## About
IiCFfNPdtTI Increase in Capacity Factors for New Plants due to Technological Improvements | Georgia | 2024-03-04 | State | State
| GA |  | Alabama | AL
Source: | Solar and Wind |  | Alaska | AK
| National Renewable Energy Lab |  | Arizona | AZ
| 2021, 2022 |  | Arkansas | AR
| 2021-ATB-Data_Master |  | California | CA
| https://atb.nrel.gov/ |  | Colorado | CO
| https://data.openei.org/files/5716/2022%20v1%20Annual%20Technology%20Baseline%20Workbook%20Original%206-14-2022.xlsx |  | Connecticut | CT
|  |  | Delaware | DE
| Hourly Wind and Solar Capacity Factors (most plant types) |  | Florida | FL
| NREL |  | Georgia | GA
| 2023 |  | Hawaii | HI
| Cambium data for 2022 Standard Scenarios |  | Idaho | ID
| https://scenarioviewer.nrel.gov/?project=82460f06-548c-4954-b2d9-b84ba92d63e2&mode=download&layout=Default |  | Illinois | IL
| Mid-case scenario |  | Indiana | IN
|  |  | Iowa | IA
About |  |  | Kansas | KS
This file should contain time-series multipliers reflecting the increase in capacity factor for newly built plants of each plant type relative to the Start Year |  |  | Kentucky | KY
(applied to all hours) due to technological advances in plant technology, such as solar PV panels capable of converting a higher percentage of |  |  | Louisiana | LA
received sunlight to electricity. |  |  | Maine | ME
|  |  | Maryland | MD
Changes to capacity factors due to any other reason should not be included in this file. |  |  | Massachusetts | MA
The EPS will calculate changes in capacity factors due to evolution of the electric grid, etc. |  |  | Michigan | MI
|  |  | Minnesota | MN
Since technology for some plant types (such as coal and gas) are relatively mature, increases may be zero for these plant types. |  |  | Mississippi | MS
It is most likely that relatively less-mature technologies, such as offshore wind, will see technological improvements. |  |  | Missouri | MO
|  |  | Montana | MT
A zero indicates no technological improvement. A value of 0.2 indicates a 20% technological improvement. |  |  | Nebraska | NE
|  |  | Nevada | NV
|  |  | New Hampshire | NH
|  |  | New Jersey | NJ
|  |  | New Mexico | NM
|  |  | New York | NY
|  |  | North Carolina | NC
|  |  | North Dakota | ND
|  |  | Ohio | OH
|  |  | Oklahoma | OK
|  |  | Oregon | OR
|  |  | Pennsylvania | PA
|  |  | Rhode Island | RI
|  |  | South Carolina | SC
|  |  | South Dakota | SD
|  |  | Tennessee | TN
|  |  | Texas | TX
|  |  | Utah | UT
|  |  | Vermont | VT
|  |  | Virginia | VA
|  |  | Washington | WA
|  |  | West Virginia | WV
|  |  | Wisconsin | WI
|  |  | Wyoming | WY

## Cambium22_MidCase_annual_state
| Project | Scenario | Dollar_year | Weather_year | Start_day | country
| Cambium_2022 | MidCase | 2021$ | 2012 | Sunday | usa
Metric definitions and scenario descriptions: 2022 Cambium Documentation (https://www.nrel.gov/docs/fy23osti/84916.pdf)
| Geography | Time | Load | Load | Load | Load | Load | Load | Load | Transmission | Transmission | Operational | Operational | Operational | Operational | Operational | Clean Energy Fraction | Clean Energy Fraction | Emissions | Emissions | Emissions | Emissions | Emissions | Emissions | Emissions | Emissions | Emissions | Emissions | Emissions | Emissions | Emissions | Emissions | Emissions | Emissions | Emissions | Emissions | Emissions | Emissions | Emissions | Emissions | Emissions | Emissions | Emissions | Emissions | Emissions | Emissions | Emissions | Emissions | Emissions | Emissions | Emissions | Emissions | Emissions | Emissions | Emissions | Emissions | Emissions | Emissions | Emissions | Emissions | Emissions | Emissions | Emissions | Emissions | Busbar costs | Busbar costs | Busbar costs | Busbar costs | End use cost | End use cost | End use cost | End use cost | Generation | Generation | Generation | Generation | Generation | Generation | Generation | Generation | Generation | Generation | Generation | Generation | Generation | Generation | Generation | Generation | Generation | Generation | Generation | Generation | Generation | Generation | Capacity | Capacity | Capacity | Capacity | Capacity | Capacity | Capacity | Capacity | Capacity | Capacity | Capacity | Capacity | Capacity | Capacity | Capacity | Capacity | Capacity | Capacity | Capacity | Energy Capacity | Energy Capacity | Energy Capacity | Policy | Policy | Policy | Policy | Policy
| unitless | unitless | MWh | MWh | MWh | MWh | MWh | MWh | MWh | MWh | MWh | MWh/MWh | MWh/MWh | MW/MW | $/MW | MW | fraction | fraction | kg/MWh | g/MWh | g/MWh | kg/MWh | g/MWh | g/MWh | kg/MWh | kg/MWh | kg/MWh | kg/MWh | g/MWh | g/MWh | kg/MWh | g/MWh | g/MWh | kg/MWh | kg/MWh | kg/MWh | kg/MWh | g/MWh | g/MWh | kg/MWh | g/MWh | g/MWh | kg/MWh | kg/MWh | kg/MWh | kg/MWh | g/MWh | g/MWh | kg/MWh | g/MWh | g/MWh | kg/MWh | kg/MWh | kg/MWh | metric tons | metric tons | metric tons | metric tons | metric tons | metric tons | metric tons | metric tons | metric tons | metric tons | $/MWh | $/MWh | $/MWh | $/MWh | $/MWh | $/MWh | $/MWh | $/MWh | MWh | MWh | MWh | MWh | MWh | MWh | MWh | MWh | MWh | MWh | MWh | MWh | MWh | MWh | MWh | MWh | MWh | MWh | MWh | MWh | MWh | MWh | MW | MW | MW | MW | MW | MW | MW | MW | MW | MW | MW | MW | MW | MW | MW | MW | MW | MW | MW | MWh | MWh | MWh | $/credit | credit/sales | $/credit | credit/sales | $/ton
| state | t | busbar_load_for_enduse | battery_charging | phs_charging | trans_losses | busbar_load | enduse_load | net_load_busbar | imports | exports | distloss_rate_avg | distloss_rate_marg | prm | capacity_shadow_price | planning_capacity_MW | cef_gen | cef_load | aer_gen_co2_c | aer_gen_ch4_c | aer_gen_n2o_c | aer_gen_co2_p | aer_gen_ch4_p | aer_gen_n2o_p | aer_gen_co2e_c | aer_gen_co2e_p | aer_gen_co2e | aer_load_co2_c | aer_load_ch4_c | aer_load_n2o_c | aer_load_co2_p | aer_load_ch4_p | aer_load_n2o_p | aer_load_co2e_c | aer_load_co2e_p | aer_load_co2e | lrmer_co2_c | lrmer_ch4_c | lrmer_n2o_c | lrmer_co2_p | lrmer_ch4_p | lrmer_n2o_p | lrmer_co2e_c | lrmer_co2e_p | lrmer_co2e | srmer_co2_c | srmer_ch4_c | srmer_n2o_c | srmer_co2_p | srmer_ch4_p | srmer_n2o_p | srmer_co2e_c | srmer_co2e_p | srmer_co2e | total_gen_co2_c | total_gen_ch4_c | total_gen_n2o_c | total_gen_co2_p | total_gen_ch4_p | total_gen_n2o_p | total_gen_co2e_c | total_gen_co2e_p | total_gen_co2e | co2_captured_ccs | energy_cost_busbar | capacity_cost_busbar | portfolio_cost_busbar | total_cost_busbar | energy_cost_enduse | capacity_cost_enduse | portfolio_cost_enduse | total_cost_enduse | generation | variable_generation | battery_MWh | biomass_MWh | beccs_MWh | canada_MWh | coal_MWh | coal-ccs_MWh | csp_MWh | distpv_MWh | gas-cc_MWh | gas-cc-ccs_MWh | gas-ct_MWh | geothermal_MWh | hydro_MWh | nuclear_MWh | o-g-s_MWh | phs_MWh | re-ct_MWh | upv_MWh | wind-ons_MWh | wind-ofs_MWh | battery_MW | biomass_MW | beccs_MW | coal_MW | coal-ccs_MW | csp_MW | distpv_MW | gas-cc_MW | gas-cc-ccs_MW | gas-ct_MW | geothermal_MW | hydro_MW | nuclear_MW | o-g-s_MW | phs_MW | re-ct_MW | upv_MW | wind-ofs_MW | wind-ons_MW | battery_energy_cap_MWh | phs_energy_cap_MWh | csp_energy_cap_MWh | rps_shadow_price | rps_f | ces_shadow_price | ces_f | co2_shadow_price
AL_2024 | AL | 2024 | 98365120 | 282863.7 | 0 | 722361.1 | 99370341.5 | 94828094.1 | 97597021.8 | 7001347 | 57492184 | 0.0359 | 0.054 | 0.15 | 4232.95 | 20967.4 | 0.37 | 0.39 | 380.2 | 27.7 | 3.89 | 28.9 | 1341.2 | 0.24 | 382 | 68.9 | 450.9 | 398.8 | 30.6 | 4.32 | 29.1 | 1355.5 | 0.26 | 400.9 | 69.5 | 470.4 | 315.4 | 19.9 | 2.79 | 25 | 1171.8 | 0.17 | 316.7 | 60 | 376.7 | 760.7 | 58.2 | 8.38 | 52.1 | 2436.5 | 0.47 | 764.7 | 124.8 | 889.5 | 56726630.1 | 4138.6 | 581.1 | 4306529.6 | 200104.5 | 35.7 | 57008588.8 | 10279379.4 | 67287968.2 | 0 | 31.36 | 0.87 | 0 | 32.24 | 33.21 | 0.95 | 0 | 34.16 | 150239070 | 1773319.6 | 257096.3 | 29293.4 | 0 | 0 | 31141140 | 0 | 0 | 94340.6 | 62776980 | 0 | 137272.7 | 0 | 9704665 | 44282730 | 136585.3 | 0 | 0 | 1678979 | 0 | 0 | 78.8 | 6.4 | 0 | 5790.7 | 0 | 0 | 63.3 | 11043.4 | 0 | 927.2 | 0 | 3334 | 5544.5 | 472.1 | 0 | 0 | 753.6 | 0 | 0 | 1320 | 0 | 0 | 0 | 0 | 0 | 0 | 0
AL_2026 | AL | 2026 | 100522560 | 345719.5 | 0 | 712541.6 | 101580820.4 | 96907976.3 | 96713417.7 | 11443183 | 53759732 | 0.0359 | 0.054 | 0.15 | 38517.83 | 21446.6 | 0.41 | 0.44 | 356.4 | 26.1 | 3.67 | 27.2 | 1254.5 | 0.23 | 358.2 | 64.6 | 422.8 | 364.4 | 27.7 | 3.9 | 27.1 | 1251.1 | 0.24 | 366.2 | 64.4 | 430.7 | 245.9 | 13.1 | 1.8 | 21.7 | 994.5 | 0.13 | 246.8 | 51.3 | 298.2 | 720.3 | 54.6 | 7.8 | 49.3 | 2367.5 | 0.41 | 724.1 | 120 | 844.1 | 51042817.3 | 3743.9 | 525.8 | 3893648.5 | 179628.3 | 32.9 | 51297925.5 | 9255553.8 | 60553479.3 | 0 | 29.48 | 7.7 | 0 | 37.18 | 31.22 | 8.32 | 0 | 39.55 | 144241070 | 4867402.5 | 310577.4 | 29293.4 | 0 | 0 | 28299364 | 0 | 0 | 232833.6 | 56293896 | 0 | 110345.1 | 0 | 10015572 | 44239440 | 75182.9 | 0 | 0 | 4634569 | 0 | 0 | 95.9 | 6.4 | 0 | 5790.7 | 0 | 0 | 155.5 | 11043.4 | 0 | 927.2 | 0 | 3419 | 5544.5 | 472.1 | 0 | 0 | 2045.6 | 0 | 0 | 1388.7 | 0 | 0 | 0 | 0 | 0 | 0 | 0
AL_2028 | AL | 2028 | 103272024 | 1870347.2 | 0 | 1209718.9 | 106352092.9 | 99558616.2 | 96293661.6 | 44122060 | 75094950 | 0.0359 | 0.054 | 0.15 | 46111.08 | 22072.2 | 0.47 | 0.56 | 310.9 | 22 | 3.08 | 24.9 | 1120.5 | 0.21 | 312.3 | 58.3 | 370.7 | 281 | 20.7 | 2.91 | 21.9 | 986.5 | 0.19 | 282.4 | 51.4 | 333.8 | 196.4 | 5.1 | 0.6 | 22 | 978.5 | 0.09 | 196.8 | 51.1 | 247.9 | 605.3 | 41.2 | 5.83 | 46.2 | 2137.5 | 0.36 | 608.1 | 110 | 718.1 | 42435523.4 | 3003.1 | 420.2 | 3394604.5 | 152959.9 | 28.6 | 42639735.5 | 7960621.5 | 50600357 | 0 | 25.48 | 8.73 | 0 | 34.21 | 27.15 | 9.6 | 0 | 36.75 | 137626510 | 10058431 | 1632526 | 28641.4 | 0 | 0 | 22492916 | 0 | 0 | 569039.2 | 49761716 | 0 | 91637.4 | 0 | 9983333 | 43519844 | 57464 | 0 | 0 | 9489392 | 0 | 0 | 722.5 | 6.4 | 0 | 5790.7 | 0 | 0 | 379.3 | 11043.4 | 0 | 927.2 | 0 | 3449 | 5544.5 | 472.1 | 0 | 0 | 4141.5 | 0 | 0 | 5100.8 | 0 | 0 | 0 | 0 | 0 | 0 | 0
AL_2030 | AL | 2030 | 106542120 | 1956309.2 | 0 | 1257812.9 | 109756240.1 | 102711178.4 | 99098769 | 51347360 | 73082950 | 0.0359 | 0.054 | 0.15 | 52177.23 | 22748 | 0.49 | 0.59 | 302.4 | 21.8 | 3.05 | 24 | 1078.6 | 0.21 | 303.9 | 56.2 | 360.1 | 260.3 | 19.4 | 2.74 | 20.3 | 906.1 | 0.18 | 261.6 | 47.3 | 308.9 | 256.9 | 7.8 | 0.95 | 27.7 | 1246.3 | 0.12 | 257.4 | 64.9 | 322.3 | 555.8 | 37.8 | 5.32 | 42.2 | 1994.2 | 0.31 | 558.4 | 101.7 | 660.1 | 39498472.9 | 2844.3 | 398.7 | 3135326.2 | 140883.3 | 27.1 | 39692076.8 | 7341052.8 | 47033129.7 | 0 | 24.13 | 9.9 | 0 | 34.03 | 25.75 | 10.9 | 0 | 36.64 | 131782160 | 10657471 | 1692801.6 | 27437.5 | 0 | 0 | 21444640 | 0 | 0 | 1172418.4 | 45176060 | 0 | 90341.6 | 0 | 9791635 | 42853636 | 48129.7 | 0 | 0 | 9485053 | 0 | 0 | 743.5 | 6.4 | 0 | 5790.7 | 0 | 0 | 782.3 | 11003.4 | 0 | 927.2 | 0 | 3449 | 5544.5 | 472.1 | 0 | 0 | 4194.4 | 0 | 0 | 5184.8 | 0 | 0 | 0 | 0 | 0 | 0 | 0
AL_2035 | AL | 2035 | 115368856 | 4808648 | 0 | 1129180.3 | 121306689.3 | 111220709.4 | 101411917.8 | 54878280 | 60530550 | 0.0359 | 0.054 | 0.15 | 81731.55 | 25121.7 | 0.59 | 0.68 | 255.6 | 20 | 2.82 | 19.3 | 863.5 | 0.19 | 257 | 45.1 | 302.1 | 215.1 | 17.2 | 2.44 | 16.2 | 714.8 | 0.16 | 216.3 | 37.5 | 253.8 | 335.4 | 14.8 | 1.94 | 32 | 1484.4 | 0.15 | 336.3 | 76.3 | 412.6 | 500.9 | 33.5 | 4.71 | 38.5 | 1818.8 | 0.28 | 503.1 | 92.7 | 595.9 | 32167415.9 | 2518.1 | 355.7 | 2432602.7 | 108599.8 | 23.6 | 32339564.6 | 5675321.6 | 38014886.2 | 0 | 21.64 | 15.21 | 0 | 36.85 | 23.38 | 17.09 | 0 | 40.48 | 127210410 | 19894772 | 4101713.5 | 25598.3 | 0 | 0 | 19569620 | 0 | 0 | 2138763 | 31875878 | 0 | 89355.4 | 0 | 9464985 | 42188480 | 0 | 0 | 0 | 17756008 | 0 | 0 | 1804.2 | 6.4 | 0 | 5790.7 | 0 | 0 | 1445.5 | 11003.4 | 0 | 927.2 | 0 | 3471 | 5544.5 | 218.1 | 0 | 0 | 7703.9 | 0 | 0 | 12842.7 | 0 | 0 | 0 | 0 | 0 | 0 | 0
AL_2040 | AL | 2040 | 125247080 | 8497508 | 0 | 1315638.4 | 135060220.4 | 120743901.5 | 98731442.2 | 64435670 | 69343050 | 0.0359 | 0.054 | 0.15 | 81947.27 | 28164.6 | 0.67 | 0.75 | 194 | 14.1 | 1.98 | 16 | 690.3 | 0.15 | 195 | 36.7 | 231.6 | 157.6 | 11.7 | 1.64 | 13.1 | 554.4 | 0.13 | 158.4 | 29.6 | 188.1 | 374.6 | 20 | 2.71 | 32.6 | 1547.3 | 0.17 | 375.9 | 78.7 | 454.7 | 453.1 | 28.7 | 3.99 | 36.3 | 1707.2 | 0.24 | 455.1 | 87.2 | 542.3 | 26844019.5 | 1951.4 | 273.7 | 2221479.6 | 95512.7 | 20.9 | 26976892.8 | 5073456.1 | 32050349 | 0 | 19.55 | 14.92 | 0 | 34.47 | 21.46 | 17.19 | 0 | 38.65 | 140210400 | 36328780 | 7258634.5 | 24264.1 | 0 | 0 | 14860813 | 0 | 0 | 2562441.5 | 30830694 | 0 | 74227.6 | 0 | 9219771 | 41613216 | 0 | 0 | 0 | 33766336 | 0 | 0 | 3644.2 | 6.4 | 0 | 5790.7 | 0 | 0 | 1782.3 | 11003.4 | 0 | 927.2 | 0 | 3471 | 5544.5 | 0 | 0 | 0 | 14426.3 | 0 | 0 | 21738.1 | 0 | 0 | 0 | 0 | 0 | 0 | 0
AL_2045 | AL | 2045 | 133963030 | 10188792 | 0 | 1176444.8 | 145328266.4 | 129146566.2 | 100190084.1 | 58108340 | 62013812 | 0.0359 | 0.054 | 0.15 | 82024.22 | 30506.3 | 0.69 | 0.76 | 175.9 | 11.9 | 1.65 | 15.4 | 654.4 | 0.14 | 176.7 | 34.9 | 211.6 | 142.6 | 9.8 | 1.37 | 12.6 | 524.8 | 0.12 | 143.3 | 28.3 | 171.5 | 336.5 | 19.3 | 2.63 | 28.3 | 1349.7 | 0.16 | 337.8 | 68.6 | 406.3 | 386.6 | 22.4 | 3.09 | 32.9 | 1526.1 | 0.2 | 388.1 | 78.5 | 466.6 | 25926419.8 | 1750.6 | 243.7 | 2270694.5 | 96501.4 | 20.2 | 26045105 | 5151940.3 | 31197045.3 | 0 | 17.07 | 14.86 | 0 | 31.93 | 18.96 | 17.22 | 0 | 36.18 | 149469330 | 45138184 | 8749858 | 21792.8 | 0 | 0 | 13009146 | 0 | 0 | 2861001.8 | 33075174 | 0 | 57660.2 | 0 | 8805473 | 40612040 | 0 | 0 | 0 | 42277180 | 0 | 0 | 4284.3 | 6.4 | 0 | 5372.6 | 0 | 0 | 2185.6 | 11003.4 | 0 | 927.2 | 0 | 3471 | 5544.5 | 0 | 0 | 0 | 18721.2 | 0 | 0 | 25124.1 | 0 | 0 | 0 | 0 | 0 | 0 | 0
AL_2050 | AL | 2050 | 142183200 | 8948993 | 0 | 1163472 | 152295662.9 | 137071196.2 | 105556760.4 | 60554230 | 57778360 | 0.0359 | 0.054 | 0.15 | 83085.5 | 32533.6 | 0.69 | 0.76 | 160.3 | 9.1 | 1.24 | 15.8 | 651.3 | 0.13 | 160.9 | 35.2 | 196.1 | 131.6 | 7.7 | 1.05 | 12.9 | 528.5 | 0.11 | 132.1 | 28.6 | 160.8 | 306.7 | 16.9 | 2.29 | 26.5 | 1252.3 | 0.15 | 307.8 | 63.9 | 371.7 | 377.7 | 19.7 | 2.67 | 33.9 | 1565.3 | 0.19 | 379 | 80.6 | 459.6 | 23683473.5 | 1344.4 | 183.3 | 2333136.3 | 96286.3 | 18.9 | 23773565.9 | 5207628 | 28981193.8 | 0 | 17.44 | 15.25 | 0 | 32.7 | 19.27 | 17.47 | 0 | 36.74 | 149654580 | 46738904 | 7617783 | 21090.6 | 0 | 0 | 9319278 | 0 | 0 | 3249568.2 | 36818680 | 0 | 121287.4 | 0 | 8695776 | 40321770 | 0 | 0 | 0 | 43489336 | 0 | 0 | 4001.4 | 6.4 | 0 | 3727.6 | 0 | 0 | 2540.3 | 11003.4 | 0 | 2001.1 | 0 | 3471 | 5544.5 | 0 | 0 | 0 | 19799.2 | 0 | 0 | 21748.2 | 0 | 0 | 0 | 0 | 0 | 0 | 0
AR_2024 | AR | 2024 | 51551216 | 0 | 26004.4 | 881987.5 | 52459207.4 | 49697857.2 | 51361523.4 | 48007376 | 44824250 | 0.0359 | 0.054 | 0.1765 | 4723.15 | 11237.3 | 0.38 | 0.52 | 383.6 | 28.2 | 3.98 | 29.2 | 1338.1 | 0.25 | 385.5 | 69.1 | 454.7 | 335.1 | 27.8 | 3.96 | 21.8 | 1069 | 0.2 | 337 | 53.7 | 390.7 | 392.5 | 21 | 3.02 | 36.2 | 1459 | 0.29 | 393.9 | 79.7 | 473.7 | 773.6 | 61 | 8.83 | 51.7 | 2397.7 | 0.49 | 777.9 | 123.3 | 901.1 | 18775177.8 | 1383.7 | 194.9 | 1426105.1 | 65442 | 12.1 | 18869609.8 | 3379592.2 | 22249202 | 0 | 29.75 | 1.01 | 0 | 30.76 | 31.53 | 1.11 | 0 | 32.63 | 49328300 | 1097684 | 0 | 98117.6 | 0 | 0 | 11215421 | 0 | 0 | 428917.4 | 19219532 | 0 | 64191.3 | 0 | 2896239.2 | 14515110 | 200615.7 | 21389.1 | 0 | 668766.5 | 0 | 0 | 0 | 16.8 | 0 | 5128.1 | 0 | 0 | 278.5 | 4597 | 0 | 705.4 | 0 | 1265.8 | 1817.8 | 305.8 | 30 | 0 | 306.7 | 0 | 0 | 0 | 300 | 0 | 0 | 0 | 0 | 0 | 0
AR_2026 | AR | 2026 | 52636924 | 0 | 28826.4 | 1122759.9 | 53788509.4 | 50744535.6 | 49437835.3 | 59068532 | 52468140 | 0.0359 | 0.054 | 0.1766 | 41037.07 | 11488.9 | 0.46 | 0.64 | 318 | 22.3 | 3.12 | 25.7 | 1153.8 | 0.21 | 319.5 | 60.1 | 379.6 | 237.1 | 18.6 | 2.63 | 16.6 | 794.5 | 0.14 | 238.3 | 40.3 | 278.7 | 334.7 | 13.5 | 1.86 | 34.5 | 1415.3 | 0.23 | 335.6 | 76.7 | 412.3 | 717.1 | 56.5 | 8.11 | 47.4 | 2278.9 | 0.42 | 721 | 115.4 | 836.4 | 14888595.1 | 1045.6 | 146.1 | 1200721.7 | 53966.6 | 9.9 | 14959649.9 | 2811641.4 | 17771291.3 | 0 | 27.17 | 8.72 | 0 | 35.89 | 28.81 | 9.52 | 0 | 38.32 | 47216810 | 4350674 | 0 | 96255.4 | 0 | 0 | 8439922 | 0 | 0 | 1084511 | 16906450 | 0 | 33808.6 | 0 | 2875972.8 | 14490571 | 0 | 23154.8 | 0 | 3266163 | 0 | 0 | 0 | 16.8 | 0 | 4310.4 | 0 | 0 | 705.1 | 4597 | 0 | 705.4 | 0 | 1265.8 | 1817.8 | 3.1 | 30 | 0 | 1414 | 0 | 0 | 0 | 300 | 0 | 0 | 0 | 0 | 0 | 0
AR_2028 | AR | 2028 | 53973292 | 933185.1 | 55774 | 1712167.4 | 56674417.4 | 52032872.4 | 46351061.1 | 85612860 | 70196000 | 0.0359 | 0.054 | 0.1767 | 53764.72 | 11869.8 | 0.68 | 0.82 | 175.6 | 10.8 | 1.48 | 17.2 | 689.7 | 0.15 | 176.3 | 37.8 | 214.1 | 109.7 | 7.7 | 1.08 | 9 | 397.3 | 0.08 | 110.2 | 20.9 | 131.1 | 268.3 | 5.9 | 0.65 | 31 | 1370.3 | 0.12 | 268.6 | 71.9 | 340.5 | 559.2 | 41.1 | 5.87 | 40.5 | 1873.3 | 0.35 | 562 | 96.4 | 658.4 | 7137750.3 | 439 | 60.5 | 697474 | 28001.1 | 6.2 | 7167338.1 | 1533591.4 | 8700929.5 | 0 | 21.33 | 10.4 | 0 | 31.73 | 22.82 | 11.53 | 0 | 34.35 | 41265600 | 10323356 | 794471.6 | 90797.1 | 0 | 0 | 3418660.8 | 0 | 0 | 1824331 | 9799162 | 0 | 20933.5 | 0 | 2840304.8 | 13933362 | 0 | 44553.2 | 0 | 8499025 | 0 | 0 | 545.7 | 16.8 | 0 | 3487.7 | 0 | 0 | 1192.1 | 4597 | 0 | 705.4 | 0 | 1292.8 | 1817.8 | 3.1 | 30 | 0 | 3598.6 | 0 | 0 | 2182.7 | 300 | 0 | 0 | 0 | 0 | 0 | 0
AR_2030 | AR | 2030 | 55531144 | 967235.3 | 64602.9 | 2025313.8 | 58588294.1 | 53534739.5 | 38307759.2 | 97806456 | 84818210 | 0.0359 | 0.054 | 0.1768 | 60688.73 | 12294.7 | 0.82 | 0.89 | 102.8 | 7.1 | 0.99 | 10.3 | 382.2 | 0.11 | 103.3 | 21.7 | 125 | 70.8 | 5.5 | 0.78 | 5.6 | 240.7 | 0.06 | 71.1 | 12.8 | 83.9 | 254.8 | 8.4 | 1.04 | 27 | 1215.3 | 0.12 | 255.4 | 63.3 | 318.6 | 487.3 | 35.9 | 5.11 | 35.2 | 1649.1 | 0.29 | 489.8 | 84.4 | 574.2 | 4589347 | 316.6 | 44.2 | 459815.1 | 17021.1 | 4.9 | 4610838.8 | 968386.8 | 5579225.7 | 0 | 19.14 | 11.55 | 0 | 30.69 | 20.52 | 12.81 | 0 | 33.33 | 45593364 | 20280534 | 821184.6 | 87505.4 | 0 | 0 | 2619506.8 | 0 | 0 | 2721206.5 | 5522905 | 0 | 5358.7 | 0 | 2720509.2 | 13484443 | 0 | 51417.5 | 0 | 17559328 | 0 | 0 | 556.3 | 16.8 | 0 | 3487.7 | 0 | 0 | 1786.5 | 4536 | 0 | 705.4 | 0 | 1292.8 | 1817.8 | 1.8 | 30 | 0 | 7321.9 | 0 | 0 | 2225.4 | 300 | 0 | 0 | 0 | 0 | 0 | 0
AR_2035 | AR | 2035 | 59632330 | 963072.2 | 69858.4 | 2203140.3 | 62868396.2 | 57488556.5 | 40256308.9 | 108612100 | 90997330 | 0.0359 | 0.0539 | 0.1768 | 85518.68 | 13472.3 | 0.87 | 0.92 | 76.5 | 5.9 | 0.83 | 7.8 | 266.8 | 0.1 | 76.9 | 15.8 | 92.7 | 54.7 | 4.7 | 0.66 | 4.1 | 173.4 | 0.05 | 55 | 9.3 | 64.4 | 250.3 | 10.9 | 1.42 | 24.2 | 1110.3 | 0.12 | 251 | 57.3 | 308.3 | 448.7 | 32.5 | 4.61 | 32.8 | 1545.1 | 0.26 | 450.9 | 78.9 | 529.9 | 3357546.8 | 259.1 | 36.6 | 344090.3 | 11662.1 | 4.3 | 3375246.5 | 692804 | 4068050.5 | 0 | 17.78 | 16.37 | 0 | 34.16 | 19.05 | 18.17 | 0 | 37.21 | 45229344 | 22612088 | 814675.8 | 86188.3 | 0 | 0 | 2267566 | 0 | 0 | 3240508.2 | 3387965.5 | 0 | 2499.8 | 0 | 2659702.2 | 13342006 | 0 | 56652.9 | 0 | 19371578 | 0 | 0 | 557 | 16.8 | 0 | 3487.7 | 0 | 0 | 2181.8 | 4536 | 0 | 705.4 | 0 | 1300.8 | 1817.8 | 1.8 | 30 | 0 | 8287.7 | 0 | 0 | 2228.1 | 300 | 0 | 0 | 0 | 0 | 0 | 0
AR_2040 | AR | 2040 | 64297656 | 1011218.9 | 71534.3 | 2437417.6 | 67817831.1 | 61986243.7 | 44941717.2 | 120695850 | 96259030 | 0.0359 | 0.0539 | 0.1769 | 85541.04 | 14812 | 0.91 | 0.95 | 54.8 | 4 | 0.56 | 6.6 | 199.4 | 0.09 | 55.1 | 12.6 | 67.6 | 36.4 | 3 | 0.42 | 3.1 | 120.3 | 0.04 | 36.6 | 6.7 | 43.3 | 242.8 | 12.8 | 1.73 | 21.5 | 1007.5 | 0.12 | 243.6 | 51.6 | 295.2 | 378.3 | 24.8 | 3.48 | 30.1 | 1388.9 | 0.22 | 380 | 71.5 | 451.5 | 2271563.3 | 167.3 | 23.5 | 276537.2 | 8231.2 | 3.7 | 2282964.2 | 522844.3 | 2805808.5 | 0 | 15.53 | 16.45 | 0 | 31.98 | 16.65 | 18.26 | 0 | 34.91 | 43332830 | 22876114 | 869793.6 | 83705.8 | 0 | 0 | 1467005.5 | 0 | 0 | 3250494.5 | 2512392 | 0 | 20893.8 | 0 | 2533102.5 | 12911475 | 0 | 58351.4 | 0 | 19625620 | 0 | 0 | 558.4 | 16.8 | 0 | 3487.7 | 0 | 0 | 2281.3 | 4536 | 0 | 1233.5 | 0 | 1300.8 | 1817.8 | 1.8 | 30 | 0 | 8713.7 | 0 | 0 | 2230.9 | 300 | 0 | 0 | 0 | 0 | 0 | 0
AR_2045 | AR | 2045 | 68468440 | 965684.2 | 79707.9 | 2344694.1 | 71858522.5 | 66007115.7 | 46680668 | 117926480 | 92128080 | 0.0359 | 0.0539 | 0.1769 | 85359.5 | 15923.2 | 0.89 | 0.95 | 58 | 3.6 | 0.49 | 7.1 | 230.7 | 0.08 | 58.3 | 14 | 72.2 | 32.6 | 2.3 | 0.31 | 3.2 | 120.7 | 0.03 | 32.8 | 6.8 | 39.6 | 205.4 | 9.9 | 1.33 | 20.3 | 883.5 | 0.13 | 206.1 | 46.7 | 252.8 | 325.9 | 19.2 | 2.65 | 27.9 | 1271.9 | 0.18 | 327.2 | 65.9 | 393 | 2545506.5 | 158 | 21.8 | 313995.6 | 10109.3 | 3.8 | 2556161.2 | 616279.8 | 3172441 | 0 | 14.1 | 16.56 | 0 | 30.66 | 15.08 | 18.28 | 0 | 33.36 | 46032852 | 25177854 | 807459.9 | 23189 | 0 | 0 | 1286259.5 | 0 | 0 | 3244808.8 | 3413576.8 | 0 | 146845.9 | 0 | 2442495 | 12671585 | 0 | 63586.9 | 0 | 21933046 | 0 | 0 | 548.3 | 8.8 | 0 | 3487.7 | 0 | 0 | 2403.6 | 4536 | 0 | 3276.4 | 0 | 1300.8 | 1817.8 | 0 | 30 | 0 | 10006.4 | 0 | 0 | 2190.4 | 300 | 0 | 0 | 0 | 0 | 0 | 0
AR_2050 | AR | 2050 | 72378056 | 2362200.5 | 80129.9 | 2616274.7 | 77436657.5 | 69776169 | 47253304 | 131972430 | 102231110 | 0.0359 | 0.0539 | 0.1771 | 84129.8 | 16874.2 | 0.84 | 0.93 | 94.9 | 6.6 | 0.92 | 7.9 | 346.3 | 0.07 | 95.3 | 18.2 | 113.5 | 43.4 | 3.2 | 0.44 | 3.3 | 153.8 | 0.03 | 43.6 | 7.9 | 51.5 | 188.5 | 8.7 | 1.15 | 19.8 | 826.1 | 0.14 | 189.1 | 44.5 | 233.6 | 312.1 | 16.5 | 2.24 | 28.1 | 1282.3 | 0.16 | 313.2 | 66.3 | 379.6 | 4354157.3 | 306 | 42.8 | 360541 | 15801.5 | 3.2 | 4374952.6 | 832287.5 | 5207240.1 | 0 | 13.61 | 15.87 | 0 | 29.48 | 14.73 | 17.85 | 0 | 32.57 | 47677612 | 30183354 | 1999450 | 21706.7 | 0 | 0 | 2562472.5 | 0 | 0 | 3329036.5 | 4460997 | 0 | 518505 | 0 | 2384909 | 5481923.5 | 0 | 64295.9 | 0 | 26854316 | 0 | 0 | 1332.1 | 8.8 | 0 | 3328.6 | 0 | 0 | 2575.5 | 4536 | 0 | 4654.7 | 0 | 1300.8 | 794.9 | 0 | 30 | 0 | 12178.4 | 0 | 0 | 5325.5 | 300 | 0 | 0 | 0 | 0 | 0 | 0
AZ_2024 | AZ | 2024 | 89306130 | 999207.8 | 365621.2 | 1452858.9 | 92123814 | 86096749.9 | 37125873 | 31149532 | 72940160 | 0.0359 | 0.0539 | 0.1155 | 56704.78 | 21622.5 | 0.7 | 0.66 | 194.3 | 15.2 | 2.15 | 14.6 | 655.2 | 0.14 | 195.4 | 34.2 | 229.5 | 233.1 | 18.4 | 2.6 | 17.1 | 781.1 | 0.16 | 234.4 | 40.4 | 274.8 | 263.8 | 5.9 | 0.65 | 30.3 | 1346.8 | 0.12 | 264.1 | 70.5 | 334.6 | 657.1 | 49.2 | 6.96 | 45 | 2236.3 | 0.34 | 660.5 | 111.7 | 772.2 | 25886897.9 | 2025.1 | 286.2 | 1944474.5 | 87292.3 | 18.6 | 26025373.1 | 4550849.8 | 30576222.8 | 0 | 27.73 | 11.56 | 0 | 39.29 | 29.48 | 12.76 | 0 | 42.24 | 134211840 | 54997940 | 840538.8 | 208506.1 | 0 | 0 | 14880445 | 0 | 610865.5 | 2766371 | 24586128 | 0 | 255905.6 | 0 | 7251561.5 | 30865014 | 35759 | 290045.5 | 0 | 49970500 | 1650202.9 | 0 | 713.2 | 30.7 | 0 | 2943 | 0 | 295.6 | 1611.8 | 10756.2 | 0 | 3142 | 0 | 2840.9 | 3937 | 1118 | 216.3 | 0 | 18155.6 | 0 | 617.3 | 2362.7 | 2163 | 0 | 0 | 0.08 | 0 | 0 | 0
AZ_2026 | AZ | 2026 | 91575000 | 2900199.5 | 457150.2 | 1867039.4 | 96799391.1 | 88284083.2 | 35783624.9 | 45487044 | 86461624 | 0.0359 | 0.0539 | 0.1155 | 66638.07 | 22167.8 | 0.75 | 0.71 | 169.6 | 13.6 | 1.93 | 12.6 | 562.1 | 0.13 | 170.5 | 29.4 | 199.9 | 204.8 | 16.8 | 2.38 | 14.5 | 667.1 | 0.14 | 206 | 34.4 | 240.4 | 154.5 | 4.4 | 0.52 | 17 | 759.6 | 0.07 | 154.8 | 39.6 | 194.4 | 595.8 | 42.5 | 5.97 | 42.7 | 2103.3 | 0.3 | 598.7 | 105.4 | 704.1 | 23235756.2 | 1861.4 | 263.6 | 1729898.7 | 77044.8 | 17.2 | 23363188.5 | 4030533.9 | 27393722.4 | 0 | 25.82 | 13.29 | 0 | 39.11 | 27.73 | 14.95 | 0 | 42.68 | 138025330 | 61015770 | 2477977 | 207198.8 | 0 | 0 | 13788579 | 0 | 608656.2 | 3245570.2 | 21040042 | 0 | 212040.4 | 0 | 8501812 | 30392044 | 26155.8 | 363703.8 | 0 | 55519064 | 1642470.1 | 0 | 1811 | 30.7 | 0 | 2943 | 0 | 295.6 | 1888.1 | 10756.2 | 0 | 3047 | 0 | 3234.9 | 3937 | 1118 | 216.3 | 0 | 20061.6 | 0 | 617.3 | 6754 | 2163 | 0 | 0 | 0.09 | 0 | 0 | 0
AZ_2028 | AZ | 2028 | 94285340 | 3493100.8 | 522529.2 | 2228372.2 | 100529344.5 | 90897017.3 | 31948868.6 | 63320776 | 97044936 | 0.0359 | 0.0539 | 0.1155 | 60539.89 | 22830.4 | 0.82 | 0.8 | 126 | 10.5 | 1.49 | 9.5 | 406.7 | 0.1 | 126.7 | 21.7 | 148.4 | 141.9 | 11.9 | 1.69 | 10.2 | 454 | 0.11 | 142.7 | 23.7 | 166.4 | 105.7 | 3.4 | 0.41 | 11.3 | 508 | 0.05 | 105.9 | 26.4 | 132.4 | 480.1 | 31.3 | 4.37 | 37.4 | 1781.4 | 0.25 | 482.3 | 90.6 | 572.8 | 16806969 | 1396.8 | 198.4 | 1272390.4 | 54294.3 | 14 | 16902771.3 | 2894175.3 | 19796946.6 | 0 | 21.46 | 11.99 | 0 | 33.45 | 23.25 | 13.57 | 0 | 36.82 | 134449940 | 68580470 | 2983087.8 | 204129.6 | 0 | 0 | 10460713 | 0 | 556958.6 | 3795764 | 13922306 | 0 | 131238.5 | 0 | 8379625.5 | 29352388 | 19751.4 | 416224.2 | 0 | 60863496 | 3364259.5 | 0 | 2068.6 | 30.7 | 0 | 2943 | 0 | 295.6 | 2245.4 | 10756.2 | 0 | 2447.5 | 0 | 3237.9 | 3937 | 1098 | 216.3 | 0 | 22360.5 | 0 | 1137.5 | 8125.1 | 2163 | 0 | 0 | 0.09 | 0 | 0 | 0
AZ_2030 | AZ | 2030 | 97421370 | 6004219 | 580361.6 | 2154697.3 | 106160642.6 | 93920337 | 38554592.6 | 64772680 | 89551340 | 0.0359 | 0.0539 | 0.1155 | 61513.4 | 23661.3 | 0.84 | 0.84 | 117.1 | 10.4 | 1.49 | 8.4 | 356.5 | 0.1 | 117.8 | 19 | 136.8 | 119.9 | 10.6 | 1.52 | 8.3 | 366.8 | 0.1 | 120.7 | 19.3 | 140 | 91.1 | 3 | 0.37 | 9.6 | 434.5 | 0.04 | 91.2 | 22.6 | 113.9 | 414.5 | 28.1 | 3.93 | 31.8 | 1506.8 | 0.23 | 416.4 | 76.8 | 493.2 | 15216782.5 | 1355.4 | 193.6 | 1087438.3 | 46370.1 | 13.1 | 15310033.6 | 2472840.2 | 17782873.8 | 0 | 19.7 | 11.89 | 0 | 31.59 | 21.67 | 13.76 | 0 | 35.43 | 131117170 | 67606050 | 5120343 | 202019.8 | 0 | 0 | 10362335 | 0 | 441317.3 | 4256599 | 10409221 | 0 | 91853.1 | 0 | 8280618.5 | 28571094 | 2684.8 | 470947.8 | 0 | 59590956 | 3317177.8 | 0 | 3265.1 | 30.7 | 0 | 2943 | 0 | 295.6 | 2657.1 | 10388.2 | 0 | 2158.5 | 0 | 3237.9 | 3937 | 585 | 216.3 | 0 | 24059.8 | 0 | 1137.5 | 13652.7 | 2163 | 0 | 0 | 0.09 | 0 | 0 | 0
AZ_2035 | AZ | 2035 | 106160350 | 11908474 | 565303.8 | 1947776.1 | 120581903.3 | 102345252.3 | 51154289.8 | 64552460 | 75652150 | 0.0359 | 0.0539 | 0.1155 | 84703.51 | 25824 | 0.88 | 0.89 | 89.9 | 8.2 | 1.17 | 6.6 | 269 | 0.09 | 90.5 | 14.7 | 105.1 | 83.8 | 7.3 | 1.05 | 6.4 | 260 | 0.08 | 84.3 | 14.1 | 98.5 | 132.8 | 4 | 0.48 | 14.4 | 646 | 0.06 | 133 | 33.7 | 166.7 | 344.5 | 23.9 | 3.36 | 26.5 | 1237.8 | 0.2 | 346.1 | 63.5 | 409.6 | 11732444.4 | 1069 | 153 | 866804.2 | 35109.1 | 11.2 | 11806071.1 | 1916121.7 | 13722192.8 | 0 | 16.52 | 15.8 | 0 | 32.31 | 18.56 | 19.13 | 0 | 37.7 | 131811480 | 69427620 | 10116651 | 199135.6 | 0 | 0 | 8231337.5 | 0 | 378828.1 | 4894836.5 | 7537887 | 0 | 74339.2 | 0 | 8235579 | 27536908 | 4222.1 | 447807 | 0 | 60859916 | 3294032.2 | 0 | 5358 | 30.7 | 0 | 2181 | 0 | 295.6 | 3238.4 | 10182.8 | 0 | 2158.5 | 0 | 3237.9 | 3937 | 359 | 216.3 | 0 | 26471.7 | 0 | 1137.5 | 27578.3 | 2163 | 0 | 0 | 0.09 | 0 | 0 | 0
AZ_2040 | AZ | 2040 | 116630590 | 19683132 | 541825.8 | 2115477.7 | 138971029.5 | 112439191.1 | 60425494.2 | 74734760 | 77341690 | 0.0359 | 0.0539 | 0.1155 | 82519.16 | 28376.3 | 0.92 | 0.93 | 59.1 | 5.6 | 0.8 | 4.7 | 172.4 | 0.07 | 59.4 | 9.8 | 69.3 | 54.3 | 4.9 | 0.71 | 4.4 | 163.6 | 0.06 | 54.6 | 9.3 | 63.9 | 173.7 | 6 | 0.75 | 18.2 | 822.7 | 0.08 | 174.1 | 42.7 | 216.8 | 309.3 | 21.5 | 3.01 | 23.6 | 1117.2 | 0.18 | 310.8 | 57 | 367.8 | 8263842.2 | 778.1 | 111.6 | 656184.6 | 24109.7 | 9.4 | 8317505.8 | 1377233.5 | 9694739.3 | 0 | 13.62 | 14.73 | 0 | 28.35 | 15.65 | 18.75 | 0 | 34.4 | 141692290 | 78545540 | 16810782 | 196809.4 | 0 | 0 | 6037824 | 0 | 368334.2 | 4918841 | 4675264.5 | 0 | 44319.3 | 0 | 8008262.5 | 26945542 | 535.6 | 427417.8 | 0 | 70243260 | 3015092.8 | 0 | 8490.9 | 30.7 | 0 | 2065 | 0 | 295.6 | 3341.8 | 10182.8 | 0 | 2158.5 | 0 | 3237.9 | 3937 | 175 | 216.3 | 0 | 30664.5 | 0 | 1009.4 | 46738 | 2163 | 0 | 0 | 0.09 | 0 | 0 | 0
AZ_2045 | AZ | 2045 | 126716350 | 27628330 | 574055.2 | 1879364.9 | 156798102.6 | 122162424.4 | 68026595.3 | 68920200 | 67068692 | 0.0359 | 0.0539 | 0.1155 | 83778.17 | 30926.3 | 0.94 | 0.95 | 44.5 | 4.3 | 0.62 | 3.7 | 127.2 | 0.06 | 44.7 | 7.5 | 52.2 | 41.8 | 3.9 | 0.56 | 3.5 | 122.5 | 0.05 | 42.1 | 7.2 | 49.3 | 178.5 | 6.7 | 0.86 | 18.2 | 826.5 | 0.08 | 178.9 | 42.8 | 221.7 | 232.5 | 16.1 | 2.25 | 18.3 | 843.1 | 0.14 | 233.6 | 43.5 | 277.1 | 6788036.6 | 655 | 94.2 | 560514.6 | 19389.9 | 8.6 | 6833259.8 | 1140673.8 | 7973933.6 | 0 | 10.66 | 14.35 | 0 | 25.01 | 12.87 | 18.98 | 0 | 31.85 | 155071520 | 88771500 | 23459972 | 194260.6 | 0 | 0 | 5122842.5 | 0 | 0 | 4398965 | 3466294.5 | 0 | 29516.8 | 0 | 7504829 | 26072742 | 107.1 | 449454 | 0 | 81705630 | 2666907.5 | 0 | 11241.9 | 30.7 | 0 | 2065 | 0 | 0 | 3499.8 | 10182.8 | 0 | 2118 | 0 | 3237.9 | 3937 | 175 | 216.3 | 0 | 37626.1 | 0 | 900.2 | 64923.7 | 2163 | 0 | 0 | 0.09 | 0 | 0 | 0
AZ_2050 | AZ | 2050 | 136535330 | 28974214 | 604198.2 | 1821736.1 | 167935471.3 | 131628416.9 | 75646396.6 | 69600490 | 63491476 | 0.0359 | 0.0539 | 0.1155 | 85634.56 | 33062.5 | 0.93 | 0.94 | 49.3 | 4.5 | 0.64 | 4 | 148.1 | 0.06 | 49.6 | 8.5 | 58.1 | 45.8 | 4.1 | 0.58 | 3.9 | 140.8 | 0.05 | 46.1 | 8.1 | 54.2 | 185.9 | 7.5 | 0.96 | 18.5 | 846.7 | 0.09 | 186.4 | 43.8 | 230.2 | 212.4 | 11.9 | 1.63 | 19.1 | 859.4 | 0.13 | 213.2 | 44.8 | 258 | 7862906 | 720.3 | 103.1 | 645511.4 | 23584.9 | 9.1 | 7912521.1 | 1350814.4 | 9263335.5 | 0 | 11.19 | 14.63 | 0 | 25.82 | 13.63 | 19.24 | 0 | 32.87 | 161981630 | 92289070 | 24633548 | 175780.4 | 0 | 0 | 5555184 | 0 | 0 | 4463041 | 5072792.5 | 0 | 44330.1 | 0 | 7686961 | 26040922 | 142.8 | 482890.2 | 0 | 86222570 | 1603463.2 | 0 | 12270.5 | 28.2 | 0 | 2065 | 0 | 0 | 3767.2 | 10252.3 | 0 | 2510 | 0 | 3237.9 | 3937 | 175 | 216.3 | 0 | 41051 | 0 | 530.2 | 66813.5 | 2163 | 0 | 0 | 0.09 | 0 | 0 | 0
CA_2024 | CA | 2024 | 297754660 | 5056848.5 | 6609243.5 | 2989273.5 | 312410020.6 | 287052545.2 | 219659269.8 | 109195120 | 45540468 | 0.0359 | 0.0539 | 0.1818 | 60436.32 | 70679.5 | 0.71 | 0.69 | 111.6 | 2.1 | 0.21 | 14.7 | 586 | 0.07 | 111.7 | 32.2 | 143.9 | 145.9 | 5.8 | 0.75 | 16 | 669.1 | 0.09 | 146.3 | 36 | 182.3 | 164.5 | 4 | 0.45 | 18.7 | 830.6 | 0.07 | 164.7 | 43.4 | 208.2 | 637.1 | 44.6 | 6.26 | 46.4 | 2270.4 | 0.33 | 640.1 | 114.1 | 754.3 | 27604136.7 | 520.5 | 52.1 | 3632168.9 | 144950.7 | 16.5 | 27633869.5 | 7956213.7 | 35590083.2 | 0 | 29.29 | 12.2 | 0.58 | 42.07 | 31.4 | 13.7 | 0.62 | 45.72 | 248110980 | 92750750 | 4280509.5 | 5587050.5 | 0 | 0 | 0 | 0 | 1918365 | 21291766 | 70561864 | 0 | 417539.2 | 23130482 | 28333284 | 17623994 | 9997.6 | 5415509 | 0 | 54788470 | 14752144 | 0 | 3304.1 | 865.4 | 0 | 0 | 0 | 917.8 | 13052.4 | 19788.5 | 0 | 10758.4 | 3106.1 | 10215.5 | 2240 | 994.6 | 3911.9 | 0 | 20194.2 | 0 | 6476 | 12614.7 | 39119 | 0 | 1.9 | 0.42 | 0 | 0 | 0
CA_2026 | CA | 2026 | 300685220 | 5604551 | 7335229 | 3370284.8 | 316995290.4 | 289877783.7 | 220821089.3 | 123635820 | 51493140 | 0.0359 | 0.0539 | 0.1818 | 70540.95 | 71722.5 | 0.74 | 0.73 | 99.4 | 1.9 | 0.19 | 13.3 | 522.3 | 0.06 | 99.5 | 28.8 | 128.4 | 132.3 | 5.7 | 0.74 | 14.3 | 594.3 | 0.08 | 132.7 | 32 | 164.7 | 95 | 2.7 | 0.32 | 10.4 | 467.9 | 0.04 | 95.2 | 24.4 | 119.5 | 585.2 | 39.9 | 5.58 | 43.6 | 2127.8 | 0.29 | 587.9 | 107 | 695 | 24197310.1 | 456.2 | 45.7 | 3225307.5 | 127136.5 | 15 | 24223370.8 | 7018066.5 | 31241437.3 | 0 | 27.45 | 14.23 | 0 | 41.68 | 29.61 | 16.05 | 0 | 45.65 | 244193200 | 96174200 | 4771323 | 5510777 | 0 | 0 | 0 | 0 | 1916708.4 | 24709658 | 62213364 | 0 | 396000.9 | 23130482 | 28720758 | 17396206 | 7732.7 | 5872349 | 0 | 54858550 | 14689280 | 0 | 3828.6 | 865.4 | 0 | 0 | 0 | 917.8 | 15234.3 | 19788.5 | 0 | 10758.4 | 3106.1 | 10619.1 | 2240 | 993 | 3919.5 | 0 | 20477.4 | 0 | 6436.5 | 13710.7 | 39195 | 0 | 0 | 0.42 | 0 | 0 | 0
CA_2028 | CA | 2028 | 306406430 | 10629478 | 8734192 | 3819746.8 | 329589857.7 | 295393377.1 | 214117811.8 | 138579280 | 60275624 | 0.0359 | 0.0539 | 0.1818 | 65221.91 | 73698.2 | 0.82 | 0.81 | 67.5 | 1.3 | 0.13 | 9.4 | 355.3 | 0.05 | 67.6 | 20 | 87.6 | 94.8 | 4.4 | 0.58 | 10.3 | 415.8 | 0.06 | 95.1 | 22.7 | 117.8 | 50.8 | 1.7 | 0.22 | 5.3 | 240.4 | 0.02 | 50.9 | 12.5 | 63.4 | 493.7 | 31.4 | 4.36 | 39.1 | 1860.8 | 0.26 | 495.8 | 94.6 | 590.4 | 16864928 | 318 | 31.8 | 2350492.7 | 88786.2 | 11.7 | 16883093 | 4999510.5 | 21882603.5 | 0 | 23.22 | 12.95 | 0 | 36.18 | 25.46 | 14.91 | 0 | 40.37 | 250582580 | 115472050 | 9075954 | 5359158.5 | 0 | 0 | 0 | 0 | 1926788.4 | 28534132 | 43784080 | 0 | 423472 | 24502536 | 28044364 | 16964816 | 5966.6 | 6950205 | 0 | 68615096 | 14606058 | 1789975.4 | 6807.7 | 865.4 | 0 | 0 | 0 | 917.8 | 17685.4 | 19788.5 | 0 | 10667.1 | 3290.3 | 10908.2 | 2240 | 883 | 4063.4 | 0 | 25344 | 600 | 6422.9 | 25625.4 | 40634.4 | 0 | 0 | 0.5 | 0 | 0 | 0
CA_2030 | CA | 2030 | 314559460 | 22693312 | 15127707 | 3847663.4 | 356228130.1 | 303253369.2 | 186500836.8 | 132483736 | 67278110 | 0.0359 | 0.0539 | 0.1817 | 66259.99 | 76484.6 | 0.89 | 0.86 | 42.7 | 0.8 | 0.08 | 5.7 | 224 | 0.02 | 42.7 | 12.4 | 55.1 | 72.8 | 3.7 | 0.5 | 7.4 | 308.1 | 0.04 | 73.1 | 16.6 | 89.7 | 31.6 | 0.8 | 0.08 | 3.6 | 160.1 | 0.01 | 31.7 | 8.4 | 40 | 413.7 | 26.8 | 3.73 | 32.7 | 1548.4 | 0.22 | 415.5 | 78.9 | 494.4 | 12347496.9 | 232.8 | 23.3 | 1658070.4 | 64788.1 | 6.3 | 12360796.9 | 3590474.5 | 15951271.4 | 0 | 20.94 | 12.51 | 0.59 | 34.03 | 23.82 | 15.16 | 0.66 | 39.63 | 290316580 | 169727300 | 19258454 | 5036885 | 0 | 0 | 0 | 0 | 1859431.8 | 32398796 | 32232058 | 0 | 350414.2 | 24475000 | 27105958 | 0 | 4614.1 | 12125892 | 0 | 113415950 | 14813338 | 7239773 | 12014 | 842.4 | 0 | 0 | 0 | 917.8 | 20237.1 | 19755.9 | 0 | 10646.8 | 3290.3 | 11024.9 | 0 | 592.9 | 6358.1 | 0 | 40410.1 | 2000 | 6451.7 | 54043.7 | 63581.3 | 0 | 0 | 0.57 | 1.2 | 0.85 | 0
CA_2035 | CA | 2035 | 339248960 | 34225984 | 25815206 | 3670448.2 | 402960582.9 | 327055541 | 174151632.3 | 119150376 | 72510050 | 0.0359 | 0.0539 | 0.1818 | 89657.56 | 84998.9 | 0.93 | 0.92 | 25.8 | 0.5 | 0.05 | 3.2 | 135.2 | 0.01 | 25.9 | 7.3 | 33.1 | 40.4 | 2.1 | 0.28 | 3.9 | 170.8 | 0.02 | 40.5 | 9 | 49.5 | 33.6 | 0.8 | 0.08 | 3.9 | 171.2 | 0.01 | 33.6 | 9 | 42.6 | 340.4 | 21.1 | 2.93 | 28.3 | 1306.1 | 0.19 | 341.8 | 67.3 | 409.1 | 9131833.1 | 172.3 | 17.3 | 1144515.3 | 47802.4 | 4.3 | 9141680.1 | 2570199 | 11711879.1 | 0 | 17.66 | 16.32 | 0 | 33.97 | 20.58 | 20.78 | 0 | 41.36 | 355661470 | 228808930 | 29090714 | 1867576 | 0 | 0 | 0 | 0 | 1660649.2 | 37693070 | 24006908 | 0 | 271456.1 | 24288468 | 26779578 | 0 | 7656.3 | 20540162 | 0 | 149230160 | 14493099 | 25731962 | 17243.9 | 435.9 | 0 | 0 | 0 | 917.8 | 24240.2 | 19646 | 0 | 10235.8 | 3290.3 | 11129.8 | 0 | 592.9 | 11429.5 | 0 | 53522.9 | 6000 | 5747.5 | 81164.2 | 114294.8 | 0 | 0 | 0.57 | 0 | 0.93 | 0
CA_2040 | CA | 2040 | 370525340 | 47941970 | 23324384 | 3715843.1 | 445507548.3 | 357207844.8 | 155789627.2 | 115643540 | 84776670 | 0.0359 | 0.0539 | 0.1817 | 86957.68 | 95261.1 | 0.96 | 0.95 | 14.2 | 0.3 | 0.03 | 1.8 | 74.2 | 0.01 | 14.2 | 4 | 18.2 | 23.8 | 1.3 | 0.17 | 2.3 | 99.1 | 0.01 | 23.9 | 5.3 | 29.1 | 16.4 | 0.4 | 0.04 | 1.9 | 83.9 | 0.01 | 16.5 | 4.4 | 20.9 | 312.3 | 18.8 | 2.58 | 26.1 | 1221 | 0.17 | 313.5 | 62.6 | 376.1 | 5801570.2 | 109.4 | 10.9 | 726549.7 | 30382.2 | 2.7 | 5807816.6 | 1632681.6 | 7440498.1 | 0 | 15.2 | 15.44 | 0 | 30.63 | 17.66 | 19.89 | 0 | 37.56 | 414002270 | 289717920 | 40750636 | 1220886.4 | 0 | 0 | 0 | 0 | 1437662.2 | 38840064 | 15447642 | 0 | 147047.5 | 23981804 | 24037372 | 0 | 1152 | 18697804 | 0 | 161620930 | 15677990 | 72141270 | 23776.8 | 366.9 | 0 | 0 | 0 | 917.8 | 25964.7 | 19646 | 0 | 9887.3 | 3290.3 | 11235.4 | 0 | 147.5 | 11429.5 | 0 | 59809.2 | 16000 | 5708.9 | 116732.8 | 114294.8 | 0 | 0 | 0.57 | 0 | 0.96 | 0
CA_2045 | CA | 2045 | 403348100 | 55293504 | 24325034 | 4069441.5 | 487036079.6 | 388850829.6 | 128159000 | 113077270 | 109627350 | 0.0359 | 0.0539 | 0.1817 | 97913.33 | 104946.8 | 0.97 | 1 | 10.2 | 0.2 | 0.02 | 1.3 | 53.5 | 0 | 10.2 | 2.9 | 13.1 | 0 | 0 | 0 | 0 | 0 | 0 | 0 | 0 | 0 | 6.7 | 0.2 | 0.02 | 0.8 | 34.1 | 0 | 6.7 | 1.8 | 8.5 | 231.8 | 13.7 | 1.89 | 20 | 911.6 | 0.13 | 232.7 | 47.2 | 279.9 | 4866790 | 91.7 | 9.2 | 611153.6 | 25488.6 | 2.3 | 4872030.1 | 1371337.3 | 6243367.5 | 0 | 12.28 | 17.21 | 0 | 29.49 | 14.57 | 22.25 | 0 | 36.82 | 483030880 | 358877100 | 46940268 | 1064288.8 | 0 | 0 | 0 | 0 | 0 | 36905080 | 12914269 | 0 | 119528 | 23111560 | 20492180 | 0 | 1064.3 | 19510634 | 0 | 186239870 | 23322760 | 112409370 | 26075.6 | 366.9 | 0 | 0 | 0 | 0 | 27450.5 | 18961.6 | 0 | 8702 | 3240.4 | 11341 | 0 | 144.7 | 11429.5 | 0 | 71382.5 | 25000 | 7281.9 | 131470.2 | 114294.8 | 0 | 0 | 0.57 | 0 | 1 | 0
CA_2050 | CA | 2050 | 437613730 | 68282010 | 23934216 | 4195604 | 534025569.6 | 421884795.1 | 139158330.1 | 117845070 | 113808260 | 0.0359 | 0.0539 | 0.1816 | 108997.16 | 114423.7 | 0.96 | 1 | 13.4 | 0.3 | 0.03 | 1.6 | 70 | 0.01 | 13.4 | 3.7 | 17.1 | 0 | 0 | 0 | 0 | 0 | 0 | 0 | 0 | 0 | 0 | 0 | 0 | 0 | 0 | 0 | 0 | 0 | 0 | 234.6 | 11.6 | 1.55 | 22.1 | 998.8 | 0.13 | 235.3 | 51.9 | 287.2 | 6969951.6 | 131.4 | 13.1 | 860068.8 | 36486.5 | 3.2 | 6977455.3 | 1948240.8 | 8925696.1 | 0 | 13 | 19.06 | 0 | 32.06 | 15.64 | 24.91 | 0 | 40.55 | 529475500 | 394867230 | 58124640 | 1076869.8 | 0 | 0 | 0 | 0 | 0 | 36855370 | 18417282 | 0 | 148676.2 | 15939955 | 21816540 | 0 | 1057.8 | 19083210 | 0 | 216776060 | 30003308 | 111232500 | 31348.9 | 366.9 | 0 | 0 | 0 | 0 | 28500.9 | 18391.2 | 0 | 8987.9 | 2225.2 | 11434.3 | 0 | 144.7 | 11429.5 | 0 | 83635.7 | 25000 | 9476.6 | 160032.1 | 114294.8 | 0 | 0 | 0.57 | 0 | 1 | 0
CO_2024 | CO | 2024 | 64974508 | 2840.5 | 488534.4 | 459470.1 | 65925353.9 | 62637762.5 | 44435914.4 | 32434150 | 19356276 | 0.036 | 0.054 | 0.1435 | 0 | 11380 | 0.45 | 0.47 | 438.1 | 42.6 | 6.13 | 20.7 | 1203.8 | 0.21 | 441.1 | 56.7 | 497.8 | 476.7 | 48.9 | 7.05 | 20.3 | 1230.4 | 0.23 | 480 | 57 | 537 | 322 | 17 | 2.29 | 28.2 | 1337.3 | 0.15 | 323.2 | 68.1 | 391.2 | 756.1 | 64.3 | 9.19 | 44.6 | 2339.2 | 0.39 | 760.5 | 114.4 | 875 | 22954216.1 | 2233.2 | 321.2 | 1085558.3 | 63039.7 | 11.2 | 23108445 | 2967186.6 | 26075631.6 | 0 | 27.77 | 0 | 0 | 27.77 | 29.49 | 0 | 0 | 29.49 | 52781024 | 21489440 | 2403.9 | 190174 | 0 | 0 | 18167850 | 0 | 0 | 1412359.1 | 10714119 | 0 | 1759.5 | 0 | 1821809.2 | 0 | 0 | 393470.5 | 0 | 4150026.8 | 15927054 | 0 | 4 | 28.7 | 0 | 3373.3 | 0 | 0 | 858.1 | 3221.6 | 0 | 1344 | 0 | 694.6 | 0 | 0 | 580.8 | 0 | 1619.1 | 0 | 5139 | 8 | 5808 | 0 | 0 | 0.2 | 0 | 0.29 | 0
CO_2026 | CO | 2026 | 66678484 | 2868.8 | 716117.1 | 637319.6 | 68034789.7 | 64280462.8 | 45168330 | 44082890 | 26086048 | 0.036 | 0.054 | 0.1435 | 41793.17 | 11704 | 0.51 | 0.59 | 382 | 36.6 | 5.25 | 18.6 | 1068.3 | 0.19 | 384.5 | 50.5 | 435 | 355.6 | 36 | 5.19 | 15.6 | 932.8 | 0.17 | 358.1 | 43.4 | 401.5 | 258.7 | 17.7 | 2.47 | 19 | 946.8 | 0.12 | 259.9 | 47.2 | 307.2 | 665.3 | 53.2 | 7.55 | 42.6 | 2172.8 | 0.34 | 669 | 107.4 | 776.4 | 18923905.4 | 1811.6 | 260.2 | 922704.9 | 52903.9 | 9.2 | 19048937.9 | 2501749.5 | 21550687.3 | 0 | 25.69 | 7.13 | 0 | 32.82 | 27.34 | 7.74 | 0 | 35.08 | 49953210 | 22866460 | 2410 | 185117.8 | 0 | 0 | 14814910 | 0 | 0 | 1764708 | 9720782 | 0 | 538.8 | 0 | 1794330.8 | 0 | 0 | 568656.4 | 0 | 4092130 | 17009622 | 0 | 4 | 28.7 | 0 | 3038.2 | 0 | 0 | 1075.8 | 3221.6 | 0 | 1344 | 0 | 694.6 | 0 | 0 | 580.8 | 0 | 1619.1 | 0 | 5428.7 | 8 | 5808 | 0 | 0 | 0.2 | 0 | 0.34 | 0
CO_2028 | CO | 2028 | 68718216 | 4958 | 1072024.5 | 1017317.6 | 70812518.4 | 66246862.2 | 24217046.4 | 69761304 | 58825172 | 0.036 | 0.054 | 0.1435 | 56316.57 | 12194.5 | 0.82 | 0.84 | 129 | 11.9 | 1.7 | 6.8 | 375.2 | 0.06 | 129.8 | 18 | 147.7 | 131.1 | 13 | 1.87 | 6.1 | 353.4 | 0.06 | 132 | 16.6 | 148.6 | 181.4 | 14.7 | 2.09 | 11.2 | 590.5 | 0.09 | 182.4 | 28.8 | 211.2 | 584.9 | 50.7 | 7.26 | 33.9 | 1782.8 | 0.3 | 588.4 | 87.1 | 675.4 | 7611519 | 702.4 | 100.6 | 398323.5 | 22115.3 | 3.7 | 7659917.4 | 1058368.6 | 8718286 | 0 | 19.3 | 8.79 | 0 | 28.09 | 20.64 | 9.57 | 0 | 30.21 | 59819480 | 46595470 | 4255.8 | 172774.6 | 0 | 0 | 5720040.5 | 0 | 0 | 2177039.2 | 4809542.5 | 0 | 0 | 0 | 1643395.9 | 0 | 0 | 873998.4 | 0 | 7087843 | 37330588 | 0 | 4.9 | 28.7 | 0 | 2187.2 | 0 | 0 | 1350 | 3221.6 | 0 | 1344 | 0 | 694.6 | 0 | 0 | 580.8 | 0 | 2752.2 | 0 | 10550.4 | 11.4 | 5808 | 0 | 0 | 0.2 | 0 | 0.39 | 0
CO_2030 | CO | 2030 | 71075750 | 413475.3 | 1249274.8 | 1081664.6 | 73820163.7 | 68519644.1 | 1910605.6 | 69615530 | 74372920 | 0.036 | 0.054 | 0.1435 | 61460.79 | 12808.3 | 0.95 | 0.94 | 30 | 2.5 | 0.36 | 1.8 | 95.4 | 0.01 | 30.1 | 4.7 | 34.8 | 49.1 | 4.8 | 0.69 | 2.4 | 133.8 | 0.02 | 49.4 | 6.3 | 55.7 | 124.7 | 8.9 | 1.25 | 8.8 | 443.8 | 0.06 | 125.3 | 22.1 | 147.3 | 434 | 38.8 | 5.55 | 24.4 | 1294.1 | 0.23 | 436.7 | 63 | 499.7 | 2300934.8 | 192.2 | 27.3 | 140480.4 | 7324.9 | 1.1 | 2314117.1 | 359066.4 | 2673183.5 | 0 | 14.12 | 8.79 | 0 | 22.92 | 15.2 | 9.61 | 0 | 24.81 | 78575940 | 71909560 | 353803.3 | 111322.8 | 0 | 0 | 1641940.8 | 0 | 0 | 2690821.2 | 2067133.4 | 0 | 269.4 | 0 | 1483073 | 0 | 0 | 1008831.9 | 0 | 12246147 | 56972588 | 0 | 225 | 23.9 | 0 | 1251.2 | 0 | 0 | 1698.2 | 3221.6 | 0 | 1344 | 0 | 694.6 | 0 | 0 | 580.8 | 0 | 4797 | 0 | 16370.9 | 891.9 | 5808 | 0 | 0 | 0.2 | 0 | 0.44 | 0
CO_2035 | CO | 2035 | 77597500 | 752958.6 | 1149054.4 | 1002221.5 | 80501736.4 | 74806973.1 | -1061811.7 | 60953076 | 67753710 | 0.036 | 0.054 | 0.1435 | 87264.28 | 14667.1 | 0.97 | 0.96 | 23.5 | 2.3 | 0.33 | 1.1 | 63.6 | 0.01 | 23.6 | 3 | 26.6 | 39 | 4.1 | 0.6 | 1.6 | 97.1 | 0.02 | 39.3 | 4.5 | 43.8 | 110.4 | 6 | 0.82 | 9.5 | 452.5 | 0.05 | 110.8 | 23 | 133.8 | 348 | 31.4 | 4.49 | 19.3 | 1029.4 | 0.18 | 350.2 | 50 | 400.2 | 1992458.5 | 196.8 | 28.3 | 94082 | 5382.2 | 1 | 2006056.6 | 254738.9 | 2260795.6 | 0 | 10.92 | 12.96 | 0 | 23.88 | 11.76 | 14.17 | 0 | 25.92 | 87314930 | 81563550 | 646439 | 94662.2 | 0 | 0 | 1733109.8 | 0 | 0 | 3521779.2 | 962608.6 | 0 | 808.2 | 0 | 1394428.5 | 0 | 0 | 919324.1 | 0 | 13850741 | 64191028 | 0 | 430.2 | 23.9 | 0 | 1251.2 | 0 | 0 | 2288.8 | 3221.6 | 0 | 1344 | 0 | 694.6 | 0 | 0 | 580.8 | 0 | 5647.9 | 0 | 19160.6 | 1720.7 | 5808 | 0 | 0 | 0.2 | 0 | 0.47 | 0
CO_2040 | CO | 2040 | 85335464 | 881122.9 | 1014108.7 | 1023389.8 | 88254085.6 | 82266762.9 | 4768728.9 | 65447416 | 65605996 | 0.0359 | 0.054 | 0.1435 | 86110.45 | 16883.2 | 0.98 | 0.97 | 16.5 | 1.6 | 0.23 | 0.8 | 45.8 | 0.01 | 16.6 | 2.2 | 18.8 | 26.4 | 2.8 | 0.4 | 1.1 | 66.7 | 0.01 | 26.6 | 3.1 | 29.7 | 119 | 5.9 | 0.8 | 10.8 | 504.9 | 0.06 | 119.3 | 25.9 | 145.2 | 295.9 | 26.6 | 3.8 | 16.5 | 877.7 | 0.16 | 297.8 | 42.7 | 340.5 | 1408514.3 | 136.3 | 19.6 | 69652.9 | 3895.5 | 0.7 | 1417922.4 | 185929.3 | 1603851.7 | 0 | 8.99 | 13.57 | 0 | 22.56 | 9.66 | 14.82 | 0 | 24.48 | 88384940 | 83485360 | 753649.6 | 83933.4 | 0 | 0 | 1221603.2 | 0 | 0 | 3742601.5 | 769025.9 | 0 | 1902.6 | 0 | 1256878.4 | 0 | 0 | 812592.7 | 0 | 13444189 | 66298570 | 0 | 543.6 | 23.9 | 0 | 1251.2 | 0 | 0 | 2478.4 | 3221.6 | 0 | 1344 | 0 | 694.6 | 0 | 0 | 580.8 | 0 | 5628 | 0 | 19666.6 | 2034.5 | 5808 | 0 | 0 | 0.2 | 0 | 0.5 | 0
CO_2045 | CO | 2045 | 92898710 | 3029842.2 | 752552.4 | 1092115.6 | 97773225.7 | 89558050.9 | 6291051 | 70803520 | 69710920 | 0.0359 | 0.054 | 0.1435 | 87211.64 | 18746.1 | 0.99 | 0.99 | 6.3 | 0.6 | 0.09 | 0.3 | 17.6 | 0 | 6.3 | 0.8 | 7.2 | 11.2 | 1.2 | 0.17 | 0.5 | 27.9 | 0.01 | 11.3 | 1.3 | 12.6 | 116.5 | 6.4 | 0.86 | 10.1 | 477.2 | 0.06 | 116.9 | 24.4 | 141.2 | 183.8 | 16.3 | 2.33 | 10.6 | 550.6 | 0.1 | 185 | 27 | 212 | 582624.5 | 55.8 | 8 | 29095.8 | 1629.4 | 0.3 | 586474.5 | 77729.8 | 664204.3 | 0 | 5.25 | 13.33 | 0 | 18.59 | 5.71 | 14.79 | 0 | 20.5 | 96609560 | 91482180 | 2560421.8 | 28235.1 | 0 | 0 | 511635 | 0 | 0 | 3942192 | 328389.5 | 0 | 2062.6 | 0 | 1080541.5 | 0 | 0 | 616102 | 0 | 16192922 | 71347064 | 0 | 1751.9 | 18.9 | 0 | 1251.2 | 0 | 0 | 2689.6 | 3093.6 | 0 | 1344 | 0 | 694.6 | 0 | 0 | 580.8 | 0 | 6901.4 | 0 | 21434.3 | 6441.8 | 5808 | 0 | 0 | 0.2 | 0 | 0.52 | 0
CO_2050 | CO | 2050 | 100525410 | 3047064.5 | 859559.4 | 1140203.6 | 105572233.4 | 96910407.7 | 14170015.2 | 78400136 | 70218050 | 0.0359 | 0.054 | 0.1435 | 90092.28 | 19880 | 0.99 | 0.98 | 10.9 | 1.1 | 0.15 | 0.5 | 30 | 0.01 | 11 | 1.4 | 12.4 | 13.3 | 1.4 | 0.2 | 0.6 | 34.3 | 0.01 | 13.4 | 1.6 | 15 | 128.4 | 7.7 | 1.05 | 10.6 | 505.3 | 0.06 | 128.9 | 25.7 | 154.6 | 184.7 | 14.6 | 2.07 | 12.1 | 612.6 | 0.09 | 185.7 | 30.4 | 216.1 | 1025929.1 | 99.8 | 14.4 | 49217.3 | 2819 | 0.5 | 1032820.9 | 133359.8 | 1166180.6 | 0 | 6.05 | 14.21 | 0 | 20.26 | 6.57 | 15.76 | 0 | 22.32 | 97256344 | 91402216 | 2598509.5 | 30917.3 | 0 | 0 | 911896.2 | 0 | 0 | 4225092 | 522587.6 | 0 | 2062.6 | 0 | 1108938.9 | 0 | 0 | 679217 | 0 | 16531498 | 70645630 | 0 | 1796.2 | 18.9 | 0 | 1251.2 | 0 | 0 | 2921.6 | 2749.5 | 0 | 1344 | 0 | 694.6 | 0 | 0 | 580.8 | 0 | 6912.5 | 0 | 20381.3 | 6508.2 | 5808 | 0 | 0 | 0.21 | 0 | 0.55 | 0
CT_2024 | CT | 2024 | 29626202 | 17819.3 | 20414.6 | 81150.8 | 29745587 | 28561094.9 | 26543898.7 | 328162.6 | 11822086 | 0.0359 | 0.054 | 0.135 | 10056.75 | 7285.9 | 0.51 | 0.52 | 183.6 | 3.5 | 0.35 | 26.2 | 968.4 | 0.17 | 183.8 | 55.1 | 238.9 | 190.2 | 3.6 | 0.37 | 27.2 | 1002.1 | 0.17 | 190.4 | 57.1 | 247.5 | 302.1 | 7.4 | 0.87 | 34.6 | 1491.3 | 0.16 | 302.6 | 79 | 381.6 | 636.7 | 37.4 | 5.28 | 54 | 2386.4 | 0.39 | 639.3 | 125.2 | 764.5 | 7535321.2 | 142.4 | 14.3 | 1076184.2 | 39747.3 | 6.8 | 7543476 | 2262504.4 | 9805980.4 | 0 | 31.54 | 2.24 | 1.82 | 35.6 | 33.41 | 2.43 | 1.93 | 37.77 | 41302480 | 3201688.2 | 14905.1 | 1015875.3 | 0 | 0 | 0 | 0 | 0 | 1082586.5 | 19993526 | 0 | 78847.8 | 0 | 409444.5 | 16552286 | 19432.1 | 16473.9 | 0 | 1995343.2 | 123758.6 | 0 | 11.5 | 199.1 | 0 | 0 | 0 | 0 | 805.7 | 3822.2 | 0 | 1117.5 | 0 | 122.2 | 2073.1 | 627.4 | 29.4 | 0 | 1029.6 | 0 | 35.8 | 46.1 | 294 | 0 | 6.2 | 0.32 | 0 | 0 | 0
CT_2026 | CT | 2026 | 29945994 | 50726.5 | 21830.2 | 76433.4 | 30094983.5 | 28869391.6 | 26477749.3 | 209854.9 | 11261064 | 0.0359 | 0.054 | 0.135 | 40168.11 | 7429.1 | 0.52 | 0.53 | 180.6 | 3.4 | 0.34 | 25.9 | 952.9 | 0.16 | 180.8 | 54.3 | 235.1 | 187.2 | 3.6 | 0.36 | 26.8 | 987.3 | 0.17 | 187.4 | 56.3 | 243.7 | 274.7 | 6.1 | 0.69 | 32 | 1382.6 | 0.14 | 275.1 | 73.2 | 348.3 | 587.2 | 32 | 4.45 | 51.6 | 2316.6 | 0.34 | 589.4 | 120.8 | 710.2 | 7393895.8 | 139.7 | 14 | 1059173.3 | 39015.6 | 6.7 | 7401892.3 | 2223669.1 | 9625561.4 | 0 | 28.64 | 8.79 | 4.48 | 41.91 | 30.36 | 9.55 | 4.74 | 44.64 | 41206220 | 3617234.5 | 42793.8 | 1015782.5 | 0 | 0 | 0 | 0 | 0 | 1278438.6 | 19489408 | 0 | 70011.9 | 0 | 409617.8 | 16527250 | 16891.7 | 17232.7 | 0 | 2215704.5 | 123091.2 | 0 | 32.9 | 199.1 | 0 | 0 | 0 | 0 | 957.3 | 3822.2 | 0 | 1117.5 | 0 | 122.2 | 2073.1 | 627.4 | 29.4 | 0 | 1150.1 | 0 | 35.8 | 131.7 | 294 | 0 | 13.4 | 0.36 | 0 | 0 | 0
CT_2028 | CT | 2028 | 30493712 | 104424.5 | 2724 | 73409.8 | 30674270.3 | 29397425.6 | 26506253.1 | 515814.8 | 10470896 | 0.0359 | 0.054 | 0.135 | 47381.18 | 7675.9 | 0.54 | 0.55 | 173.2 | 3.3 | 0.33 | 25 | 914.3 | 0.16 | 173.4 | 52.3 | 225.7 | 178.9 | 3.4 | 0.34 | 25.9 | 944.2 | 0.17 | 179.1 | 54 | 233.2 | 250.5 | 4.9 | 0.51 | 29.6 | 1294.4 | 0.12 | 250.8 | 68.2 | 319 | 531.3 | 25.8 | 3.53 | 49.9 | 2194.1 | 0.31 | 533 | 115.4 | 648.4 | 6999425.8 | 132.3 | 13.3 | 1011358.8 | 36952.8 | 6.5 | 7006996.2 | 2114330.8 | 9121327 | 0 | 24.5 | 10.23 | 3.46 | 38.2 | 25.99 | 11.12 | 3.66 | 40.76 | 40687820 | 4168017.2 | 88666.3 | 1008968.9 | 0 | 0 | 0 | 0 | 0 | 1489699.8 | 18489134 | 0 | 60769.9 | 0 | 408025 | 16445872 | 16172.1 | 2193.4 | 0 | 2555904.2 | 122413.3 | 0 | 66.7 | 199.1 | 0 | 0 | 0 | 0 | 1122.1 | 3822.2 | 0 | 1117.5 | 0 | 122.2 | 2073.1 | 627.4 | 2 | 0 | 1327.1 | 0 | 35.8 | 267 | 20 | 0 | 9.5 | 0.4 | 0 | 0 | 0
CT_2030 | CT | 2030 | 31208940 | 222161.8 | 0 | 66464.2 | 31497566.9 | 30086951.2 | 26787624.3 | 1012360.9 | 8819947 | 0.0359 | 0.0539 | 0.135 | 67730.1 | 8005.3 | 0.57 | 0.58 | 161.9 | 3.1 | 0.31 | 23.8 | 855.8 | 0.16 | 162.1 | 49.3 | 211.4 | 165 | 3.1 | 0.31 | 24.3 | 871.7 | 0.16 | 165.2 | 50.3 | 215.5 | 246.9 | 4.9 | 0.52 | 29.2 | 1271.7 | 0.12 | 247.2 | 67.1 | 314.3 | 500.4 | 23.5 | 3.18 | 47.4 | 2120.5 | 0.27 | 502 | 110.7 | 612.6 | 6325891.3 | 119.5 | 12 | 929763.1 | 33438.6 | 6.2 | 6332728.3 | 1927920.5 | 8260648.8 | 0 | 23.83 | 14.58 | 1.86 | 40.28 | 25.3 | 15.89 | 1.97 | 43.16 | 39358404 | 4709942.5 | 190051.3 | 990371.5 | 0 | 0 | 0 | 0 | 0 | 1753323.2 | 16696794 | 0 | 55092.9 | 0 | 405865.9 | 16297747 | 12537 | 0 | 0 | 2834880.2 | 121739.4 | 0 | 135.9 | 199.1 | 0 | 0 | 0 | 0 | 1326.1 | 3822.2 | 0 | 1117.5 | 0 | 122.2 | 2073.1 | 537.4 | 0 | 0 | 1473.8 | 0 | 35.8 | 542.8 | 0 | 0 | 4.7 | 0.44 | 0 | 0 | 0
CT_2035 | CT | 2035 | 33227140 | 213910.1 | 0 | 73649.1 | 33514699.3 | 32032622.4 | 28538945.4 | 3614615.2 | 7150033 | 0.0359 | 0.0539 | 0.135 | 101638.76 | 8946.9 | 0.61 | 0.64 | 147 | 2.8 | 0.28 | 22.3 | 778.7 | 0.16 | 147.2 | 45.5 | 192.7 | 141.2 | 2.7 | 0.27 | 21.5 | 747.2 | 0.15 | 141.4 | 43.8 | 185.2 | 251.1 | 5 | 0.53 | 29.6 | 1291.9 | 0.12 | 251.4 | 68.2 | 319.6 | 456.9 | 19.5 | 2.6 | 45.5 | 1993.7 | 0.26 | 458.2 | 105 | 563.1 | 5413933.1 | 102.3 | 10.3 | 820325.6 | 28670.4 | 5.8 | 5419785.8 | 1676275.9 | 7096061.8 | 0 | 22.4 | 22.69 | 1.3 | 46.39 | 23.79 | 24.74 | 1.38 | 49.9 | 37071456 | 4975754 | 179807.1 | 967406.2 | 0 | 0 | 0 | 0 | 0 | 2028927.6 | 14283782 | 0 | 76328.2 | 0 | 402407.5 | 16174653 | 11317.5 | 0 | 0 | 2826694.2 | 120132.2 | 0 | 145.4 | 199.1 | 0 | 0 | 0 | 0 | 1567 | 3822.2 | 0 | 1450.4 | 0 | 122.2 | 2073.1 | 537.4 | 0 | 0 | 1515.1 | 0 | 35.8 | 581 | 0 | 0 | 3.5 | 0.44 | 0 | 0 | 0
CT_2040 | CT | 2040 | 35621852 | 1170496.8 | 0 | 90221.1 | 36882568.2 | 34341257.1 | 31511133.9 | 5611761 | 7505859 | 0.0359 | 0.0539 | 0.135 | 100268.8 | 9941 | 0.62 | 0.65 | 146 | 2.8 | 0.28 | 21.9 | 772.8 | 0.15 | 146.1 | 45 | 191.1 | 139.7 | 2.7 | 0.27 | 21.1 | 738.8 | 0.15 | 139.8 | 43.1 | 183 | 244.7 | 5 | 0.53 | 28.8 | 1259.1 | 0.11 | 245 | 66.3 | 311.3 | 434.6 | 14.6 | 1.86 | 46.8 | 2022.6 | 0.24 | 435.6 | 107.1 | 542.7 | 5621776.1 | 106.2 | 10.7 | 843822.6 | 29759.6 | 5.8 | 5627849.7 | 1732252.4 | 7360102.1 | 0 | 21.72 | 22.66 | 0.99 | 45.37 | 23.27 | 25.4 | 1.05 | 49.72 | 38795604 | 5371434 | 984757.9 | 960976.9 | 0 | 0 | 0 | 0 | 0 | 2021226.2 | 14833090 | 0 | 84012.7 | 0 | 401530.7 | 16149667 | 10134.6 | 0 | 0 | 3231689 | 118519.2 | 0 | 885.2 | 199.1 | 0 | 0 | 0 | 0 | 1611.5 | 3822.2 | 0 | 1631.3 | 0 | 122.2 | 2073.1 | 537.4 | 0 | 0 | 1741.5 | 0 | 35.8 | 3348.4 | 0 | 0 | 2.6 | 0.44 | 0 | 0 | 0
CT_2045 | CT | 2045 | 37856748 | 1292872.5 | 0 | 97236.3 | 39246858.1 | 36495787.9 | 33572309.3 | 5987861 | 8068211 | 0.0359 | 0.0539 | 0.135 | 97995.2 | 10734.5 | 0.59 | 0.62 | 156.1 | 2.9 | 0.3 | 22.9 | 825.4 | 0.15 | 156.3 | 47.5 | 203.7 | 151 | 2.9 | 0.29 | 22.2 | 797.6 | 0.15 | 151.1 | 46 | 197.1 | 230.6 | 4.7 | 0.49 | 27.1 | 1189.1 | 0.11 | 230.9 | 62.6 | 293.5 | 452.6 | 14.1 | 1.76 | 49.5 | 2149.7 | 0.24 | 453.5 | 113.6 | 567.2 | 6403977.7 | 120.8 | 12.1 | 937959.1 | 33865.7 | 6.2 | 6410884.1 | 1948847.5 | 8359731.6 | 0 | 21.66 | 22.44 | 1.4 | 45.51 | 23.17 | 25.21 | 1.49 | 49.86 | 41355068 | 5674549 | 1092607 | 977387.2 | 0 | 0 | 0 | 0 | 0 | 2050201.8 | 16800952 | 0 | 141099.1 | 0 | 404211 | 16257998 | 6263.7 | 0 | 0 | 3507419.2 | 116927.8 | 0 | 865.7 | 199.1 | 0 | 0 | 0 | 0 | 1682.3 | 3771.2 | 0 | 2465.8 | 0 | 122.2 | 2073.1 | 537.4 | 0 | 0 | 1909.5 | 0 | 35.8 | 3467.7 | 0 | 0 | 3.7 | 0.44 | 0 | 0 | 0
CT_2050 | CT | 2050 | 40142380 | 1586249.5 | 0 | 88782.7 | 41817412.2 | 38699176.2 | 35814293 | 5987797.5 | 6982633 | 0.0359 | 0.0539 | 0.135 | 96946.86 | 11387.1 | 0.58 | 0.61 | 160.8 | 3 | 0.3 | 23.2 | 850.1 | 0.15 | 161 | 48.6 | 209.6 | 156.2 | 2.9 | 0.3 | 22.6 | 825.4 | 0.15 | 156.4 | 47.2 | 203.6 | 216.6 | 4.4 | 0.46 | 25.4 | 1116.9 | 0.1 | 216.8 | 58.7 | 275.5 | 442.7 | 12.3 | 1.47 | 49.6 | 2164.8 | 0.23 | 443.4 | 114.2 | 557.6 | 6838425.6 | 128.9 | 12.9 | 987116.9 | 36146.6 | 6.3 | 6845789.9 | 2066018.1 | 8911807.9 | 0 | 21.6 | 21.85 | 0.73 | 44.19 | 23.17 | 24.65 | 0.78 | 48.6 | 42816184 | 6003119 | 1347300 | 947788 | 0 | 0 | 0 | 0 | 0 | 2125100 | 17804106 | 0 | 208444 | 0 | 399107.7 | 16104238 | 2080.6 | 0 | 0 | 3761746 | 116273.3 | 0 | 1028.1 | 199.1 | 0 | 0 | 0 | 0 | 1792.6 | 3771.2 | 0 | 3389.6 | 0 | 122.2 | 2073.1 | 135.2 | 0 | 0 | 2030.1 | 0 | 35.8 | 4117.4 | 0 | 0 | 2 | 0.44 | 0 | 0 | 0
DE_2024 | DE | 2024 | 12103389 | 0 | 0 | 90345.6 | 12193734.4 | 11668195.7 | 10837998.5 | 10484592 | 4323573 | 0.0359 | 0.054 | 0.146 | 11307.12 | 2936.7 | 0.23 | 0.4 | 323.7 | 6.2 | 0.65 | 38.5 | 1672.7 | 0.15 | 324 | 88.4 | 412.5 | 262.2 | 6.5 | 0.74 | 31.8 | 1320.6 | 0.16 | 262.6 | 71.2 | 333.9 | 354 | 21.2 | 2.96 | 29.3 | 1342.8 | 0.2 | 355.5 | 69.4 | 424.9 | 723.3 | 51.3 | 7.35 | 53.4 | 2432.5 | 0.45 | 726.8 | 126 | 852.8 | 1921904.7 | 37 | 3.8 | 228876.7 | 9935.4 | 0.9 | 1924056.6 | 525199.4 | 2449256 | 0 | 32.02 | 2.57 | 0.11 | 34.7 | 33.91 | 2.79 | 0.12 | 36.82 | 6021532.5 | 1355735.9 | 0 | 45771 | 0 | 0 | 0 | 0 | 0 | 259464.4 | 4565464.5 | 0 | 17449.3 | 0 | 0 | 0 | 37111.7 | 0 | 0 | 1096271.5 | 0 | 0 | 0 | 10 | 0 | 0 | 0 | 0 | 181.1 | 1504 | 0 | 186.4 | 0 | 0 | 0 | 803 | 0 | 0 | 521.2 | 0 | 0 | 0 | 0 | 0 | 0.7 | 0.17 | 0 | 0 | 0
DE_2026 | DE | 2026 | 12130401 | 0 | 0 | 103747.9 | 12234149.2 | 11694237 | 10795236.8 | 11678128 | 5200920 | 0.0359 | 0.054 | 0.146 | 46083.92 | 2952.9 | 0.26 | 0.44 | 316.3 | 6.1 | 0.64 | 37.7 | 1632.7 | 0.15 | 316.7 | 86.4 | 403.1 | 243.1 | 5.7 | 0.63 | 30 | 1235.4 | 0.16 | 243.4 | 66.9 | 310.3 | 315.4 | 14.5 | 1.95 | 29.9 | 1350.2 | 0.16 | 316.3 | 70.2 | 386.5 | 671.5 | 45.4 | 6.44 | 51.1 | 2367.7 | 0.39 | 674.6 | 121.7 | 796.4 | 1790587.5 | 34.5 | 3.6 | 213385.7 | 9243.8 | 0.9 | 1792601.6 | 489083.1 | 2281684.7 | 0 | 30.01 | 10.44 | 0.22 | 40.68 | 31.78 | 11.33 | 0.23 | 43.35 | 5746073 | 1438912.4 | 0 | 45657.6 | 0 | 0 | 0 | 0 | 0 | 357935.3 | 4198847 | 0 | 24109.6 | 0 | 0 | 0 | 38546.3 | 0 | 0 | 1080977 | 0 | 0 | 0 | 10 | 0 | 0 | 0 | 0 | 250.1 | 1504 | 0 | 186.4 | 0 | 0 | 0 | 803 | 0 | 0 | 521.2 | 0 | 0 | 0 | 0 | 0 | 1.3 | 0.18 | 0 | 0 | 0
DE_2028 | DE | 2028 | 12209261 | 207.5 | 0 | 128635.7 | 12338104.6 | 11770262.4 | 10788649.8 | 13738693 | 6879700 | 0.0359 | 0.054 | 0.146 | 60445.59 | 2989.4 | 0.29 | 0.51 | 297.5 | 5.7 | 0.6 | 35.5 | 1537.9 | 0.14 | 297.9 | 81.3 | 379.2 | 210.8 | 4.6 | 0.5 | 26.5 | 1082 | 0.14 | 211.1 | 58.7 | 269.8 | 266.4 | 6.3 | 0.71 | 30.5 | 1343.5 | 0.13 | 266.8 | 70.6 | 337.4 | 605.2 | 37.1 | 5.22 | 49.9 | 2251.4 | 0.36 | 607.7 | 117 | 724.8 | 1600805.1 | 30.8 | 3.2 | 190810 | 8277.5 | 0.8 | 1602596.1 | 437684.7 | 2040280.8 | 0 | 26.48 | 13.66 | 0.14 | 40.28 | 28.04 | 14.84 | 0.15 | 43.03 | 5462097 | 1549454.8 | 177.2 | 44337.3 | 0 | 0 | 0 | 0 | 0 | 483557.9 | 3818943.2 | 0 | 18669.1 | 0 | 0 | 0 | 30515.6 | 0 | 0 | 1065896.9 | 0 | 0 | 0.1 | 10 | 0 | 0 | 0 | 0 | 338.4 | 1504 | 0 | 186.4 | 0 | 0 | 0 | 803 | 0 | 0 | 521.2 | 0 | 0 | 0.5 | 0 | 0 | 0.8 | 0.19 | 0 | 0 | 0
DE_2030 | DE | 2030 | 12334455 | 835 | 0 | 126006.5 | 12461296.9 | 11890956.2 | 10820858.9 | 13698794 | 6469589.5 | 0.0359 | 0.054 | 0.146 | 73237.03 | 3043.7 | 0.32 | 0.55 | 280.6 | 5.3 | 0.54 | 33.4 | 1460.3 | 0.13 | 280.9 | 77 | 357.8 | 192.3 | 4.3 | 0.47 | 24.2 | 986.2 | 0.13 | 192.5 | 53.6 | 246.2 | 287.6 | 9.6 | 1.2 | 30.3 | 1363.3 | 0.13 | 288.3 | 71 | 359.3 | 565.7 | 34.4 | 4.78 | 46.5 | 2155.3 | 0.31 | 568 | 110.8 | 678.8 | 1439387.1 | 27.4 | 2.8 | 171445.9 | 7493.4 | 0.7 | 1440961.2 | 394926.6 | 1835887.7 | 0 | 25.55 | 16.55 | 0.22 | 42.32 | 27.06 | 18 | 0.23 | 45.3 | 5213586.5 | 1640438.1 | 699.1 | 42928.1 | 0 | 0 | 0 | 0 | 0 | 589412 | 3509624.8 | 0 | 8675.8 | 0 | 0 | 0 | 11220.5 | 0 | 0 | 1051026.1 | 0 | 0 | 0.5 | 10 | 0 | 0 | 0 | 0 | 414.6 | 1504 | 0 | 186.4 | 0 | 0 | 0 | 652.9 | 0 | 0 | 521.2 | 0 | 0 | 2.1 | 0 | 0 | 1.2 | 0.2 | 0 | 0 | 0
DE_2035 | DE | 2035 | 12697445 | 105906.5 | 0 | 121458 | 12924810 | 12240899.1 | 11209349.1 | 13691787 | 5583642 | 0.0359 | 0.054 | 0.146 | 99747.63 | 3201.6 | 0.39 | 0.64 | 255.1 | 4.9 | 0.49 | 30.4 | 1327.5 | 0.12 | 255.4 | 70 | 325.4 | 155.3 | 3.6 | 0.4 | 19.7 | 793.4 | 0.11 | 155.5 | 43.4 | 198.9 | 320.2 | 14.2 | 1.87 | 30.6 | 1408.9 | 0.15 | 321.1 | 72.6 | 393.8 | 530.9 | 31.2 | 4.34 | 44.8 | 2043.8 | 0.3 | 533 | 105.7 | 638.7 | 1200778.4 | 22.8 | 2.3 | 143190 | 6250.1 | 0.5 | 1202092.5 | 329592.3 | 1531684.8 | 0 | 23.53 | 22.43 | 0 | 45.96 | 24.99 | 24.58 | 0 | 49.57 | 4792919 | 1715460.8 | 90879 | 41566.4 | 0 | 0 | 0 | 0 | 0 | 700709 | 2929082 | 0 | 5775.5 | 0 | 0 | 0 | 10155.2 | 0 | 0 | 1014751.9 | 0 | 0 | 63 | 10 | 0 | 0 | 0 | 0 | 503.6 | 1504 | 0 | 186.4 | 0 | 0 | 0 | 652.9 | 0 | 0 | 521.2 | 0 | 0 | 251.9 | 0 | 0 | 0 | 0.29 | 0 | 0 | 0
DE_2040 | DE | 2040 | 13213629 | 1009724.7 | 0 | 120670.6 | 14344023.8 | 12738526.7 | 12671228.1 | 13931501 | 5034496.5 | 0.0359 | 0.054 | 0.146 | 96875.47 | 3390.9 | 0.47 | 0.66 | 216.6 | 4.1 | 0.42 | 25.8 | 1127.4 | 0.1 | 216.8 | 59.4 | 276.2 | 145.4 | 3.2 | 0.35 | 18.6 | 747.7 | 0.1 | 145.6 | 40.9 | 186.5 | 345.5 | 16.2 | 2.16 | 32.2 | 1493.8 | 0.16 | 346.6 | 76.7 | 423.3 | 488.2 | 24.9 | 3.39 | 44.6 | 2012.2 | 0.27 | 489.9 | 104.7 | 594.6 | 1151910.5 | 21.9 | 2.2 | 137375.5 | 5996.6 | 0.5 | 1153170.5 | 316216.5 | 1469387 | 0 | 21.58 | 20.75 | 0 | 42.33 | 23.56 | 24.31 | 0 | 47.86 | 5420320 | 1672795.8 | 856374.6 | 40288.4 | 0 | 0 | 0 | 0 | 0 | 691743.2 | 2834549.8 | 0 | 7438.3 | 0 | 0 | 0 | 8873.5 | 0 | 0 | 981052.5 | 0 | 0 | 907.8 | 10 | 0 | 0 | 0 | 0 | 513.9 | 1489 | 0 | 186.4 | 0 | 0 | 0 | 652.9 | 0 | 0 | 521.8 | 0 | 0 | 2544.9 | 0 | 0 | 0 | 0.32 | 0 | 0 | 0
DE_2045 | DE | 2045 | 13666422 | 1088470.4 | 0 | 125879.4 | 14880771.6 | 13175041.2 | 13216890.4 | 14519757 | 5331825 | 0.0359 | 0.0539 | 0.146 | 96897.05 | 3541.6 | 0.46 | 0.64 | 227.1 | 4.3 | 0.43 | 27 | 1186.7 | 0.1 | 227.4 | 62.4 | 289.8 | 154.4 | 3.3 | 0.35 | 19.7 | 798.1 | 0.1 | 154.6 | 43.5 | 198.2 | 338.9 | 12.9 | 1.66 | 34.3 | 1560.1 | 0.16 | 339.7 | 80.9 | 420.6 | 497.5 | 24.5 | 3.3 | 46.5 | 2092.3 | 0.26 | 499.1 | 109 | 608.1 | 1260644.8 | 23.8 | 2.4 | 150134 | 6585.9 | 0.6 | 1262006.9 | 346547.5 | 1608554.4 | 0 | 21.48 | 20.6 | 0 | 42.08 | 23.35 | 24.2 | 0 | 47.55 | 5672824 | 1663881.2 | 925339.8 | 41192.3 | 0 | 0 | 0 | 0 | 0 | 710656.8 | 2776520.2 | 0 | 263625 | 0 | 0 | 0 | 2265.1 | 0 | 0 | 953224.5 | 0 | 0 | 924.2 | 10 | 0 | 0 | 0 | 0 | 542.8 | 1237 | 0 | 780.4 | 0 | 0 | 0 | 478.9 | 0 | 0 | 515.4 | 0 | 0 | 2635.1 | 0 | 0 | 0 | 0.32 | 0 | 0 | 0
DE_2050 | DE | 2050 | 14120499 | 1063701.8 | 0 | 121025.4 | 15305226.4 | 13612789.4 | 13660993.3 | 13680406 | 5343098.5 | 0.0359 | 0.0539 | 0.146 | 95290.07 | 3674.1 | 0.37 | 0.61 | 302.2 | 5.7 | 0.57 | 35.9 | 1580.1 | 0.13 | 302.5 | 83 | 385.5 | 181 | 3.5 | 0.36 | 22.9 | 945.9 | 0.11 | 181.2 | 51.2 | 232.4 | 327 | 9.9 | 1.2 | 35.5 | 1587.6 | 0.15 | 327.6 | 82.9 | 410.5 | 487.7 | 19.3 | 2.51 | 49.3 | 2209.4 | 0.25 | 489 | 115.3 | 604.2 | 2059671.5 | 38.8 | 3.9 | 244498.2 | 10770.1 | 0.9 | 2061889.2 | 565693.8 | 2627583 | 0 | 22.24 | 20.42 | 0.52 | 43.18 | 24.15 | 23.88 | 0.55 | 48.58 | 6978242.5 | 1644233.1 | 912136.8 | 40484.9 | 0 | 0 | 0 | 0 | 0 | 736697.2 | 2674117.2 | 0 | 1706838.8 | 0 | 0 | 0 | 431.6 | 0 | 0 | 907535.9 | 0 | 0 | 862.7 | 10 | 0 | 0 | 0 | 0 | 577 | 924 | 0 | 1729.7 | 0 | 0 | 0 | 28.9 | 0 | 0 | 507.8 | 0 | 0 | 2389.2 | 0 | 0 | 1.8 | 0.32 | 0 | 0 | 0
FL_2024 | FL | 2024 | 249849980 | 465445.9 | 0 | 1257940.3 | 251573369.5 | 240870792.7 | 199603710.9 | 48279480 | 36302692 | 0.0359 | 0.0539 | 0.15 | 9059.04 | 56445.9 | 0.36 | 0.36 | 286.9 | 11.9 | 1.54 | 30 | 1299.8 | 0.16 | 287.7 | 68.8 | 356.5 | 300.2 | 12.6 | 1.64 | 31.4 | 1354.7 | 0.17 | 301.1 | 71.8 | 372.8 | 238.1 | 11.3 | 1.54 | 22.3 | 997.8 | 0.13 | 238.9 | 52.1 | 291 | 654 | 43 | 6.08 | 50.9 | 2343.4 | 0.38 | 656.9 | 120.9 | 777.8 | 68354947.6 | 2821.7 | 365.5 | 7156729.4 | 309789.2 | 37.6 | 68538821.8 | 16398720 | 84937541.8 | 0 | 31.84 | 1.75 | 0 | 33.59 | 33.71 | 1.89 | 0 | 35.6 | 239514340 | 51969660 | 395636.5 | 4058194.5 | 0 | 0 | 15368901 | 0 | 0 | 2992187 | 137555170 | 0 | 722766.8 | 0 | 216461.9 | 29227546 | 0 | 0 | 0 | 48977470 | 0 | 0 | 498 | 760.3 | 0 | 5892 | 0 | 0 | 1957.3 | 33466 | 0 | 6009.2 | 0 | 54.5 | 3666 | 0 | 0 | 0 | 20461.2 | 0 | 0 | 1093.3 | 0 | 0 | 0 | 0 | 0 | 0 | 0
FL_2026 | FL | 2026 | 255161220 | 4208060.5 | 0 | 1301744.5 | 260671017.9 | 245991156.3 | 169785728.5 | 38605410 | 38340540 | 0.0359 | 0.0539 | 0.15 | 38784.41 | 57714.5 | 0.49 | 0.46 | 226.9 | 9.2 | 1.19 | 24.1 | 1033.5 | 0.13 | 227.5 | 54.9 | 282.4 | 250.5 | 10.3 | 1.34 | 26.6 | 1136.6 | 0.15 | 251.2 | 60.5 | 311.7 | 188.4 | 8.4 | 1.12 | 18.1 | 813.9 | 0.1 | 188.9 | 42.4 | 231.3 | 537.9 | 34 | 4.77 | 43 | 1999.1 | 0.3 | 540.2 | 102.6 | 642.8 | 58760397.6 | 2381.9 | 307.5 | 6240202.6 | 267782.3 | 33 | 58915318.9 | 14229133.2 | 73144452.1 | 0 | 26.46 | 7.38 | 0 | 33.84 | 28.25 | 8.08 | 0 | 36.33 | 260335310 | 90885290 | 3596230.5 | 3856104.8 | 0 | 0 | 12840486 | 0 | 0 | 4692662 | 120071660 | 0 | 705822.4 | 0 | 213767.2 | 28165948 | 0 | 0 | 0 | 86192620 | 0 | 0 | 2542.1 | 760.3 | 0 | 5817 | 0 | 0 | 3408.5 | 33466 | 0 | 6009.2 | 0 | 54.5 | 3666 | 0 | 0 | 0 | 36526.1 | 0 | 0 | 9589.1 | 0 | 0 | 0 | 0 | 0 | 0 | 0
FL_2028 | FL | 2028 | 261894880 | 8509912 | 0 | 1669482.1 | 272074285.2 | 252482851.2 | 139690358 | 49486264 | 67733300 | 0.0359 | 0.0539 | 0.15 | 48614.97 | 59360.7 | 0.59 | 0.52 | 172.1 | 5.9 | 0.73 | 19.5 | 820 | 0.1 | 172.4 | 43.9 | 216.4 | 208.3 | 7.2 | 0.9 | 23.7 | 989.5 | 0.13 | 208.7 | 53.2 | 261.9 | 141.4 | 4.5 | 0.55 | 15.1 | 677.9 | 0.07 | 141.7 | 35.4 | 177 | 460.3 | 27 | 3.76 | 39.1 | 1768.7 | 0.27 | 462.1 | 91.9 | 554 | 49665396.5 | 1685.1 | 209.2 | 5625098.3 | 236828.7 | 28.6 | 49772732.2 | 12690390.9 | 62463123.1 | 0 | 22.43 | 9.14 | 0 | 31.57 | 24.24 | 10.17 | 0 | 34.4 | 290353300 | 132383920 | 7292401.5 | 3607492.8 | 0 | 0 | 7667393.5 | 0 | 0 | 7655811 | 110991630 | 0 | 675506 | 0 | 224774.9 | 27510182 | 0 | 0 | 0 | 124728110 | 0 | 0 | 4992.5 | 760.3 | 0 | 5817 | 0 | 0 | 5604.1 | 33466 | 0 | 6009.2 | 0 | 57.5 | 3666 | 0 | 0 | 0 | 54310 | 0 | 0 | 18900.1 | 0 | 0 | 0 | 0 | 0 | 0 | 0
FL_2030 | FL | 2030 | 269876500 | 15309517 | 0 | 1787591.1 | 286973633.2 | 260177654.4 | 135098271.6 | 54439064 | 69225350 | 0.0359 | 0.0539 | 0.15 | 51640.64 | 61058.2 | 0.65 | 0.58 | 145.3 | 4.8 | 0.59 | 16.8 | 698.4 | 0.09 | 145.6 | 37.6 | 183.2 | 181.6 | 6.1 | 0.76 | 21 | 867.3 | 0.11 | 182 | 46.9 | 228.9 | 162.2 | 5.5 | 0.7 | 17 | 764.6 | 0.08 | 162.5 | 39.8 | 202.3 | 425.3 | 25.6 | 3.56 | 35.3 | 1633.1 | 0.23 | 427 | 84 | 511.1 | 43563041.6 | 1422.8 | 175 | 5027810.9 | 209564.9 | 25.7 | 43653215.4 | 11279861.9 | 54933077.3 | 0 | 20.77 | 9.57 | 0 | 30.34 | 22.86 | 10.88 | 0 | 33.74 | 301807940 | 151875360 | 13047875 | 3434471.2 | 0 | 0 | 6207236.5 | 0 | 0 | 11795187 | 99247130 | 0 | 661493.3 | 0 | 223900.6 | 27110458 | 0 | 0 | 0 | 140080180 | 0 | 0 | 8286.8 | 760.3 | 0 | 5817 | 0 | 0 | 8804 | 32654.2 | 0 | 6009.2 | 0 | 57.5 | 3666 | 0 | 0 | 0 | 61649 | 0 | 0 | 34441.1 | 0 | 0 | 0 | 0 | 0 | 0 | 0
FL_2035 | FL | 2035 | 291435620 | 39155470 | 0 | 1553729.1 | 332144806.1 | 280961959.6 | 139529976.1 | 45453932 | 57362988 | 0.0359 | 0.0539 | 0.15 | 78470.12 | 67270.5 | 0.74 | 0.68 | 98.1 | 2.4 | 0.26 | 12.3 | 499.1 | 0.06 | 98.2 | 27.2 | 125.5 | 131.5 | 3.5 | 0.41 | 16.4 | 658.3 | 0.09 | 131.7 | 36.1 | 167.8 | 204.7 | 8.3 | 1.08 | 20.2 | 924.7 | 0.1 | 205.2 | 47.8 | 253 | 368.9 | 20.1 | 2.77 | 32.4 | 1476.6 | 0.2 | 370.2 | 76.5 | 446.7 | 33507529.5 | 802 | 89.5 | 4216838.6 | 170615.1 | 20.9 | 33555856.6 | 9306878.4 | 42862735 | 0 | 17.8 | 13.85 | 0 | 31.64 | 20.69 | 16.91 | 0 | 37.6 | 344100350 | 192614830 | 33462204 | 3191141 | 0 | 0 | 1852603.2 | 0 | 0 | 12942960 | 85425270 | 0 | 634947.3 | 0 | 221980.4 | 26697360 | 0 | 0 | 0 | 179671870 | 0 | 0 | 16554.6 | 760.3 | 0 | 5585 | 0 | 0 | 11735.1 | 32482.2 | 0 | 5912.2 | 0 | 57.5 | 3666 | 0 | 0 | 0 | 84200.8 | 0 | 0 | 94303.5 | 0 | 0 | 0 | 0 | 0 | 0 | 0
FL_2040 | FL | 2040 | 315902460 | 53469870 | 0 | 1584455.6 | 370956787.9 | 304549525 | 162758173.3 | 51597736 | 50457348 | 0.0359 | 0.0539 | 0.15 | 72909.96 | 73379.3 | 0.77 | 0.71 | 88.3 | 2 | 0.22 | 11.2 | 452.9 | 0.06 | 88.4 | 24.8 | 113.1 | 116.7 | 2.9 | 0.33 | 14.9 | 591.6 | 0.08 | 116.9 | 32.5 | 149.4 | 246 | 10.6 | 1.38 | 23.8 | 1097 | 0.11 | 246.7 | 56.5 | 303.2 | 351.5 | 16.8 | 2.26 | 32.9 | 1494 | 0.18 | 352.6 | 77.5 | 430.1 | 32380299 | 731.7 | 79.8 | 4131204.1 | 166280.4 | 20.4 | 32423880.9 | 9091939.3 | 41515820.1 | 0 | 17.61 | 12.76 | 0 | 30.37 | 20.8 | 16.06 | 0 | 36.87 | 369867460 | 208198610 | 45495710 | 3253302.8 | 0 | 0 | 1368786.4 | 0 | 0 | 13906299 | 83874024 | 0 | 602483 | 0 | 222336.6 | 26852204 | 0 | 0 | 0 | 194292320 | 0 | 0 | 23032.6 | 760.3 | 0 | 5585 | 0 | 0 | 12044.1 | 32482.2 | 0 | 5912.2 | 0 | 57.5 | 3666 | 0 | 0 | 0 | 91926 | 0 | 0 | 130379.7 | 0 | 0 | 0 | 0 | 0 | 0 | 0
FL_2045 | FL | 2045 | 337651800 | 71493970 | 0 | 1312429.1 | 410458205.8 | 325517244.2 | 183018992.8 | 45477756 | 35863492 | 0.0359 | 0.0539 | 0.15 | 78920.86 | 79512 | 0.79 | 0.74 | 78.1 | 1.7 | 0.18 | 9.9 | 404 | 0.05 | 78.2 | 22 | 100.2 | 104.2 | 2.4 | 0.26 | 13.3 | 534.7 | 0.07 | 104.3 | 29.3 | 133.6 | 277.8 | 11.7 | 1.52 | 27.1 | 1248 | 0.13 | 278.5 | 64.3 | 342.9 | 312.7 | 13.2 | 1.74 | 30.9 | 1389.5 | 0.16 | 313.6 | 72.4 | 385.9 | 31052386.3 | 658.7 | 69.9 | 3956092.2 | 160777.7 | 19.5 | 31091090.1 | 8752593.3 | 39843683.5 | 0 | 15.71 | 13.45 | 0 | 29.16 | 19.17 | 17.55 | 0 | 36.72 | 400904350 | 227439200 | 60756268 | 2575368.2 | 0 | 0 | 876720.5 | 0 | 0 | 13040659 | 81891656 | 0 | 529765.8 | 0 | 221678.3 | 26613694 | 0 | 0 | 0 | 214398560 | 0 | 0 | 29514.9 | 685.4 | 0 | 4993 | 0 | 0 | 12486.7 | 31915.1 | 0 | 5912.2 | 0 | 57.5 | 3666 | 0 | 0 | 0 | 108715.9 | 0 | 0 | 174757.8 | 0 | 0 | 0 | 0 | 0 | 0 | 0
FL_2050 | FL | 2050 | 357943170 | 68726420 | 0 | 1256503.1 | 427926078.5 | 345079373 | 202354070.9 | 45346320 | 31223994 | 0.0359 | 0.0539 | 0.15 | 82331.47 | 84776.4 | 0.76 | 0.71 | 92.6 | 2 | 0.22 | 11.5 | 477 | 0.05 | 92.7 | 25.8 | 118.5 | 117.5 | 2.6 | 0.28 | 14.8 | 605.3 | 0.07 | 117.7 | 32.9 | 150.6 | 288.6 | 11.5 | 1.49 | 28.7 | 1315.8 | 0.13 | 289.3 | 68 | 357.3 | 319.5 | 12.4 | 1.59 | 32.5 | 1461.3 | 0.16 | 320.3 | 76.1 | 396.5 | 38009729.9 | 825.5 | 88.5 | 4745096.7 | 196025.1 | 22.6 | 38058492.7 | 10592799.9 | 48651292.6 | 0 | 16.43 | 14.35 | 0 | 30.78 | 19.85 | 18.41 | 0 | 38.25 | 413861950 | 225572000 | 58440576 | 2559045.2 | 0 | 0 | 1245260.6 | 0 | 0 | 14097426 | 98341740 | 0 | 910027.2 | 0 | 221651.4 | 26571642 | 0 | 0 | 0 | 211474580 | 0 | 0 | 30079.6 | 685.4 | 0 | 4225 | 0 | 0 | 13476.3 | 30189.5 | 0 | 8728.9 | 0 | 57.5 | 3666 | 0 | 0 | 0 | 108742.5 | 0 | 0 | 164063.2 | 0 | 0 | 0 | 0 | 0 | 0 | 0
GA_2024 | GA | 2024 | 152256940 | 2431 | 2242758 | 1333986.1 | 155836115.3 | 146782784.3 | 148248556 | 60218696 | 23211710 | 0.0359 | 0.054 | 0.15 | 9872.36 | 35793.3 | 0.55 | 0.5 | 250 | 16.3 | 2.26 | 23.3 | 949.8 | 0.2 | 251.1 | 51.6 | 302.7 | 289.5 | 18.8 | 2.61 | 25.9 | 1098.9 | 0.22 | 290.7 | 58.7 | 349.5 | 311.3 | 19.6 | 2.75 | 24.8 | 1156.8 | 0.17 | 312.6 | 59.3 | 371.9 | 736.4 | 54.4 | 7.79 | 52.1 | 2430.4 | 0.44 | 740.2 | 124.7 | 864.9 | 29458240.1 | 1919.7 | 266.2 | 2745342.3 | 112000.3 | 24.1 | 29588109.4 | 6089520.8 | 35677630.1 | 0 | 32.49 | 2.19 | 0 | 34.68 | 34.49 | 2.41 | 0 | 36.91 | 118548504 | 7587559 | 2088.2 | 1991651.8 | 0 | 0 | 13761973 | 0 | 0 | 123485.6 | 39119670 | 0 | 537384.3 | 0 | 3488212.5 | 50221936 | 5672.3 | 1832352.4 | 0 | 7464073.5 | 0 | 0 | 2.7 | 288.7 | 0 | 8416 | 0 | 0 | 84.6 | 7998.3 | 0 | 7721.8 | 0 | 1983.1 | 6289 | 830.2 | 1897.4 | 0 | 3396.7 | 0 | 0 | 5.4 | 18974 | 0 | 0 | 0 | 0 | 0 | 0
GA_2026 | GA | 2026 | 155578930 | 20977.2 | 2648586.2 | 1448278.6 | 159696767.3 | 149985359 | 140112676.1 | 59094356 | 27421068 | 0.0359 | 0.054 | 0.15 | 40362.17 | 36601.3 | 0.61 | 0.57 | 220.3 | 14.5 | 2.01 | 20.6 | 832.9 | 0.18 | 221.2 | 45.4 | 266.7 | 244.8 | 15.9 | 2.2 | 22.2 | 930.7 | 0.19 | 245.9 | 50 | 295.9 | 242.6 | 12.9 | 1.77 | 21.4 | 980.8 | 0.13 | 243.4 | 50.7 | 294.1 | 700.1 | 51.3 | 7.31 | 49.4 | 2364.8 | 0.39 | 703.6 | 119.9 | 823.6 | 27938447 | 1836.8 | 254.9 | 2611238.1 | 105766.6 | 23.3 | 28062772.2 | 5769439.7 | 33832211.9 | 0 | 30.31 | 8.5 | 0 | 38.81 | 32.23 | 9.37 | 0 | 41.6 | 127785880 | 19584092 | 17802.2 | 1990504.4 | 0 | 0 | 13267157 | 0 | 0 | 169086.5 | 36718676 | 0 | 456956.8 | 0 | 3494360 | 50121572 | 4506.6 | 2130256 | 0 | 19415004 | 0 | 0 | 13.7 | 288.7 | 0 | 8416 | 0 | 0 | 115.8 | 7998.3 | 0 | 7643.8 | 0 | 1983.1 | 6289 | 830.2 | 1897.4 | 0 | 8583.3 | 0 | 0 | 49.5 | 18974 | 0 | 0 | 0 | 0 | 0 | 0
GA_2028 | GA | 2028 | 159790720 | 40687.5 | 3757729.2 | 1836080.9 | 165425215.4 | 154045779.1 | 145970177 | 79494984 | 31801812 | 0.0359 | 0.054 | 0.15 | 51615.6 | 37647.7 | 0.66 | 0.64 | 170.5 | 9 | 1.22 | 19.1 | 716.9 | 0.17 | 171.1 | 40.5 | 211.6 | 187.9 | 10.1 | 1.37 | 19.8 | 782 | 0.16 | 188.6 | 43.1 | 231.7 | 194.1 | 5.1 | 0.59 | 21.7 | 967.1 | 0.09 | 194.4 | 50.6 | 245 | 588.2 | 38.8 | 5.47 | 46 | 2125.4 | 0.34 | 590.8 | 109.4 | 700.2 | 19860047.6 | 1049.7 | 141.7 | 2227695.7 | 83611.4 | 19.3 | 19930014.2 | 4724578.2 | 24654592.3 | 0 | 26.25 | 10.52 | 0 | 36.77 | 28.07 | 11.68 | 0 | 39.75 | 117434640 | 19455038 | 34950.4 | 1946866.4 | 0 | 0 | 6850555 | 0 | 0 | 234772.8 | 33015820 | 0 | 416911.4 | 0 | 3541747.2 | 49113164 | 3372.5 | 3056207 | 0 | 19220266 | 0 | 0 | 21.3 | 288.7 | 0 | 8416 | 0 | 0 | 160.7 | 7998.3 | 0 | 7643.8 | 0 | 2017.1 | 6289 | 830.2 | 1897.4 | 0 | 8615.4 | 0 | 0 | 94.9 | 18974 | 0 | 0 | 0 | 0 | 0 | 0
GA_2030 | GA | 2030 | 164782980 | 99051.5 | 4142918.5 | 2047153.5 | 171072105 | 158858636.5 | 151638191.9 | 92456696 | 33085380 | 0.0359 | 0.054 | 0.15 | 54678.2 | 38973 | 0.69 | 0.69 | 151.1 | 7.7 | 1.03 | 17.8 | 646.4 | 0.16 | 151.6 | 37.1 | 188.7 | 161.4 | 8.6 | 1.17 | 17.5 | 675.5 | 0.15 | 162 | 37.7 | 199.7 | 255.5 | 7.8 | 0.95 | 27.5 | 1239.1 | 0.12 | 256 | 64.5 | 320.5 | 542.4 | 36 | 5.04 | 42 | 1983.5 | 0.3 | 544.9 | 101.2 | 646.1 | 16671208.1 | 846 | 113.5 | 1968119.7 | 71454.9 | 17.5 | 16727409.9 | 4102261.4 | 20829671.3 | 0 | 24.95 | 11.21 | 0 | 36.16 | 26.75 | 12.48 | 0 | 39.23 | 111344370 | 19433914 | 84006.9 | 1870210.8 | 0 | 0 | 5439701.5 | 0 | 0 | 328525 | 28821860 | 0 | 391380.5 | 0 | 3529761.5 | 48408650 | 2779.8 | 3362107.5 | 0 | 19105388 | 0 | 0 | 55 | 288.7 | 0 | 8416 | 0 | 0 | 224.6 | 7998.3 | 0 | 7639.8 | 0 | 2017.1 | 6289 | 790.3 | 1897.4 | 0 | 8678.8 | 0 | 0 | 229.6 | 18974 | 0 | 0 | 0 | 0 | 0 | 0
GA_2035 | GA | 2035 | 178240340 | 6208418.5 | 4113475.2 | 2008140.1 | 190570361.8 | 171832401.4 | 157697617.7 | 97786830 | 29830406 | 0.0359 | 0.0539 | 0.15 | 83748.53 | 42932.5 | 0.77 | 0.77 | 103.8 | 4.4 | 0.58 | 13.9 | 473 | 0.13 | 104.1 | 28 | 132.1 | 114.8 | 5.8 | 0.77 | 13.7 | 494.2 | 0.12 | 115.2 | 28.4 | 143.6 | 334.4 | 14.8 | 1.94 | 31.9 | 1479.5 | 0.15 | 335.3 | 76 | 411.4 | 482.3 | 31 | 4.34 | 38.3 | 1791.8 | 0.27 | 484.4 | 91.7 | 576.1 | 12530897.8 | 531.2 | 69.2 | 1682600.3 | 57279.1 | 15.4 | 12565607.8 | 3393726.2 | 15959334.1 | 0 | 22.08 | 16.8 | 0 | 38.88 | 24.11 | 19.28 | 0 | 43.39 | 122221650 | 32872742 | 5269495.5 | 1734129.4 | 0 | 0 | 3087584.8 | 0 | 0 | 662033.2 | 24408472 | 0 | 402373.5 | 0 | 3548506.5 | 47570120 | 3382.8 | 3324832 | 0 | 32210710 | 0 | 0 | 2318.6 | 288.7 | 0 | 8416 | 0 | 0 | 452 | 7998.3 | 0 | 7639.8 | 0 | 2055.1 | 6289 | 790 | 1897.4 | 0 | 14269.8 | 0 | 0 | 16103.3 | 18974 | 0 | 0 | 0 | 0 | 0 | 0
GA_2040 | GA | 2040 | 193386320 | 15104934 | 4083260 | 2092617.3 | 214667136.7 | 186434097.8 | 161946120.7 | 102421730 | 32742780 | 0.0359 | 0.0539 | 0.15 | 84256.89 | 47680.8 | 0.84 | 0.81 | 67.4 | 2.1 | 0.26 | 10.4 | 332.2 | 0.1 | 67.5 | 20.3 | 87.8 | 89.3 | 4 | 0.52 | 11.6 | 401.2 | 0.11 | 89.5 | 23.6 | 113.1 | 373.6 | 20 | 2.71 | 32.5 | 1542.6 | 0.17 | 374.9 | 78.5 | 453.4 | 432.3 | 25.1 | 3.46 | 36.7 | 1701.4 | 0.23 | 434 | 87.5 | 521.5 | 9583346.8 | 297.8 | 36.2 | 1493028.9 | 47492.6 | 14 | 9602091.2 | 2912129 | 12514220.2 | 0 | 20.19 | 16.39 | 0 | 36.58 | 22.54 | 19.53 | 0 | 42.07 | 144574400 | 52721016 | 12859616 | 1664959 | 0 | 0 | 1296820 | 0 | 0 | 1171098.9 | 21682986 | 0 | 379956 | 0 | 3527203.5 | 47161384 | 3141.5 | 3277313.8 | 0 | 51549916 | 0 | 0 | 5414 | 288.7 | 0 | 8416 | 0 | 0 | 804.1 | 7998.3 | 0 | 7639.8 | 0 | 2055.1 | 6289 | 789.8 | 1897.4 | 0 | 22437.4 | 0 | 0 | 38928.1 | 18974 | 0 | 0 | 0 | 0 | 0 | 0
GA_2045 | GA | 2045 | 206852540 | 29669024 | 4524593.5 | 1853655.6 | 242899815.4 | 199416323.1 | 155433152.1 | 86415500 | 34660028 | 0.0359 | 0.0539 | 0.15 | 83407.09 | 51624.7 | 0.88 | 0.84 | 48.4 | 1.2 | 0.14 | 7.8 | 249.3 | 0.07 | 48.4 | 15.3 | 63.7 | 74.8 | 2.9 | 0.37 | 10.1 | 350.8 | 0.09 | 74.9 | 20.6 | 95.5 | 334.8 | 19.2 | 2.62 | 28.1 | 1342.4 | 0.16 | 336.1 | 68.2 | 404.2 | 371.9 | 19.4 | 2.63 | 33.7 | 1534.1 | 0.2 | 373.2 | 79.5 | 452.7 | 9043041.5 | 216.8 | 24.2 | 1475918.9 | 46878 | 13.4 | 9056107.6 | 2876544.7 | 11932652.3 | 0 | 17.23 | 15.21 | 0 | 32.45 | 20.15 | 19.17 | 0 | 39.32 | 190842030 | 87466664 | 25242202 | 1517303.5 | 0 | 0 | 573789.5 | 0 | 0 | 1821458.4 | 22517558 | 0 | 169873 | 0 | 3499625.5 | 46258896 | 984.8 | 3595134 | 0 | 85645210 | 0 | 0 | 11808.6 | 288.7 | 0 | 8391.6 | 0 | 0 | 1367.7 | 7998.3 | 0 | 7639.8 | 0 | 2055.1 | 6289 | 788.6 | 1897.4 | 0 | 37238.7 | 0 | 0 | 73994.9 | 18974 | 0 | 0 | 0 | 0 | 0 | 0
GA_2050 | GA | 2050 | 219575460 | 43776520 | 4871027.5 | 1790491.2 | 270013473.5 | 211681851.9 | 147014983.1 | 72208710 | 44805296 | 0.0359 | 0.0539 | 0.15 | 85134.66 | 55073.9 | 0.89 | 0.84 | 43.7 | 0.9 | 0.09 | 6.9 | 230.7 | 0.06 | 43.7 | 13.8 | 57.6 | 69.1 | 2.1 | 0.25 | 9.7 | 342.1 | 0.08 | 69.2 | 19.9 | 89.1 | 304.7 | 16.8 | 2.28 | 26.3 | 1243.6 | 0.15 | 305.8 | 63.4 | 369.3 | 364.6 | 17.1 | 2.28 | 34.7 | 1570.6 | 0.19 | 365.7 | 81.5 | 447.2 | 10472938.7 | 212.4 | 22.1 | 1667682.2 | 55337 | 13.9 | 10485291 | 3320521.7 | 13805812.7 | 0 | 16.61 | 14.73 | 0 | 31.34 | 20.24 | 19.45 | 0 | 39.69 | 242324690 | 122998490 | 37216010 | 1463558.9 | 0 | 0 | 164478.7 | 0 | 0 | 2678270.5 | 27003286 | 0 | 219376.9 | 0 | 3486943.2 | 45809148 | 12.8 | 3963375.2 | 0 | 120320216 | 0 | 0 | 18070.2 | 288.7 | 0 | 4991 | 0 | 0 | 2232 | 7998.3 | 0 | 9386 | 0 | 2055.1 | 6289 | 0.6 | 1897.4 | 0 | 54153.6 | 0 | 0 | 105994.6 | 18974 | 0 | 0 | 0 | 0 | 0 | 0
IA_2024 | IA | 2024 | 50589820 | 2491.8 | 0 | 1172794.9 | 51765106.1 | 48770941.8 | 8524997 | 75812840 | 102469016 | 0.0359 | 0.054 | 0.183 | 16503.44 | 11513 | 0.57 | 0.59 | 385.6 | 40.8 | 5.9 | 15.3 | 950 | 0.19 | 388.5 | 43.7 | 432.1 | 388.1 | 41.1 | 5.95 | 15.4 | 953.7 | 0.2 | 390.9 | 43.9 | 434.8 | 247.5 | 20.6 | 2.95 | 15 | 774.4 | 0.13 | 248.9 | 38.1 | 287 | 791.2 | 67.6 | 9.78 | 47.8 | 2323.2 | 0.48 | 795.8 | 117.1 | 913 | 30061441.5 | 3176.7 | 460.1 | 1193474.6 | 74059.5 | 15.1 | 30281719.3 | 3404568.6 | 33686287.8 | 0 | 27.67 | 3.59 | 0 | 31.26 | 29.38 | 3.92 | 0 | 33.3 | 78467340 | 43240108 | 2122.4 | 72558.7 | 0 | 0 | 26221872 | 0 | 0 | 163475.5 | 7178947 | 0 | 74744 | 0 | 1398507 | 0 | 278485.5 | 0 | 0 | 519598.2 | 42557036 | 0 | 3.6 | 16.2 | 0 | 4573.3 | 0 | 0 | 112 | 1748.2 | 0 | 1045.6 | 0 | 207.5 | 0 | 960.1 | 0 | 0 | 239.4 | 0 | 12131.7 | 7.2 | 0 | 0 | 0 | 0.01 | 0 | 0 | 0
IA_2026 | IA | 2026 | 51551344 | 113382 | 0 | 1388643.5 | 53053369.1 | 49697900.4 | 1641829.9 | 92835320 | 120588660 | 0.0359 | 0.054 | 0.183 | 46866.78 | 11750.6 | 0.66 | 0.7 | 304.7 | 32 | 4.63 | 12.3 | 757.4 | 0.15 | 306.9 | 34.9 | 341.8 | 280.3 | 29.6 | 4.28 | 11.3 | 692.9 | 0.14 | 282.3 | 32 | 314.3 | 144.2 | 10.4 | 1.46 | 10.3 | 502.7 | 0.08 | 144.9 | 25.3 | 170.2 | 692.4 | 58.9 | 8.49 | 41.7 | 2072.2 | 0.4 | 696.5 | 103.6 | 800.1 | 24440065.8 | 2565.2 | 371.4 | 986446.5 | 60757.7 | 12.3 | 24617895.3 | 2800374.8 | 27418270 | 0 | 23.9 | 10.03 | 0 | 33.94 | 25.44 | 10.95 | 0 | 36.39 | 80856420 | 51411540 | 97456.2 | 66415.6 | 0 | 0 | 21191318 | 0 | 0 | 208339.1 | 6405407 | 0 | 46095.4 | 0 | 1404755.9 | 0 | 233428 | 0 | 0 | 7637742.5 | 43565456 | 0 | 77 | 16.2 | 0 | 4573.3 | 0 | 0 | 143.2 | 1748.2 | 0 | 964.4 | 0 | 219.5 | 0 | 951.2 | 0 | 0 | 3355.4 | 0 | 12439.5 | 300.7 | 0 | 0 | 0 | 0.01 | 0 | 0 | 0
IA_2028 | IA | 2028 | 52725452 | 2585917.2 | 0 | 1402083.6 | 56713453.3 | 50829806.1 | -25686447 | 83633250 | 130002264 | 0.0359 | 0.054 | 0.183 | 59037.32 | 12358.7 | 0.83 | 0.82 | 147 | 15.4 | 2.23 | 6 | 366.7 | 0.07 | 148 | 16.9 | 164.9 | 162.1 | 17.1 | 2.47 | 6.6 | 402.9 | 0.08 | 163.3 | 18.6 | 181.9 | 85.6 | 3.2 | 0.41 | 8.8 | 392.1 | 0.04 | 85.8 | 20.5 | 106.3 | 511.1 | 42.1 | 6.04 | 32.4 | 1583.5 | 0.3 | 514 | 79.7 | 593.7 | 14975162.4 | 1568.3 | 227 | 607394.9 | 37375 | 7.5 | 15083865.6 | 1723216.1 | 16807081.6 | 0 | 16.86 | 11.83 | 0 | 28.69 | 18.39 | 13.43 | 0 | 31.81 | 103215890 | 82399900 | 2208612.5 | 52106.1 | 0 | 0 | 13083545 | 0 | 0 | 283409.4 | 4126521.5 | 0 | 14635.9 | 0 | 1206162 | 0 | 124400.8 | 0 | 0 | 7405606.5 | 74710890 | 0 | 1755.1 | 16.2 | 0 | 4573.3 | 0 | 0 | 196.8 | 1719 | 0 | 929.7 | 0 | 219.5 | 0 | 926.6 | 0 | 0 | 3419.7 | 0 | 20419.1 | 6996.6 | 0 | 0 | 0 | 0.01 | 0 | 0 | 0
IA_2030 | IA | 2030 | 54047636 | 5192720.5 | 0 | 1525895.3 | 60766253.4 | 52104469.3 | -38646353.1 | 84867820 | 141640160 | 0.0359 | 0.054 | 0.183 | 66492.27 | 12770.2 | 0.89 | 0.88 | 97.5 | 10.4 | 1.51 | 3.8 | 237.4 | 0.05 | 98.3 | 10.8 | 109.1 | 109 | 11.7 | 1.7 | 4.2 | 264 | 0.06 | 109.9 | 12.1 | 121.9 | 103.8 | 5 | 0.68 | 9.6 | 437.9 | 0.05 | 104.1 | 22.7 | 126.8 | 444.7 | 37.5 | 5.37 | 27.2 | 1372.2 | 0.25 | 447.3 | 68.2 | 515.5 | 11298367 | 1206.7 | 174.8 | 436182.8 | 27530.9 | 5.6 | 11382045.6 | 1258137.3 | 12640182.9 | 0 | 14.21 | 12.33 | 0 | 26.54 | 15.89 | 14.55 | 0 | 30.45 | 117701740 | 99412610 | 4402349.5 | 45791 | 0 | 0 | 10159719 | 0 | 0 | 405510.5 | 2527608.2 | 0 | 5194.4 | 0 | 1095493.8 | 0 | 52991.3 | 0 | 0 | 13189005 | 85818090 | 0 | 3507.1 | 16.2 | 0 | 4573.3 | 0 | 0 | 285.9 | 1691.6 | 0 | 622.7 | 0 | 219.5 | 0 | 777.1 | 0 | 0 | 6284.3 | 0 | 24619 | 14004.7 | 0 | 0 | 0 | 0.01 | 0 | 0 | 0
IA_2035 | IA | 2035 | 57395980 | 7308910.5 | 0 | 1484050 | 66188945.6 | 55332479.4 | -39530476.4 | 80660150 | 138926910 | 0.0359 | 0.054 | 0.183 | 86347.39 | 13852.8 | 0.91 | 0.9 | 85.4 | 9.3 | 1.34 | 3.2 | 203.7 | 0.04 | 86 | 9.2 | 95.3 | 94.8 | 10.3 | 1.49 | 3.5 | 225.9 | 0.05 | 95.6 | 10.3 | 105.8 | 135 | 7.7 | 1.05 | 11.5 | 538.1 | 0.07 | 135.6 | 27.5 | 163.1 | 422 | 35.4 | 5.08 | 26 | 1299.1 | 0.24 | 424.4 | 64.8 | 489.3 | 10454975.1 | 1134.3 | 164.4 | 387199 | 24958.3 | 5.2 | 10533663.1 | 1132370.6 | 11666033.8 | 0 | 13.07 | 15.55 | 0 | 28.62 | 14.76 | 18.89 | 0 | 33.65 | 124619920 | 105719420 | 6242489.5 | 45006.2 | 0 | 0 | 9603939 | 0 | 0 | 777404.8 | 1929167.2 | 0 | 2690.5 | 0 | 1051714.1 | 0 | 25490.2 | 0 | 0 | 19517860 | 85424160 | 0 | 4664.9 | 16.2 | 0 | 4548.2 | 0 | 0 | 562.9 | 1691.6 | 0 | 488.4 | 0 | 219.5 | 0 | 713.7 | 0 | 0 | 9330.8 | 0 | 25038.3 | 20521.7 | 0 | 0 | 0 | 0.01 | 0 | 0 | 0
IA_2040 | IA | 2040 | 61229704 | 9384814 | 0 | 1623904.9 | 72238418.9 | 59028398.5 | -33422264.7 | 94205270 | 145238940 | 0.0359 | 0.054 | 0.183 | 84840.63 | 15017.7 | 0.93 | 0.93 | 65.3 | 7.1 | 1.03 | 2.4 | 155 | 0.03 | 65.8 | 7 | 72.8 | 65.1 | 7.1 | 1.03 | 2.4 | 154.5 | 0.03 | 65.6 | 7 | 72.6 | 156.4 | 9.3 | 1.29 | 13.7 | 614.7 | 0.1 | 157 | 32.1 | 189.1 | 366.8 | 29.6 | 4.23 | 23.6 | 1177.4 | 0.2 | 368.8 | 58.8 | 427.6 | 7879877.6 | 858 | 124.4 | 289168.2 | 18719.2 | 3.9 | 7939405 | 848066.4 | 8787471.4 | 0 | 11.25 | 15.05 | 0 | 26.3 | 12.84 | 18.66 | 0 | 31.5 | 123421976 | 105660680 | 8051477 | 41197.3 | 0 | 0 | 7310103 | 0 | 0 | 1142986.2 | 1362861.2 | 0 | 2202.9 | 0 | 977469.6 | 0 | 15982.3 | 0 | 0 | 19504644 | 85013060 | 0 | 5452 | 16.2 | 0 | 4548.2 | 0 | 0 | 848.5 | 1691.6 | 0 | 479.7 | 0 | 219.5 | 0 | 698.2 | 0 | 0 | 10066.4 | 0 | 25295.6 | 24799.2 | 0 | 0 | 0 | 0.01 | 0 | 0 | 0
IA_2045 | IA | 2045 | 64713350 | 8794313 | 0 | 1706587 | 75214247.9 | 62386804.4 | -37169738 | 97213260 | 150679730 | 0.0359 | 0.054 | 0.183 | 86364.56 | 15993.5 | 0.94 | 0.94 | 55.6 | 5.9 | 0.86 | 2.2 | 136.2 | 0.03 | 56 | 6.2 | 62.2 | 53.8 | 5.7 | 0.83 | 2.1 | 132 | 0.03 | 54.2 | 6 | 60.2 | 159.3 | 8.3 | 1.11 | 15.3 | 667.7 | 0.1 | 159.8 | 35.2 | 195 | 341.1 | 25.9 | 3.67 | 23.5 | 1150.9 | 0.18 | 342.9 | 57.9 | 400.8 | 6991141.5 | 744.7 | 107.8 | 271271.6 | 17154.4 | 3.4 | 7042761.2 | 783410.6 | 7826171.8 | 0 | 10.78 | 15.65 | 0 | 26.43 | 12.26 | 19.13 | 0 | 31.39 | 128817240 | 112383980 | 7513309 | 39717.8 | 0 | 0 | 6279702 | 0 | 0 | 1502413 | 1660944.1 | 0 | 12866.6 | 0 | 926711.9 | 0 | 0 | 0 | 0 | 24108854 | 86772720 | 0 | 4777.8 | 16.2 | 0 | 3991 | 0 | 0 | 1154.6 | 1691.6 | 0 | 1356.5 | 0 | 219.5 | 0 | 438.3 | 0 | 0 | 12930.9 | 0 | 26116.6 | 22690.7 | 0 | 0 | 0 | 0 | 0 | 0 | 0
IA_2050 | IA | 2050 | 67925784 | 10098692 | 0 | 1830172.1 | 79854648.8 | 65483713 | -32158837.6 | 107944536 | 156780560 | 0.0359 | 0.054 | 0.183 | 85281.6 | 16811.8 | 0.94 | 0.95 | 47.7 | 4.9 | 0.71 | 2 | 122.6 | 0.02 | 48 | 5.7 | 53.7 | 43.2 | 4.4 | 0.64 | 1.8 | 111.1 | 0.02 | 43.5 | 5.1 | 48.7 | 161.4 | 7.6 | 1.01 | 16.7 | 701.6 | 0.11 | 161.9 | 37.6 | 199.5 | 322.4 | 21.9 | 3.07 | 24.3 | 1168.5 | 0.17 | 323.9 | 59.2 | 383.1 | 5998356.2 | 616.2 | 89 | 253499.8 | 15439.3 | 2.9 | 6041007.6 | 714391.6 | 6755399.1 | 0 | 10.54 | 15.29 | 0 | 25.82 | 12.12 | 18.87 | 0 | 30.99 | 128780330 | 112013490 | 8610481 | 37913.8 | 0 | 0 | 5140604.5 | 0 | 0 | 1720379.4 | 2066320.6 | 0 | 4913.3 | 0 | 906610.8 | 0 | 0 | 0 | 0 | 28408188 | 81884920 | 0 | 5795.9 | 16.2 | 0 | 3395.9 | 0 | 0 | 1360.2 | 1691.6 | 0 | 1295 | 0 | 219.5 | 0 | 275.6 | 0 | 0 | 15618.8 | 0 | 23666.8 | 24879.7 | 0 | 0 | 0 | 0 | 0 | 0 | 0
ID_2024 | ID | 2024 | 27967546 | 0 | 0 | 777313.7 | 28744858.2 | 26962088.3 | 25553412.2 | 34077976 | 23304760 | 0.0359 | 0.054 | 0.1435 | 57734.96 | 5950.1 | 0.86 | 0.75 | 52.2 | 1 | 0.1 | 6.8 | 273.7 | 0.03 | 52.2 | 15 | 67.2 | 214.2 | 21.2 | 3.05 | 10.2 | 577.8 | 0.11 | 215.6 | 27.4 | 243 | 295.4 | 8.6 | 1.03 | 32.2 | 1448 | 0.13 | 296 | 75.3 | 371.3 | 734 | 60.7 | 8.64 | 44.9 | 2331.5 | 0.37 | 738.2 | 114.5 | 852.6 | 927532.1 | 17.5 | 1.7 | 120973.8 | 4863.6 | 0.5 | 928530.4 | 266034 | 1194564.5 | 0 | 28.43 | 11.31 | 0 | 39.74 | 30.08 | 12.26 | 0 | 42.34 | 17910794 | 3191446 | 0 | 292541.6 | 0 | 0 | 0 | 0 | 0 | 321849.8 | 2574825.5 | 0 | 307.1 | 89362.5 | 11762283 | 0 | 26.8 | 0 | 0 | 507448.4 | 2362147.8 | 0 | 0 | 42.7 | 0 | 0 | 0 | 0 | 210.9 | 547.7 | 0 | 547.4 | 12 | 2773.8 | 0 | 5.4 | 0 | 0 | 240 | 0 | 915.8 | 0 | 0 | 0 | 0 | 0 | 0 | 0 | 0
ID_2026 | ID | 2026 | 28688244 | 0 | 0 | 992137.5 | 29680381.6 | 27656877.7 | 26325329.7 | 44505656 | 32986060 | 0.0359 | 0.054 | 0.1435 | 66832.33 | 6146.6 | 0.87 | 0.77 | 46.1 | 0.9 | 0.09 | 6.1 | 241.9 | 0.02 | 46.2 | 13.3 | 59.5 | 194.9 | 19.5 | 2.81 | 9 | 518.3 | 0.1 | 196.2 | 24.5 | 220.7 | 215.9 | 7.7 | 0.97 | 22.2 | 1014.1 | 0.1 | 216.4 | 52.5 | 268.9 | 633.6 | 47.7 | 6.74 | 43.1 | 2161.8 | 0.32 | 636.9 | 107.6 | 744.5 | 827420.9 | 15.6 | 1.6 | 108924.1 | 4339.9 | 0.4 | 828311.5 | 238365.4 | 1066676.9 | 0 | 26.76 | 12.97 | 0 | 39.72 | 28.33 | 14.2 | 0 | 42.54 | 18096594 | 3355051.8 | 0 | 284941.2 | 0 | 0 | 0 | 0 | 0 | 505273 | 2287954.2 | 0 | 133.3 | 89362.5 | 12079133 | 0 | 17.4 | 0 | 0 | 500369 | 2349409.8 | 0 | 0 | 42.7 | 0 | 0 | 0 | 0 | 334.2 | 547.7 | 0 | 547.4 | 12 | 2857.8 | 0 | 5.4 | 0 | 0 | 240 | 0 | 915.8 | 0 | 0 | 0 | 0 | 0 | 0 | 0 | 0
ID_2028 | ID | 2028 | 29544884 | 232.5 | 0 | 1342736.4 | 30887851.4 | 28482720.6 | 27338311.9 | 60084830 | 46533850 | 0.0359 | 0.054 | 0.1435 | 62149.98 | 6397.7 | 0.91 | 0.82 | 32.6 | 0.6 | 0.06 | 4.2 | 170.8 | 0.02 | 32.6 | 9.3 | 41.9 | 161.8 | 16.9 | 2.44 | 6.8 | 409.1 | 0.08 | 163 | 19 | 182 | 151.3 | 6.6 | 0.86 | 14.5 | 672.5 | 0.07 | 151.7 | 34.6 | 186.3 | 553.4 | 41.5 | 5.87 | 38.1 | 1890.8 | 0.28 | 556.2 | 94.5 | 650.8 | 557533.1 | 10.5 | 1.1 | 71888 | 2922.5 | 0.3 | 558133.2 | 159053.7 | 717186.9 | 0 | 22.84 | 12.02 | 0 | 34.86 | 24.21 | 13.26 | 0 | 37.47 | 17257892 | 3549539.5 | 195.3 | 185856.6 | 0 | 0 | 0 | 0 | 0 | 719411.1 | 1550437.8 | 0 | 0 | 89362.5 | 11882500 | 0 | 0 | 0 | 0 | 493388.3 | 2336740.2 | 0 | 0.2 | 31.1 | 0 | 0 | 0 | 0 | 480.4 | 547.7 | 0 | 547.4 | 12 | 2870.8 | 0 | 5.4 | 0 | 0 | 240 | 0 | 915.8 | 0.8 | 0 | 0 | 0 | 0 | 0 | 0 | 0
ID_2030 | ID | 2030 | 30533236 | 257.4 | 0 | 1623458 | 32156948.7 | 29435542.5 | 28385682.7 | 74091690 | 58897110 | 0.0359 | 0.054 | 0.1435 | 64787.21 | 6703.3 | 0.93 | 0.87 | 26 | 0.5 | 0.05 | 3.4 | 136.6 | 0.01 | 26.1 | 7.5 | 33.5 | 125.1 | 13.2 | 1.91 | 5.1 | 311.2 | 0.06 | 126 | 14.4 | 140.4 | 125.1 | 4.3 | 0.54 | 13.1 | 592.5 | 0.06 | 125.3 | 30.8 | 156.1 | 461.7 | 34.3 | 4.82 | 32.6 | 1599.5 | 0.24 | 464 | 80.4 | 544.4 | 434562.8 | 8.2 | 0.8 | 56745.1 | 2278.8 | 0.2 | 435030.5 | 124711.7 | 559742.2 | 0 | 21.33 | 12.56 | 0 | 33.89 | 22.68 | 13.93 | 0 | 36.61 | 16878020 | 3771266 | 213.9 | 169306.2 | 0 | 0 | 0 | 0 | 0 | 960622.2 | 1186733.9 | 0 | 0 | 89362.5 | 11661138 | 0 | 0 | 0 | 0 | 486505.2 | 2324138.5 | 0 | 0.2 | 31.1 | 0 | 0 | 0 | 0 | 645.8 | 547.7 | 0 | 547.4 | 12 | 2870.8 | 0 | 0 | 0 | 0 | 240 | 0 | 915.8 | 0.8 | 0 | 0 | 0 | 0 | 0 | 0 | 0
ID_2035 | ID | 2035 | 33298272 | 656.6 | 0 | 1878084.3 | 35177013.3 | 32101188.3 | 31297876.1 | 87708960 | 69304536 | 0.0359 | 0.054 | 0.1435 | 91965.28 | 7574.2 | 0.93 | 0.9 | 26.6 | 0.5 | 0.05 | 3.4 | 139.5 | 0.01 | 26.6 | 7.6 | 34.2 | 95.4 | 10 | 1.44 | 3.9 | 239.4 | 0.05 | 96.1 | 11.1 | 107.1 | 157.8 | 4.8 | 0.58 | 17.1 | 767.8 | 0.07 | 158.1 | 40 | 198.1 | 388.1 | 26.9 | 3.76 | 29.3 | 1405 | 0.2 | 390 | 71.2 | 461.2 | 435914.7 | 8.2 | 0.8 | 56467.9 | 2285.3 | 0.2 | 436383.8 | 124629.2 | 561013 | 0 | 19.08 | 18.11 | 0 | 37.19 | 20.26 | 20.24 | 0 | 40.5 | 16674022 | 3879137.2 | 559.6 | 154228 | 0 | 0 | 0 | 0 | 0 | 1116492.1 | 1145230.4 | 0 | 39104.3 | 89362.5 | 11366400 | 0 | 0 | 0 | 0 | 469713.9 | 2292931.2 | 0 | 0.6 | 31.1 | 0 | 0 | 0 | 0 | 768.5 | 547.7 | 0 | 2342.4 | 12 | 2872 | 0 | 0 | 0 | 0 | 240 | 0 | 915.8 | 2.4 | 0 | 0 | 0 | 0 | 0 | 0 | 0
ID_2040 | ID | 2040 | 36643384 | 495.9 | 0 | 1881744.1 | 38525625 | 35326052.4 | 35525021.8 | 90464216 | 67890296 | 0.0359 | 0.054 | 0.1435 | 90468.29 | 8523.3 | 0.86 | 0.91 | 49.8 | 0.9 | 0.09 | 6.2 | 260.6 | 0.02 | 49.8 | 13.9 | 63.8 | 71.6 | 6.8 | 0.98 | 3.6 | 200.4 | 0.04 | 72 | 9.5 | 81.6 | 192.3 | 6.6 | 0.83 | 20.1 | 910.3 | 0.09 | 192.7 | 47.3 | 240 | 362.8 | 24.1 | 3.36 | 27.9 | 1344.8 | 0.18 | 364.4 | 68 | 432.5 | 775576.7 | 14.6 | 1.5 | 96113.6 | 4060.9 | 0.4 | 776411.4 | 217225 | 993636.4 | 0 | 17.19 | 18.12 | 0 | 35.31 | 18.19 | 20.22 | 0 | 38.41 | 15850627 | 3000603.2 | 413.2 | 140691.3 | 0 | 0 | 0 | 0 | 0 | 1091069.1 | 2132657 | 0 | 46571.6 | 89362.5 | 10440329 | 0 | 0 | 0 | 0 | 453502.7 | 1456031.4 | 0 | 0.7 | 31.1 | 0 | 0 | 0 | 0 | 777.3 | 913.7 | 0 | 3450.9 | 12 | 2873.3 | 0 | 0 | 0 | 0 | 240 | 0 | 563.6 | 2.6 | 0 | 0 | 0 | 0 | 0 | 0 | 0
ID_2045 | ID | 2045 | 39933170 | 481.5 | 0 | 2051727.2 | 41985377.4 | 38497565.2 | 40472666.1 | 99265450 | 70902170 | 0.0359 | 0.0539 | 0.1435 | 89961.46 | 9406.2 | 0.86 | 0.94 | 53.4 | 1 | 0.1 | 6.6 | 279.6 | 0.02 | 53.5 | 15 | 68.4 | 48.5 | 4.4 | 0.64 | 2.6 | 141.9 | 0.02 | 48.8 | 6.8 | 55.6 | 189.3 | 7.1 | 0.91 | 19.3 | 877 | 0.09 | 189.8 | 45.4 | 235.2 | 306.7 | 19.6 | 2.71 | 24.7 | 1164.5 | 0.16 | 308.1 | 59.5 | 367.5 | 706716.2 | 13.3 | 1.3 | 87596.6 | 3700.3 | 0.3 | 707476.8 | 197955.6 | 905432.3 | 0 | 15.22 | 18.2 | 0 | 33.42 | 16.11 | 20.26 | 0 | 36.36 | 13490690 | 1512711.4 | 412.3 | 128939.4 | 0 | 0 | 0 | 0 | 0 | 1074860.5 | 1879720.8 | 0 | 72464.5 | 89362.5 | 9807078 | 0 | 0 | 0 | 0 | 437850.8 | 0 | 0 | 0.5 | 31.1 | 0 | 0 | 0 | 0 | 791.5 | 913.7 | 0 | 5153.2 | 12 | 2874.5 | 0 | 0 | 0 | 0 | 240 | 0 | 0 | 1.9 | 0 | 0 | 0 | 0 | 0 | 0 | 0
ID_2050 | ID | 2050 | 43242196 | 120703.8 | 0 | 2105176.6 | 45468075.8 | 41687613.7 | 43739045.1 | 101788264 | 70892824 | 0.0359 | 0.054 | 0.1435 | 89775.01 | 10219.8 | 0.84 | 0.94 | 61.5 | 1.2 | 0.12 | 7.6 | 322.2 | 0.03 | 61.6 | 17.2 | 78.8 | 38 | 3 | 0.43 | 2.5 | 125.5 | 0.02 | 38.3 | 6.2 | 44.5 | 199.2 | 8.1 | 1.05 | 19.8 | 904.1 | 0.09 | 199.7 | 46.7 | 246.5 | 308.2 | 17.5 | 2.39 | 26.5 | 1240.4 | 0.16 | 309.4 | 63.5 | 372.9 | 872324.5 | 16.4 | 1.6 | 107272.7 | 4566.4 | 0.4 | 873263.4 | 243461.1 | 1116724.5 | 0 | 16.29 | 18.13 | 0 | 34.42 | 17.26 | 20.12 | 0 | 37.38 | 14423574 | 1729030.6 | 103306.5 | 131044.3 | 0 | 0 | 0 | 0 | 0 | 1092952.6 | 2170604.5 | 0 | 175872.4 | 89362.5 | 10024353 | 0 | 0 | 0 | 0 | 632688 | 3390 | 0 | 65.3 | 31.1 | 0 | 0 | 0 | 0 | 827.3 | 913.7 | 0 | 5707 | 12 | 2874.5 | 0 | 0 | 0 | 0 | 240 | 0 | 0.9 | 390.2 | 0 | 0 | 0 | 0 | 0 | 0 | 0
IL_2024 | IL | 2024 | 151660080 | 112014.2 | 0 | 2141126.3 | 153913224.9 | 146208393.9 | 120735415.8 | 117136620 | 147799410 | 0.0359 | 0.0539 | 0.1586 | 19812.11 | 38122.1 | 0.68 | 0.65 | 199.9 | 15.5 | 2.2 | 17.5 | 681 | 0.2 | 201 | 37.8 | 238.8 | 248.8 | 20.9 | 2.98 | 18.5 | 791.8 | 0.21 | 250.2 | 42.1 | 292.4 | 369.4 | 26.1 | 3.67 | 26.5 | 1305.9 | 0.19 | 371.2 | 65.5 | 436.7 | 813.3 | 67.2 | 9.73 | 51.2 | 2447.7 | 0.5 | 817.9 | 124.3 | 942.3 | 36649278.6 | 2845.2 | 402.2 | 3208346.1 | 124940.2 | 36.4 | 36843878 | 6941505.2 | 43785383.2 | 0 | 30.56 | 4.71 | 0 | 35.27 | 32.41 | 5.17 | 0 | 37.57 | 184686110 | 33177812 | 97435 | 398558.7 | 0 | 0 | 22212044 | 0 | 0 | 610316.7 | 34168050 | 0 | 1799735.4 | 0 | 141606 | 92463944 | 226935.8 | 0 | 0 | 8549983 | 24017510 | 0 | 132.4 | 85.3 | 0 | 7650 | 0 | 0 | 426.8 | 5988 | 0 | 10332.7 | 0 | 43.3 | 11582.4 | 914.7 | 0 | 0 | 3811.3 | 0 | 7638.9 | 264.8 | 0 | 0 | 0 | 0.2 | 0 | 0.2 | 0
IL_2026 | IL | 2026 | 154092640 | 517699.1 | 0 | 2305988.2 | 156916334.4 | 148553500.3 | 121564085.3 | 134464370 | 152879500 | 0.0359 | 0.0539 | 0.1586 | 50211.46 | 38852.4 | 0.73 | 0.7 | 149.6 | 10.1 | 1.41 | 15.8 | 561.5 | 0.18 | 150.3 | 32.6 | 182.9 | 202.3 | 16.2 | 2.3 | 16.4 | 671 | 0.18 | 203.4 | 36.5 | 239.9 | 310.2 | 17.1 | 2.34 | 26.6 | 1253.6 | 0.15 | 311.4 | 64 | 375.4 | 775.4 | 63.5 | 9.13 | 48.9 | 2393.9 | 0.45 | 779.8 | 120.4 | 900.2 | 26026256.4 | 1755.3 | 244.6 | 2756275.1 | 97778.5 | 31.1 | 26145350 | 5678553.9 | 31823903.9 | 0 | 28.97 | 11.75 | 0 | 40.72 | 30.74 | 12.89 | 0 | 43.63 | 175363120 | 35352250 | 439623.9 | 398090.5 | 0 | 0 | 13293049 | 0 | 0 | 1318507.9 | 32238928 | 0 | 1000642.2 | 0 | 141537.9 | 92365336 | 133657.5 | 0 | 0 | 9435142 | 24598600 | 0 | 540.4 | 85.3 | 0 | 6493 | 0 | 0 | 921.6 | 5988 | 0 | 10248.1 | 0 | 43.3 | 11582.4 | 914.7 | 0 | 0 | 4242.9 | 0 | 7823.9 | 1325.3 | 0 | 0 | 0 | 0.23 | 0 | 0.27 | 0
IL_2028 | IL | 2028 | 157243340 | 2496693 | 0 | 3105966.3 | 162846002.6 | 151590933.8 | 57478463.7 | 164406160 | 226138110 | 0.0359 | 0.0539 | 0.159 | 61286.11 | 40425.2 | 0.87 | 0.81 | 58.9 | 2.6 | 0.35 | 9.1 | 267.6 | 0.11 | 59.1 | 17.1 | 76.2 | 114.6 | 8.3 | 1.16 | 11.4 | 412.7 | 0.13 | 115.2 | 23.7 | 138.9 | 237.1 | 5.8 | 0.65 | 26.9 | 1197 | 0.11 | 237.4 | 62.6 | 300 | 589.8 | 46.2 | 6.62 | 40 | 1895.1 | 0.36 | 593 | 96.6 | 689.6 | 13091169.9 | 581.9 | 76.7 | 2027988.2 | 59554.6 | 23.8 | 13129441.7 | 3809226.8 | 16938668.4 | 0 | 22.02 | 13.66 | 0 | 35.68 | 23.56 | 15.18 | 0 | 38.74 | 224639180 | 105367540 | 2134154.5 | 342375.8 | 0 | 0 | 3736444.8 | 0 | 0 | 2326447.2 | 24313186 | 0 | 687366.4 | 0 | 129446.8 | 87832070 | 96572.6 | 0 | 0 | 24035700 | 79005390 | 0 | 1967.9 | 85.3 | 0 | 4670 | 0 | 0 | 1628.7 | 5988 | 0 | 10243.8 | 0 | 43.3 | 11582.4 | 914.7 | 0 | 0 | 10479.2 | 0 | 22476.8 | 5770.7 | 0 | 0 | 0 | 0.29 | 0 | 0.33 | 0
IL_2030 | IL | 2030 | 160860590 | 7208061.5 | 0 | 3723651.3 | 171792309 | 155078160.8 | 7821975.3 | 181558560 | 284831550 | 0.0359 | 0.0539 | 0.159 | 69753.89 | 41719.1 | 0.93 | 0.87 | 34 | 1.5 | 0.2 | 5.9 | 155.7 | 0.08 | 34.1 | 10.6 | 44.7 | 77.8 | 5.8 | 0.82 | 8.1 | 275.5 | 0.1 | 78.2 | 16.3 | 94.5 | 226.9 | 8.5 | 1.08 | 23 | 1051.3 | 0.1 | 227.4 | 54.4 | 281.8 | 496.2 | 39.1 | 5.57 | 33.2 | 1615.9 | 0.29 | 498.9 | 81.4 | 580.4 | 9239376 | 418.1 | 55.1 | 1618729.9 | 42396.8 | 21.2 | 9266884.6 | 2887946.2 | 12154830.8 | 0 | 18.44 | 14.36 | 0 | 32.81 | 20.02 | 16.39 | 0 | 36.41 | 275177180 | 163970340 | 6139821 | 295367.4 | 0 | 0 | 2769091.2 | 0 | 0 | 3685683.2 | 17434580 | 0 | 354447 | 0 | 111488.3 | 84080570 | 21481.5 | 0 | 0 | 36760504 | 123524140 | 0 | 5219.7 | 85.3 | 0 | 3132 | 0 | 0 | 2589.9 | 5797 | 0 | 10204.2 | 0 | 43.3 | 11582.4 | 516.2 | 0 | 0 | 16100.6 | 0 | 34457.6 | 18820.3 | 0 | 0 | 0 | 0.35 | 0 | 0.4 | 0
IL_2035 | IL | 2035 | 170329980 | 9124739 | 0 | 3638767.2 | 183093493.2 | 164207180.9 | -12502176 | 165206560 | 286536640 | 0.0359 | 0.0539 | 0.1589 | 88645.75 | 45229.3 | 0.94 | 0.9 | 25.9 | 1.1 | 0.14 | 4.9 | 122.3 | 0.07 | 25.9 | 8.6 | 34.6 | 58.3 | 4.1 | 0.57 | 6.8 | 216.6 | 0.09 | 58.6 | 13.3 | 71.9 | 249.4 | 14 | 1.9 | 21.2 | 1009.6 | 0.12 | 250.3 | 51.3 | 301.6 | 454.1 | 34.9 | 4.98 | 31.2 | 1496.7 | 0.27 | 456.5 | 75.9 | 532.4 | 7757606.1 | 324 | 42.1 | 1492536.5 | 36764.8 | 20.3 | 7778744.6 | 2593661.2 | 10372405.8 | 0 | 16.55 | 17.71 | 0 | 34.26 | 18.02 | 20.36 | 0 | 38.39 | 304567600 | 195595660 | 7809649.5 | 278795.5 | 0 | 0 | 2057940.2 | 0 | 0 | 4311810 | 15484010 | 0 | 295306.6 | 0 | 103171.9 | 82941280 | 1800.4 | 0 | 0 | 42841296 | 148442560 | 0 | 6281.5 | 85.3 | 0 | 3132 | 0 | 0 | 3112 | 5797 | 0 | 11388.7 | 0 | 43.3 | 11582.4 | 199.2 | 0 | 0 | 19242 | 0 | 41416.8 | 24004 | 0 | 0 | 0 | 0.38 | 0 | 0.45 | 0
IL_2040 | IL | 2040 | 181397840 | 12928652 | 0 | 3684077.4 | 198010576.1 | 174877194.2 | -23115171.9 | 158359950 | 290891970 | 0.0359 | 0.0539 | 0.1587 | 87036.68 | 49032.3 | 0.95 | 0.92 | 21.4 | 0.7 | 0.09 | 4.4 | 106.6 | 0.06 | 21.5 | 7.6 | 29.1 | 43.3 | 2.7 | 0.37 | 5.8 | 173.8 | 0.07 | 43.5 | 11 | 54.5 | 215.1 | 13.7 | 1.9 | 17 | 818.7 | 0.11 | 216 | 41.4 | 257.4 | 393.9 | 27.9 | 3.93 | 29.3 | 1384.9 | 0.22 | 395.8 | 70.6 | 466.4 | 6948366.2 | 238.9 | 29.8 | 1445991.4 | 34710.7 | 19.6 | 6963608.4 | 2485707.9 | 9449316.3 | 0 | 14.46 | 16.93 | 0 | 31.4 | 15.9 | 19.76 | 0 | 35.67 | 330681380 | 221125730 | 11003364 | 257437.6 | 0 | 0 | 1279951.2 | 0 | 0 | 4192065.5 | 15118070 | 0 | 397356.5 | 0 | 93736.5 | 81404340 | 1381.4 | 0 | 0 | 57983016 | 158950670 | 0 | 8923.3 | 85.3 | 0 | 3132 | 0 | 0 | 3151.5 | 5797 | 0 | 11420.6 | 0 | 43.3 | 11582.4 | 196.6 | 0 | 0 | 26641.9 | 0 | 44386.9 | 33247.7 | 0 | 0 | 0 | 0.38 | 0 | 0.5 | 0
IL_2045 | IL | 2045 | 191385200 | 18727112 | 0 | 3723849.3 | 213836163.2 | 184505466.8 | -31769898.2 | 166857810 | 290967400 | 0.0359 | 0.0539 | 0.1591 | 88708.15 | 52137.9 | 0.99 | 0.97 | 3 | 0.1 | 0.01 | 2.3 | 20.6 | 0.05 | 3 | 2.9 | 5.9 | 20.2 | 1.7 | 0.24 | 3.5 | 71 | 0.06 | 20.4 | 5.6 | 26 | 132.7 | 8.6 | 1.19 | 10.5 | 500.5 | 0.07 | 133.3 | 25.4 | 158.7 | 383.2 | 25.9 | 3.63 | 29.7 | 1388.8 | 0.21 | 385 | 71.1 | 456.1 | 1004348.6 | 19.5 | 2 | 772022.2 | 6858.5 | 15.3 | 1005470.1 | 980584.6 | 1986054.7 | 0 | 14 | 16.8 | 0 | 30.8 | 15.59 | 20.07 | 0 | 35.65 | 337816930 | 245606060 | 15986682 | 253166.6 | 0 | 0 | 5014.3 | 0 | 0 | 4093762.8 | 1867050.2 | 0 | 401794 | 0 | 89778 | 73607384 | 0 | 0 | 0 | 64686024 | 176826270 | 0 | 11482.6 | 85.3 | 0 | 196 | 0 | 0 | 3216.4 | 1463 | 0 | 2345.3 | 0 | 43.3 | 10517.4 | 5.1 | 0 | 0 | 30367.8 | 0 | 49587.8 | 48416.9 | 0 | 0 | 0 | 0.47 | 0 | 0.75 | 0
IL_2050 | IL | 2050 | 200805900 | 24575966 | 0 | 3780670.4 | 229162536.2 | 193587360.5 | -37650968.3 | 172365840 | 288993000 | 0.0359 | 0.0539 | 0.1591 | 87351.23 | 54728.9 | 0.99 | 1 | 3.9 | 0.1 | 0.01 | 1.9 | 23.9 | 0.03 | 3.9 | 2.6 | 6.5 | 0 | 0 | 0 | 0 | 0 | 0 | 0 | 0 | 0 | 56 | 2.5 | 0.33 | 5.7 | 246.8 | 0.04 | 56.2 | 13.1 | 69.2 | 373.7 | 22.1 | 3.05 | 31.5 | 1453.9 | 0.2 | 375.2 | 74.9 | 450.1 | 1340215.8 | 27.3 | 2.8 | 643209.6 | 8150.9 | 11.6 | 1341803.3 | 889278.2 | 2231081.5 | 0 | 14.02 | 16.06 | 0 | 30.08 | 15.84 | 19.58 | 0 | 35.42 | 345529470 | 266813490 | 20973120 | 250722.2 | 0 | 0 | 17931 | 0 | 0 | 4082856.5 | 2270536 | 0 | 664589.4 | 0 | 90152.3 | 54448908 | 0 | 0 | 0 | 79363860 | 183366780 | 0 | 15232.1 | 85.3 | 0 | 196 | 0 | 0 | 3351.9 | 1463 | 0 | 2345.3 | 0 | 43.3 | 7796.4 | 5.1 | 0 | 0 | 37604.4 | 0 | 51509.6 | 62701 | 0 | 0 | 0 | 0.46 | 0 | 1 | 0
IN_2024 | IN | 2024 | 111410856 | 19995.4 | 0 | 1229498 | 112660351.8 | 107405297.9 | 99531486.8 | 103704470 | 68331784 | 0.0359 | 0.054 | 0.183 | 19828.16 | 22367.4 | 0.18 | 0.46 | 669.6 | 65.2 | 9.38 | 31.6 | 1834.5 | 0.33 | 674.1 | 86.3 | 760.5 | 410.5 | 36.7 | 5.25 | 24.5 | 1232 | 0.25 | 413 | 61.3 | 474.3 | 381.4 | 25.5 | 3.56 | 28.7 | 1400.8 | 0.19 | 383.1 | 70.5 | 453.6 | 793.9 | 63.9 | 9.22 | 51.3 | 2453.3 | 0.48 | 798.3 | 124.6 | 922.9 | 51248454.4 | 4987.9 | 717.6 | 2417327.2 | 140451.3 | 25 | 51593008.7 | 6609609.6 | 58202618.4 | 0 | 31.36 | 3.89 | 0 | 35.25 | 33.19 | 4.2 | 0 | 37.4 | 77143450 | 13128865 | 17061.4 | 259979.3 | 0 | 0 | 39113828 | 0 | 0 | 365040.8 | 24050744 | 0 | 210203.5 | 0 | 277865 | 0 | 84900.3 | 0 | 0 | 2256482.5 | 10507342 | 0 | 30.3 | 56.8 | 0 | 11259.6 | 0 | 0 | 255.2 | 3875 | 0 | 3044.2 | 0 | 66.2 | 0 | 668.1 | 0 | 0 | 1048.9 | 0 | 3591.8 | 61.2 | 0 | 0 | 0 | 0 | 0 | 0 | 0
IN_2026 | IN | 2026 | 113426920 | 132636.2 | 0 | 1216458.3 | 114776009.6 | 109348864.8 | 100763637.6 | 104499450 | 63701290 | 0.0359 | 0.054 | 0.183 | 50251.84 | 22843.6 | 0.2 | 0.49 | 611.5 | 57 | 8.17 | 31.1 | 1757.6 | 0.3 | 615.4 | 83.6 | 699 | 361.2 | 30.4 | 4.33 | 23.5 | 1145.3 | 0.22 | 363.3 | 57.7 | 421 | 353.6 | 17.5 | 2.35 | 32.1 | 1497.2 | 0.17 | 354.7 | 76.8 | 431.5 | 752.2 | 60 | 8.6 | 48.8 | 2382.8 | 0.43 | 756.3 | 119.9 | 876.2 | 44761406.5 | 4169.6 | 597.8 | 2280133 | 128712.5 | 21.7 | 45048862.5 | 6121678.6 | 51170541.1 | 0 | 29.63 | 9.87 | 0 | 39.5 | 31.38 | 10.66 | 0 | 42.04 | 73792470 | 14012371 | 111788.7 | 258880.8 | 0 | 0 | 32384860 | 0 | 0 | 568709.6 | 26593488 | 0 | 126262.4 | 0 | 277767 | 0 | 27054.4 | 0 | 0 | 2992986.2 | 10450676 | 0 | 119.5 | 56.8 | 0 | 11259.6 | 0 | 0 | 398.1 | 4449.6 | 0 | 3044.2 | 0 | 66.2 | 0 | 668.1 | 0 | 0 | 1386.3 | 0 | 3591.8 | 418.1 | 0 | 0 | 0 | 0 | 0 | 0 | 0
IN_2028 | IN | 2028 | 116129770 | 297276.8 | 0 | 1725671.9 | 118152709.9 | 111954541.5 | 103312998.2 | 139201810 | 87086590 | 0.0359 | 0.054 | 0.183 | 61846.65 | 23873.5 | 0.24 | 0.62 | 457.3 | 33.8 | 4.75 | 31.3 | 1592.7 | 0.22 | 459.6 | 78.8 | 538.4 | 208.2 | 13 | 1.8 | 18.1 | 804.3 | 0.14 | 209 | 42.1 | 251.2 | 304.6 | 6 | 0.62 | 35.8 | 1583.1 | 0.13 | 304.9 | 83 | 387.9 | 670.5 | 49.4 | 7.03 | 47.3 | 2258.1 | 0.38 | 673.9 | 114.7 | 788.6 | 29809954.1 | 2202.1 | 309.4 | 2041523.3 | 103930.9 | 14.1 | 29960040.4 | 5142503.3 | 35102543.6 | 0 | 26.19 | 11.97 | 0 | 38.16 | 27.76 | 12.97 | 0 | 40.73 | 65790040 | 14839712 | 255337.2 | 251614.7 | 0 | 0 | 15933525 | 0 | 0 | 945171.2 | 34103264 | 0 | 118371.6 | 0 | 276070.4 | 0 | 12149.9 | 0 | 0 | 3500221.2 | 10394319 | 0 | 200.2 | 56.8 | 0 | 8204.6 | 0 | 0 | 661.1 | 5754.2 | 0 | 3044.2 | 0 | 66.2 | 0 | 668.1 | 0 | 0 | 1622.7 | 0 | 3591.8 | 740.9 | 0 | 0 | 0 | 0 | 0 | 0 | 0
IN_2030 | IN | 2030 | 119316300 | 1514454.2 | 0 | 2249785.9 | 123080542.3 | 115026535.1 | 104796223.5 | 176404260 | 115791220 | 0.0359 | 0.054 | 0.183 | 70883.94 | 24854.7 | 0.32 | 0.71 | 373.4 | 24.9 | 3.45 | 28.1 | 1388.2 | 0.17 | 375 | 69.5 | 444.5 | 152.1 | 8.7 | 1.19 | 14.3 | 614.2 | 0.11 | 152.7 | 32.6 | 185.3 | 307.7 | 9.9 | 1.21 | 32.7 | 1478 | 0.14 | 308.3 | 76.8 | 385.1 | 629 | 46.2 | 6.53 | 44.2 | 2159.8 | 0.34 | 632.2 | 108.6 | 740.8 | 22964234.5 | 1524.5 | 211.8 | 1729776.4 | 85523.3 | 10.7 | 23067484.5 | 4281297.2 | 27348781.7 | 0 | 24.78 | 13.33 | 0 | 38.11 | 26.35 | 14.59 | 0 | 40.94 | 62188330 | 18284318 | 1292566.1 | 243577.7 | 0 | 0 | 10598764 | 0 | 0 | 1619910.6 | 31426406 | 0 | 68008.2 | 0 | 271943.5 | 0 | 2740.6 | 0 | 0 | 6326146 | 10338262 | 0 | 974.7 | 56.8 | 0 | 6574.2 | 0 | 0 | 1131.8 | 5667.2 | 0 | 3044.2 | 0 | 66.2 | 0 | 546.1 | 0 | 0 | 2836.4 | 0 | 3591.8 | 3838.7 | 0 | 0 | 0 | 0 | 0 | 0 | 0
IN_2035 | IN | 2035 | 127833130 | 3738196 | 0 | 2585020.7 | 134156341.6 | 123237227.1 | 107118105.7 | 194655170 | 131127830 | 0.0359 | 0.054 | 0.183 | 87722.91 | 27559.4 | 0.44 | 0.7 | 267.1 | 13.5 | 1.82 | 23.9 | 1127.7 | 0.12 | 268 | 57.6 | 325.6 | 137.5 | 5.9 | 0.78 | 14.7 | 616 | 0.1 | 137.8 | 33.1 | 171 | 323.2 | 15.6 | 2.09 | 29.6 | 1386.2 | 0.15 | 324.3 | 71 | 395.2 | 570.3 | 39.4 | 5.54 | 42.4 | 2031.7 | 0.31 | 573 | 103.1 | 676 | 18548536.5 | 933.5 | 125.1 | 1668114.7 | 78510.3 | 8.5 | 18610508.3 | 4010036.2 | 22620544.5 | 0 | 22.39 | 16.23 | 0 | 38.61 | 23.94 | 18.1 | 0 | 42.05 | 70324664 | 27038236 | 3201563.8 | 235507.2 | 0 | 0 | 5714142 | 0 | 0 | 3354636.8 | 33375364 | 0 | 495497.8 | 0 | 263531.6 | 0 | 823.7 | 0 | 0 | 13484150 | 10199449 | 0 | 1957.4 | 56.8 | 0 | 6224.5 | 0 | 0 | 2356.8 | 6520 | 0 | 6290.7 | 0 | 66.2 | 0 | 445.1 | 0 | 0 | 5895.2 | 0 | 3591.8 | 9837.6 | 0 | 0 | 0 | 0 | 0 | 0 | 0
IN_2040 | IN | 2040 | 137431630 | 4001748 | 0 | 2793130.7 | 144226516.2 | 132490708.7 | 115736641.5 | 209475490 | 134639300 | 0.0359 | 0.054 | 0.183 | 85383.16 | 30380.2 | 0.47 | 0.73 | 232.5 | 9.6 | 1.25 | 22.8 | 1050.3 | 0.1 | 233.2 | 54.1 | 287.3 | 118.9 | 4.5 | 0.57 | 13.4 | 554.5 | 0.08 | 119.2 | 30 | 149.2 | 338.7 | 18.5 | 2.5 | 29.2 | 1386.8 | 0.16 | 339.9 | 70.6 | 410.5 | 498.9 | 31 | 4.32 | 40.2 | 1891.2 | 0.26 | 501.1 | 96.6 | 597.7 | 15820172.1 | 646.6 | 83.6 | 1558787.1 | 71697.5 | 7.1 | 15862264.6 | 3697322.4 | 19559587 | 0 | 19.89 | 15.49 | 0 | 35.38 | 21.34 | 17.27 | 0 | 38.61 | 69042520 | 28489876 | 3421567.2 | 215790.6 | 0 | 0 | 3466137.2 | 0 | 0 | 3934607.2 | 32610310 | 0 | 592124.2 | 0 | 245483.2 | 0 | 1232 | 0 | 0 | 13736026 | 10819242 | 0 | 2126.5 | 56.8 | 0 | 5902 | 0 | 0 | 2833.2 | 6520 | 0 | 6290.7 | 0 | 66.2 | 0 | 445.1 | 0 | 0 | 6187.6 | 0 | 3289.6 | 10493.2 | 0 | 0 | 0 | 0 | 0 | 0 | 0
IN_2045 | IN | 2045 | 145659630 | 4798605.5 | 0 | 2960941.6 | 153419186.5 | 140422872.1 | 118115209.8 | 215202400 | 141452780 | 0.0359 | 0.054 | 0.183 | 86873.1 | 32569.1 | 0.5 | 0.73 | 224 | 8.8 | 1.13 | 22.4 | 1026.4 | 0.1 | 224.5 | 53 | 277.5 | 121.5 | 4.3 | 0.55 | 13.6 | 572.5 | 0.08 | 121.8 | 30.7 | 152.5 | 332.2 | 15.5 | 2.05 | 31.5 | 1443.8 | 0.17 | 333.2 | 74.6 | 407.7 | 491.7 | 30.3 | 4.21 | 40 | 1876.5 | 0.26 | 493.8 | 96 | 589.8 | 17462485.4 | 679.7 | 87 | 1750535 | 80219.8 | 7.9 | 17506497.1 | 4143228.3 | 21649725.4 | 0 | 19.03 | 15.83 | 0 | 34.86 | 20.44 | 17.74 | 0 | 38.18 | 79457460 | 35303976 | 4107543.5 | 207165.8 | 0 | 0 | 3493597.2 | 0 | 0 | 4357140.5 | 33218122 | 0 | 2887594.8 | 0 | 239002.5 | 0 | 454.3 | 0 | 0 | 14906427 | 16040410 | 0 | 2298.8 | 56.8 | 0 | 5105.8 | 0 | 0 | 3218.7 | 6520 | 0 | 16016 | 0 | 66.2 | 0 | 444.2 | 0 | 0 | 6820 | 0 | 4636.3 | 12267.5 | 0 | 0 | 0 | 0 | 0 | 0 | 0
IN_2050 | IN | 2050 | 153002270 | 5945469.5 | 0 | 3232195 | 162179938.4 | 147501407.3 | 116459832.8 | 224144050 | 159935630 | 0.0359 | 0.054 | 0.183 | 85535.85 | 34274.5 | 0.52 | 0.73 | 236.6 | 10.7 | 1.41 | 22.3 | 1039.8 | 0.11 | 237.3 | 53.4 | 290.7 | 129.3 | 4.5 | 0.57 | 14.2 | 611.3 | 0.08 | 129.6 | 32.5 | 162.1 | 322.9 | 11.8 | 1.49 | 33.9 | 1508.5 | 0.16 | 323.6 | 78.9 | 402.5 | 466.7 | 23.9 | 3.25 | 42.2 | 1932.7 | 0.24 | 468.3 | 99.8 | 568.1 | 22724699.5 | 1027.5 | 135.3 | 2146504.3 | 99864.4 | 10.3 | 22792264.7 | 5125274.7 | 27917539.4 | 0 | 18.9 | 15.61 | 0 | 34.51 | 20.39 | 17.58 | 0 | 37.97 | 97927140 | 45720104 | 5077578 | 200102.1 | 0 | 0 | 5828723 | 0 | 0 | 4879024 | 33559308 | 0 | 7306243 | 0 | 235060.9 | 0 | 17.9 | 0 | 0 | 14140566 | 26700516 | 0 | 3459.3 | 56.8 | 0 | 3710.8 | 0 | 0 | 3691.1 | 6520 | 0 | 18117.6 | 0 | 66.2 | 0 | 7.2 | 0 | 0 | 6675.6 | 0 | 7215.8 | 14901.9 | 0 | 0 | 0 | 0 | 0 | 0 | 0
KS_2024 | KS | 2024 | 42180296 | 0 | 0 | 575969.9 | 42756267.4 | 40664052.7 | 9466965.2 | 22417458 | 35497240 | 0.0359 | 0.0539 | 0.16 | 6088.96 | 10414.2 | 0.76 | 0.77 | 261.1 | 29.4 | 4.27 | 10.1 | 593.7 | 0.16 | 263.2 | 27.8 | 291 | 249 | 27.4 | 3.97 | 10.1 | 586.4 | 0.15 | 250.9 | 27.6 | 278.4 | 306.8 | 26.5 | 3.81 | 17.9 | 920.8 | 0.17 | 308.6 | 45.4 | 354 | 661.2 | 55.4 | 8.02 | 41.1 | 1967.6 | 0.41 | 665 | 99.9 | 764.9 | 14447318.5 | 1627.5 | 236.4 | 559029.5 | 32846.8 | 9 | 14560359.6 | 1540318.9 | 16100678.4 | 0 | 23.16 | 1.31 | 0 | 24.47 | 24.6 | 1.42 | 0 | 26.02 | 55981990 | 33289302 | 0 | 33021 | 0 | 0 | 12569419 | 0 | 0 | 141555.2 | 940845.7 | 0 | 26041.5 | 0 | 17770.8 | 9105591 | 0 | 0 | 0 | 3528483.5 | 29619264 | 0 | 0 | 9 | 0 | 4521.6 | 0 | 0 | 92.2 | 266 | 0 | 2011.5 | 0 | 7 | 1225 | 0 | 0 | 0 | 1340.9 | 0 | 8040.6 | 0 | 0 | 0 | 0 | 0 | 0 | 0 | 0
KS_2026 | KS | 2026 | 43100584 | 2333.1 | 0 | 727433.4 | 43830349.9 | 41551245.3 | -19558584.8 | 17599056 | 53767270 | 0.0359 | 0.0539 | 0.16 | 41740.37 | 10635.2 | 0.9 | 0.87 | 107.6 | 12 | 1.75 | 4.6 | 248.6 | 0.08 | 108.4 | 12 | 120.5 | 132.9 | 14.6 | 2.11 | 5.8 | 315.6 | 0.09 | 133.9 | 15.2 | 149.1 | 189 | 15.3 | 2.19 | 11.9 | 600.7 | 0.1 | 190.1 | 29.8 | 219.9 | 528.3 | 43.7 | 6.29 | 33 | 1624.8 | 0.31 | 531.3 | 81.5 | 612.8 | 8488589.5 | 948.4 | 137.7 | 365445.5 | 19622.1 | 6 | 8554442.7 | 951812.3 | 9506255 | 0 | 18.36 | 8.56 | 0 | 26.92 | 19.52 | 9.29 | 0 | 28.81 | 80284550 | 63388936 | 1963.1 | 27885.8 | 0 | 0 | 7346504 | 0 | 0 | 183938.5 | 782389.5 | 0 | 11122 | 0 | 14944.9 | 8710807 | 0 | 0 | 0 | 10898486 | 52306508 | 0 | 1.4 | 9 | 0 | 4521.6 | 0 | 0 | 130 | 266 | 0 | 2000.7 | 0 | 7 | 1225 | 0 | 0 | 0 | 4225.8 | 0 | 14264.5 | 5.6 | 0 | 0 | 0 | 0 | 0 | 0 | 0
KS_2028 | KS | 2028 | 44178930 | 189398.1 | 0 | 947664.6 | 45315988.9 | 42590817.5 | -37735350 | 20498662 | 71340584 | 0.0359 | 0.0539 | 0.16 | 55610.42 | 10488.7 | 0.95 | 0.93 | 51.8 | 5.7 | 0.83 | 2.6 | 122.1 | 0.04 | 52.2 | 6.2 | 58.4 | 69.6 | 7.6 | 1.1 | 3.4 | 167.9 | 0.05 | 70.1 | 8.5 | 78.5 | 81.9 | 3.6 | 0.49 | 7.9 | 354.9 | 0.04 | 82.1 | 18.5 | 100.6 | 426.9 | 33.4 | 4.79 | 28.6 | 1373.3 | 0.25 | 429.2 | 69.6 | 498.8 | 4901464.5 | 542.5 | 78.7 | 246061 | 11567.7 | 4.1 | 4939121.8 | 591908 | 5531029.8 | 0 | 14.71 | 9.36 | 0 | 24.07 | 15.68 | 10.13 | 0 | 25.81 | 96505016 | 83051336 | 161449.4 | 24645.8 | 0 | 0 | 4202923 | 0 | 0 | 269793 | 591056.7 | 0 | 4651.6 | 0 | 13454.9 | 8455493 | 0 | 0 | 0 | 22862896 | 59918650 | 0 | 100.1 | 9 | 0 | 4521.6 | 0 | 0 | 196.1 | 266 | 0 | 1950.4 | 0 | 7 | 1225 | 0 | 0 | 0 | 9418.7 | 0 | 17861.1 | 400.3 | 0 | 0 | 0 | 0 | 0 | 0 | 0
KS_2030 | KS | 2030 | 45396876 | 2508318 | 0 | 944269.4 | 48849464.5 | 43764984.1 | -32010165.1 | 23457588 | 69545864 | 0.0359 | 0.0539 | 0.16 | 61056.92 | 10834.5 | 0.96 | 0.95 | 44.2 | 4.9 | 0.72 | 2.3 | 103.4 | 0.04 | 44.6 | 5.4 | 50 | 54.2 | 6 | 0.87 | 2.8 | 128.3 | 0.05 | 54.6 | 6.6 | 61.2 | 88.7 | 4.3 | 0.58 | 8.2 | 373.3 | 0.05 | 89 | 19.3 | 108.3 | 381.8 | 31 | 4.43 | 24.5 | 1210.3 | 0.22 | 383.9 | 60.6 | 444.5 | 4129505.9 | 460.8 | 66.9 | 214136.9 | 9652.8 | 3.7 | 4161501.9 | 502805 | 4664306.9 | 0 | 12.81 | 9.75 | 0 | 22.56 | 14.08 | 11.02 | 0 | 25.1 | 95284540 | 80859630 | 2126852.2 | 22336.9 | 0 | 0 | 3576681.2 | 0 | 0 | 408604 | 403302.2 | 0 | 2189 | 0 | 12399.6 | 8281153 | 0 | 0 | 0 | 26452238 | 53998790 | 0 | 1410.1 | 9 | 0 | 4521.6 | 0 | 0 | 301.8 | 266 | 0 | 1933.1 | 0 | 7 | 1225 | 0 | 0 | 0 | 11447.9 | 0 | 17861.1 | 5640.7 | 0 | 0 | 0 | 0 | 0 | 0 | 0
KS_2035 | KS | 2035 | 48413668 | 5258950.5 | 0 | 1045780.6 | 54718400.7 | 46673340.7 | -34670944.3 | 26573934 | 76852616 | 0.0359 | 0.0539 | 0.16 | 86044.54 | 11787.4 | 0.97 | 0.96 | 33 | 3.7 | 0.54 | 1.8 | 77.4 | 0.03 | 33.3 | 4.1 | 37.4 | 41.2 | 4.6 | 0.67 | 2.2 | 97.1 | 0.04 | 41.6 | 5.1 | 46.6 | 121.6 | 6.9 | 0.96 | 10.3 | 482 | 0.06 | 122.1 | 24.6 | 146.7 | 350 | 28.6 | 4.09 | 22.4 | 1104.1 | 0.2 | 352 | 55.3 | 407.3 | 3404919 | 380.6 | 55.3 | 188049.8 | 7970.1 | 3.3 | 3431343.8 | 426471.6 | 3857815.4 | 0 | 11.22 | 13.21 | 0 | 24.42 | 12.64 | 15.63 | 0 | 28.28 | 105381590 | 89389340 | 4492511.5 | 20874.4 | 0 | 0 | 2955038.2 | 0 | 0 | 730427.2 | 326421.4 | 0 | 545.4 | 0 | 11552.9 | 8185299 | 0 | 0 | 0 | 29589948 | 59068970 | 0 | 2612.2 | 9 | 0 | 4410.3 | 0 | 0 | 571.4 | 266 | 0 | 1877.4 | 0 | 7 | 1225 | 0 | 0 | 0 | 13456.7 | 0 | 19452.4 | 13131.3 | 0 | 0 | 0 | 0 | 0 | 0 | 0
KS_2040 | KS | 2040 | 51806170 | 5983274 | 0 | 1140166.6 | 58929606.5 | 49943896.4 | -34547618.8 | 30705756 | 80296010 | 0.0359 | 0.0539 | 0.16 | 85030.09 | 12831.6 | 0.98 | 0.97 | 22.2 | 2.5 | 0.36 | 1.4 | 52.8 | 0.03 | 22.3 | 3 | 25.3 | 27.5 | 3 | 0.44 | 1.7 | 65.7 | 0.03 | 27.7 | 3.7 | 31.4 | 149.6 | 9.2 | 1.26 | 12.2 | 579 | 0.08 | 150.2 | 29.4 | 179.7 | 304.9 | 24.2 | 3.44 | 20.2 | 991.4 | 0.17 | 306.6 | 49.8 | 356.4 | 2353143.4 | 261.8 | 38 | 152106 | 5599.4 | 2.8 | 2371317.4 | 319730.1 | 2691047.5 | 0 | 9.74 | 12.74 | 0 | 22.48 | 11.05 | 15.12 | 0 | 26.17 | 108923670 | 93477224 | 5093412 | 18753.6 | 0 | 0 | 2030755.6 | 0 | 0 | 1115218.6 | 262340.4 | 0 | 419.6 | 0 | 10441 | 8030335 | 0 | 0 | 0 | 30045148 | 62316856 | 0 | 2862.7 | 9 | 0 | 4410.3 | 0 | 0 | 846.7 | 266 | 0 | 1862.1 | 0 | 7 | 1225 | 0 | 0 | 0 | 14412.1 | 0 | 21690.9 | 14519.7 | 0 | 0 | 0 | 0 | 0 | 0 | 0
KS_2045 | KS | 2045 | 54736970 | 13550648 | 0 | 1287326.8 | 69574939.8 | 52769320.3 | -43369610.8 | 35113452 | 91190770 | 0.0359 | 0.0539 | 0.16 | 85363.93 | 13657.4 | 0.99 | 0.99 | 12.3 | 1.3 | 0.19 | 0.4 | 29.2 | 0.01 | 12.4 | 1.3 | 13.7 | 14.9 | 1.6 | 0.23 | 0.6 | 36 | 0.01 | 15.1 | 1.6 | 16.7 | 160.2 | 8.9 | 1.22 | 14 | 649.2 | 0.08 | 160.8 | 33.3 | 194.2 | 239.8 | 17.8 | 2.51 | 16.9 | 824.5 | 0.13 | 241.1 | 41.5 | 282.6 | 1495147.3 | 163.1 | 23.6 | 54643.2 | 3548.1 | 0.7 | 1506461.1 | 160578 | 1667039.1 | 0 | 7.43 | 11.42 | 0 | 18.85 | 9.03 | 15.04 | 0 | 24.06 | 126085550 | 112944550 | 11588955 | 16237.7 | 0 | 0 | 1269205.9 | 0 | 0 | 1406583.9 | 257426.1 | 0 | 428.7 | 0 | 8748.4 | 0 | 0 | 0 | 0 | 44813956 | 66724012 | 0 | 6159.6 | 9 | 0 | 4303 | 0 | 0 | 1156.2 | 266 | 0 | 1800.3 | 0 | 7 | 0 | 0 | 0 | 0 | 22022.2 | 0 | 23749.9 | 33025.6 | 0 | 0 | 0 | 0 | 0 | 0 | 0
KS_2050 | KS | 2050 | 57314056 | 14140022 | 0 | 1302959.5 | 72757038.5 | 55253711.1 | -43925342.9 | 35434870 | 92198320 | 0.0359 | 0.0539 | 0.16 | 85687.17 | 14297.9 | 0.99 | 0.99 | 8.3 | 0.9 | 0.13 | 0.3 | 20.9 | 0 | 8.4 | 1 | 9.3 | 11.2 | 1.1 | 0.17 | 0.5 | 28.9 | 0.01 | 11.3 | 1.3 | 12.6 | 165.2 | 8.7 | 1.18 | 15 | 685.8 | 0.09 | 165.8 | 35.5 | 201.2 | 224.7 | 14.4 | 2.01 | 17.7 | 843.9 | 0.12 | 225.7 | 42.9 | 268.6 | 1056042.9 | 110.5 | 16 | 42959.5 | 2655.3 | 0.5 | 1063695.1 | 122229.3 | 1185924.4 | 0 | 7.34 | 11.26 | 0 | 18.6 | 9.03 | 14.79 | 0 | 23.83 | 129948520 | 116682380 | 12079235 | 15701.6 | 0 | 0 | 847201.2 | 0 | 0 | 1736633.8 | 315442.5 | 0 | 59.9 | 0 | 8489.8 | 0 | 0 | 0 | 0 | 49393492 | 65552256 | 0 | 6533.8 | 9 | 0 | 3117.7 | 0 | 0 | 1497.8 | 266 | 0 | 1787.6 | 0 | 7 | 0 | 0 | 0 | 0 | 26159 | 0 | 23312 | 31567.8 | 0 | 0 | 0 | 0 | 0 | 0 | 0
KY_2024 | KY | 2024 | 98324136 | 458.6 | 0 | 714814.4 | 99039407 | 94788318.8 | 98101952.2 | 63268000 | 30659604 | 0.0359 | 0.054 | 0.1507 | 19642.39 | 20466.4 | 0.08 | 0.17 | 843.9 | 89.9 | 13.01 | 32.7 | 2071.2 | 0.41 | 850.1 | 94.5 | 944.6 | 773.7 | 81.3 | 11.75 | 31.4 | 1936.1 | 0.39 | 779.4 | 89.2 | 868.6 | 314.5 | 21.9 | 3.08 | 22.9 | 1122.4 | 0.16 | 316 | 56.4 | 372.4 | 796 | 64 | 9.23 | 51.7 | 2459.5 | 0.49 | 800.4 | 125.1 | 925.5 | 55525667.1 | 5912.7 | 855.8 | 2150194 | 136306.5 | 27.2 | 55935487.7 | 6219565.8 | 62155053.5 | 0 | 31.88 | 4.04 | 0 | 35.92 | 33.75 | 4.37 | 0 | 38.12 | 66250868 | 937454.8 | 396.1 | 101532.2 | 0 | 0 | 47638332 | 0 | 0 | 77406.3 | 12848420 | 0 | 483292.1 | 0 | 4241067 | 0 | 374.5 | 0 | 0 | 860048.5 | 0 | 0 | 0.4 | 22.2 | 0 | 9493 | 0 | 0 | 52.1 | 1763 | 0 | 4853.6 | 0 | 1141.4 | 0 | 5.9 | 0 | 0 | 398.7 | 0 | 0 | 1.5 | 0 | 0 | 0 | 0 | 0 | 0 | 0
KY_2026 | KY | 2026 | 99911080 | 29508.6 | 0 | 720415 | 100661005.1 | 96318204.9 | 99552912.9 | 69200936 | 30384822 | 0.0359 | 0.054 | 0.1507 | 49781.25 | 20870.3 | 0.09 | 0.23 | 827.2 | 87.8 | 12.71 | 32.3 | 2038.1 | 0.41 | 833.3 | 93.1 | 926.3 | 697.5 | 72.4 | 10.47 | 29.3 | 1771.8 | 0.35 | 702.5 | 82.2 | 784.7 | 298.5 | 15 | 2.03 | 26.9 | 1254.2 | 0.14 | 299.5 | 64.3 | 363.8 | 754.1 | 60.1 | 8.63 | 48.9 | 2385 | 0.43 | 758.2 | 120.1 | 878.3 | 50617775.7 | 5374.7 | 777.7 | 1974316.3 | 124746 | 24.8 | 50990265.6 | 5698527.5 | 56688793.1 | 0 | 30.15 | 9.96 | 0 | 40.11 | 31.93 | 10.75 | 0 | 42.68 | 61647456 | 1108092.1 | 25072.5 | 100626.8 | 0 | 0 | 43249624 | 0 | 0 | 123365.9 | 12534247 | 0 | 299121.2 | 0 | 4330474 | 0 | 198.7 | 0 | 0 | 984726.2 | 0 | 0 | 22.2 | 22.2 | 0 | 9493 | 0 | 0 | 83.2 | 1763 | 0 | 4829.6 | 0 | 1158.4 | 0 | 5.9 | 0 | 0 | 457.5 | 0 | 0 | 78.4 | 0 | 0 | 0 | 0 | 0 | 0 | 0
KY_2028 | KY | 2028 | 101957690 | 932196.5 | 0 | 925629.3 | 103815515.3 | 98291235.5 | 100349311.6 | 93760936 | 44253170 | 0.0359 | 0.054 | 0.1507 | 61433.2 | 21458.9 | 0.16 | 0.44 | 740.7 | 77.6 | 11.22 | 29.8 | 1858.3 | 0.36 | 746.1 | 85.3 | 831.4 | 481.3 | 48.5 | 6.99 | 21.9 | 1270.7 | 0.25 | 484.6 | 59.8 | 544.4 | 289.5 | 5.9 | 0.61 | 33.8 | 1500 | 0.13 | 289.8 | 78.6 | 368.4 | 669.7 | 49.4 | 7.04 | 47.2 | 2251 | 0.38 | 673.1 | 114.4 | 787.4 | 39708159.2 | 4159.6 | 601.4 | 1600740.7 | 99656.2 | 19.4 | 39996285.3 | 4575805.2 | 44572090.6 | 0 | 26.61 | 11.62 | 0 | 38.24 | 28.25 | 12.62 | 0 | 40.87 | 54070388 | 3466203.5 | 794002.5 | 95675.3 | 0 | 0 | 33657172 | 0 | 0 | 198972 | 11576212 | 0 | 186865.8 | 0 | 4294138 | 0 | 118.5 | 0 | 0 | 3267231.8 | 0 | 0 | 588.3 | 22.2 | 0 | 9359 | 0 | 0 | 134.4 | 1763 | 0 | 4829.6 | 0 | 1158.4 | 0 | 5.9 | 0 | 0 | 1463.9 | 0 | 0 | 2305.3 | 0 | 0 | 0 | 0 | 0 | 0 | 0
KY_2030 | KY | 2030 | 104318510 | 2386805 | 0 | 1103184.2 | 107808499.5 | 100567192.3 | 102253988.9 | 108079896 | 53404910 | 0.0359 | 0.054 | 0.1507 | 70416.22 | 22173.1 | 0.22 | 0.56 | 677.7 | 70.6 | 10.21 | 27.6 | 1711.6 | 0.33 | 682.6 | 78.7 | 761.3 | 381.6 | 38.3 | 5.51 | 17.6 | 1013.6 | 0.2 | 384.3 | 47.8 | 432.1 | 346.7 | 12.8 | 1.62 | 35.3 | 1613.8 | 0.16 | 347.5 | 83.4 | 430.9 | 633.6 | 47.1 | 6.68 | 43.9 | 2154.9 | 0.34 | 636.8 | 108.2 | 745.1 | 35495954.4 | 3699.2 | 534.6 | 1448482.5 | 89691.5 | 17.4 | 35752138.5 | 4126032.5 | 39878171 | 0 | 25.13 | 13.14 | 0 | 38.27 | 26.81 | 14.47 | 0 | 41.27 | 52889444 | 5554510.5 | 2029706.4 | 92533.7 | 0 | 0 | 29884892 | 0 | 0 | 322353 | 10936325 | 0 | 169979.5 | 0 | 4221495.5 | 0 | 0 | 0 | 0 | 5232157.5 | 0 | 0 | 1770.3 | 22.2 | 0 | 9359 | 0 | 0 | 217.9 | 1763 | 0 | 4917.1 | 0 | 1158.4 | 0 | 0 | 0 | 0 | 2327 | 0 | 0 | 5743.2 | 0 | 0 | 0 | 0 | 0 | 0 | 0
KY_2035 | KY | 2035 | 110454770 | 4380916 | 0 | 1167652.8 | 116003339.8 | 106482897.1 | 104962696.3 | 120720360 | 56116140 | 0.0359 | 0.054 | 0.1506 | 87096.13 | 24086.5 | 0.37 | 0.66 | 537.5 | 55.1 | 7.95 | 22.8 | 1387.1 | 0.26 | 541.3 | 64.2 | 605.5 | 279.6 | 27 | 3.88 | 14 | 776 | 0.15 | 281.4 | 37.1 | 318.5 | 395.8 | 21.6 | 2.94 | 34 | 1620.3 | 0.18 | 397.3 | 82.3 | 479.6 | 583.9 | 42.2 | 5.96 | 41.7 | 2025.1 | 0.31 | 586.8 | 102.1 | 688.9 | 27153452.6 | 2782 | 401.6 | 1151919.4 | 70125.2 | 13.3 | 27345988.4 | 3245270.9 | 30591259.3 | 0 | 22.8 | 16.03 | 0 | 38.83 | 24.48 | 17.94 | 0 | 42.42 | 51105380 | 11040644 | 3738334.5 | 89096.9 | 0 | 0 | 22471350 | 0 | 0 | 788874.6 | 9140319 | 0 | 531401.1 | 0 | 4094235.5 | 0 | 0 | 0 | 0 | 10251769 | 0 | 0 | 2714.2 | 22.2 | 0 | 8287 | 0 | 0 | 534.1 | 1763 | 0 | 8310.4 | 0 | 1158.4 | 0 | 0 | 0 | 0 | 4526.9 | 0 | 0 | 11391.9 | 0 | 0 | 0 | 0 | 0 | 0 | 0
KY_2040 | KY | 2040 | 117403800 | 8324238.5 | 0 | 1253361.3 | 126981406 | 113182146.8 | 100064029 | 123849300 | 61128268 | 0.0359 | 0.054 | 0.1506 | 82869.93 | 26153.3 | 0.6 | 0.74 | 334.3 | 33.5 | 4.83 | 14.8 | 886.1 | 0.16 | 336.6 | 41.3 | 377.9 | 202.2 | 18.7 | 2.69 | 10.9 | 585.5 | 0.11 | 203.5 | 28.3 | 231.8 | 399.6 | 26.7 | 3.71 | 30 | 1481.4 | 0.19 | 401.4 | 74.2 | 475.5 | 515.7 | 34.5 | 4.83 | 39.4 | 1883 | 0.27 | 518.1 | 95.6 | 613.6 | 21067869.7 | 2111.2 | 304.3 | 936974.3 | 55907.7 | 10.3 | 21213849.2 | 2605826 | 23819675.3 | 0 | 20.07 | 14.85 | 0 | 34.92 | 21.92 | 17.12 | 0 | 39.04 | 63957704 | 26917380 | 7144313 | 80366.1 | 0 | 0 | 17127970 | 0 | 0 | 1394613.2 | 8220433 | 0 | 535889.5 | 0 | 3931351.5 | 0 | 0 | 0 | 0 | 25522764 | 0 | 0 | 4065.4 | 22.2 | 0 | 8171 | 0 | 0 | 953.2 | 1763 | 0 | 8310.4 | 0 | 1158.4 | 0 | 0 | 0 | 0 | 11012.6 | 0 | 0 | 21926.3 | 0 | 0 | 0 | 0 | 0 | 0 | 0
KY_2045 | KY | 2045 | 123356980 | 6325693.5 | 0 | 1213802.7 | 130896468.5 | 118921284.7 | 102064179.1 | 125166616 | 60150490 | 0.0359 | 0.054 | 0.1506 | 84813.28 | 27781.3 | 0.58 | 0.74 | 343.5 | 34.2 | 4.93 | 15.5 | 918.5 | 0.17 | 345.8 | 42.9 | 388.7 | 200.5 | 18.4 | 2.63 | 10.8 | 587.2 | 0.1 | 201.8 | 28.3 | 230.1 | 371.4 | 23.3 | 3.22 | 29.7 | 1426.2 | 0.19 | 373 | 72.2 | 445.2 | 508.1 | 34.2 | 4.78 | 38.9 | 1855.4 | 0.26 | 510.4 | 94.3 | 604.7 | 22182773.9 | 2205.8 | 317.7 | 1001901.2 | 59408 | 10.8 | 22335247.1 | 2775206.7 | 25110453.9 | 0 | 19.46 | 15.61 | 0 | 35.07 | 21.1 | 17.66 | 0 | 38.76 | 65567540 | 28832292 | 5354158.5 | 77955.3 | 0 | 0 | 17830432 | 0 | 0 | 2121439 | 8959122 | 0 | 696350.4 | 0 | 3817232.8 | 0 | 0 | 0 | 0 | 26699524 | 11326.4 | 0 | 2535.9 | 22.2 | 0 | 7946 | 0 | 0 | 1470.5 | 1763 | 0 | 10845.5 | 0 | 1158.4 | 0 | 0 | 0 | 0 | 11819.1 | 0 | 3.2 | 17395 | 0 | 0 | 0 | 0 | 0 | 0 | 0
KY_2050 | KY | 2050 | 128869140 | 5120868 | 0 | 1248624.3 | 135238629.9 | 124235209 | 105322419.8 | 131823830 | 60594680 | 0.0359 | 0.054 | 0.1508 | 83874.85 | 29117.1 | 0.6 | 0.74 | 316.6 | 30.5 | 4.38 | 15.2 | 880.6 | 0.15 | 318.7 | 41.5 | 360.3 | 189.4 | 16.5 | 2.36 | 10.9 | 580.3 | 0.1 | 190.5 | 28.2 | 218.7 | 339.6 | 19 | 2.59 | 29.5 | 1377.6 | 0.17 | 340.8 | 70.6 | 411.4 | 493.9 | 29 | 4 | 41.2 | 1939.4 | 0.25 | 495.9 | 99.1 | 594.9 | 19859564 | 1907.3 | 274.1 | 958272.1 | 55320.4 | 9.6 | 19991219.1 | 2609447.1 | 22600666.2 | 0 | 20.05 | 15.73 | 0 | 35.78 | 21.64 | 17.6 | 0 | 39.24 | 63597140 | 29916212 | 4354493.5 | 77097 | 0 | 0 | 15167854 | 0 | 0 | 2825049.8 | 9279344 | 0 | 1023570.8 | 0 | 3778568.5 | 0 | 0 | 0 | 0 | 27079988 | 11174 | 0 | 2016.2 | 22.2 | 0 | 6463 | 0 | 0 | 1989.7 | 1763 | 0 | 14182.2 | 0 | 1158.4 | 0 | 0 | 0 | 0 | 12318.3 | 0 | 3.2 | 13450.2 | 0 | 0 | 0 | 0 | 0 | 0 | 0
LA_2024 | LA | 2024 | 91894180 | 0 | 0 | 520107 | 92414282.1 | 88590572.1 | 89266296.6 | 29459098 | 16557002 | 0.0359 | 0.054 | 0.183 | 4395.44 | 19532.6 | 0.27 | 0.33 | 373.8 | 15 | 2.16 | 41.5 | 1506.9 | 0.35 | 374.8 | 86.5 | 461.3 | 369.8 | 17.6 | 2.51 | 37.9 | 1449.7 | 0.32 | 371 | 81.2 | 452.2 | 414.5 | 20.8 | 3.01 | 39.8 | 1558.3 | 0.33 | 416 | 86.3 | 502.3 | 770.5 | 58.6 | 8.48 | 53.8 | 2433.4 | 0.51 | 774.6 | 126.4 | 901 | 29535310.4 | 1182.3 | 170.3 | 3280509 | 119029.1 | 27.9 | 29617037.6 | 6835192.9 | 36452230.5 | 0 | 30.94 | 0.97 | 0 | 31.9 | 32.75 | 1.04 | 0 | 33.8 | 79368104 | 3147985.5 | 0 | 81759.7 | 0 | 0 | 4917280.5 | 0 | 0 | 1489377.4 | 45619748 | 0 | 962107.1 | 0 | 1016717.2 | 17034924 | 6587580 | 0 | 0 | 1658608.1 | 0 | 0 | 0 | 11.1 | 0 | 2137.2 | 0 | 0 | 1018.1 | 7368.6 | 0 | 779.3 | 0 | 192 | 2132.9 | 4681.3 | 0 | 0 | 710.3 | 0 | 0 | 0 | 0 | 0 | 0 | 0 | 0 | 0 | 0
LA_2026 | LA | 2026 | 93768800 | 98669.8 | 0 | 558541.4 | 94426014.2 | 90397815 | 89782182.4 | 34145040 | 16133110 | 0.0359 | 0.054 | 0.183 | 41108.56 | 19959.5 | 0.3 | 0.39 | 347 | 13.7 | 1.93 | 38.5 | 1439.7 | 0.31 | 347.9 | 81.5 | 429.4 | 323.9 | 14.8 | 2.07 | 33.7 | 1313.6 | 0.27 | 324.9 | 72.9 | 397.8 | 374.7 | 14 | 1.93 | 39.8 | 1606 | 0.26 | 375.7 | 87.7 | 463.4 | 725.5 | 54.3 | 7.79 | 50.7 | 2374.9 | 0.44 | 729.2 | 121.6 | 850.8 | 26338429.7 | 1037.7 | 146.4 | 2923321.1 | 109249.2 | 23.4 | 26409330.4 | 6185347 | 32594677.4 | 0 | 29.14 | 8.97 | 0 | 38.11 | 30.86 | 9.72 | 0 | 40.57 | 76242660 | 4643832 | 84749 | 81759.7 | 0 | 0 | 4551921.5 | 0 | 0 | 2124190.8 | 43070132 | 0 | 954131.5 | 0 | 1016235.1 | 17022696 | 4817201.5 | 0 | 0 | 2519641.2 | 0 | 0 | 63.6 | 11.1 | 0 | 2137.2 | 0 | 0 | 1460.8 | 7368.6 | 0 | 779.3 | 0 | 192 | 2132.9 | 4268.8 | 0 | 0 | 1077.3 | 0 | 0 | 254.4 | 0 | 0 | 0 | 0 | 0 | 0 | 0
LA_2028 | LA | 2028 | 96098780 | 104849.5 | 0 | 887264.2 | 97090900.1 | 92644052.9 | 89033862 | 53475990 | 26948196 | 0.0359 | 0.054 | 0.183 | 49928.78 | 20342.4 | 0.37 | 0.52 | 287 | 9.3 | 1.26 | 33.9 | 1278.2 | 0.25 | 287.7 | 72 | 359.7 | 228.9 | 8.2 | 1.1 | 26.3 | 1010.3 | 0.19 | 229.4 | 56.4 | 285.9 | 317.1 | 6.3 | 0.65 | 37.3 | 1644.4 | 0.14 | 317.5 | 86.3 | 403.8 | 605.6 | 40.1 | 5.69 | 47.4 | 2157.3 | 0.37 | 608.4 | 111.8 | 720.1 | 20089462.3 | 648.3 | 87.9 | 2373018.3 | 89455.2 | 17.5 | 20132771.9 | 5043552 | 25176323.9 | 0 | 25.18 | 10.54 | 0 | 35.72 | 26.68 | 11.41 | 0 | 38.09 | 70376740 | 8057038.5 | 88057.2 | 81759.7 | 0 | 0 | 2110459.5 | 0 | 0 | 2818966.5 | 38743692 | 0 | 478950.7 | 0 | 995179.4 | 16767443 | 3054154.5 | 0 | 0 | 5238071.5 | 0 | 0 | 63.8 | 11.1 | 0 | 2137.2 | 0 | 0 | 1950.6 | 7368.6 | 0 | 779.3 | 0 | 192 | 2132.9 | 4234.8 | 0 | 0 | 2230.6 | 0 | 0 | 255.3 | 0 | 0 | 0 | 0 | 0 | 0 | 0
LA_2030 | LA | 2030 | 98828510 | 346543.5 | 0 | 1297391.6 | 100472445 | 95275668.6 | 87687749.9 | 74881870 | 39268070 | 0.0359 | 0.054 | 0.183 | 60301.97 | 21038.4 | 0.47 | 0.64 | 227 | 7.2 | 0.93 | 26.8 | 1062 | 0.18 | 227.4 | 58.5 | 285.9 | 163.3 | 5.9 | 0.76 | 18.8 | 747.7 | 0.13 | 163.7 | 41.1 | 204.8 | 315.7 | 10.3 | 1.27 | 33.5 | 1509.7 | 0.14 | 316.4 | 78.5 | 394.9 | 553.2 | 37.1 | 5.23 | 42.6 | 1987.7 | 0.32 | 555.7 | 102 | 657.7 | 14573847.4 | 463.1 | 59.2 | 1722632.8 | 68228.7 | 11.4 | 14603818 | 3758952.2 | 18362770.2 | 0 | 23.37 | 12.41 | 0 | 35.78 | 24.8 | 13.49 | 0 | 38.29 | 64613428 | 12784695 | 292930.4 | 0 | 0 | 0 | 1741541.2 | 0 | 0 | 3977545.5 | 31228700 | 0 | 207791.6 | 0 | 953448.1 | 16429134 | 975181.4 | 0 | 0 | 8807149 | 0 | 0 | 203.5 | 0 | 0 | 2137.2 | 0 | 0 | 2761.5 | 7095.3 | 0 | 779.3 | 0 | 192 | 2132.9 | 3653.3 | 0 | 0 | 3723.9 | 0 | 0 | 814.1 | 0 | 0 | 0 | 0 | 0 | 0 | 0
LA_2035 | LA | 2035 | 106158770 | 6742717 | 0 | 1247353.2 | 114148840.1 | 102342488 | 88622733.5 | 73924790 | 34621820 | 0.0359 | 0.0539 | 0.183 | 86960.34 | 22984.8 | 0.65 | 0.74 | 147.2 | 4.7 | 0.58 | 17.7 | 704.7 | 0.12 | 147.5 | 38.7 | 186.2 | 117 | 4.3 | 0.55 | 13.6 | 542.7 | 0.09 | 117.2 | 29.8 | 147 | 299 | 12.9 | 1.68 | 29 | 1331.9 | 0.14 | 299.9 | 68.7 | 368.6 | 496.5 | 32.5 | 4.56 | 38.9 | 1818.6 | 0.28 | 498.7 | 93.2 | 591.9 | 10888996.2 | 343.2 | 42.6 | 1309479.6 | 52192.7 | 8.5 | 10910863.5 | 2867149.9 | 13778013.4 | 0 | 20.65 | 16.97 | 0 | 37.63 | 22.57 | 19.52 | 0 | 42.09 | 74568420 | 25526106 | 5753831 | 0 | 0 | 0 | 1368673.6 | 0 | 0 | 4730348.5 | 24449646 | 0 | 105931.6 | 0 | 882993.1 | 16180358 | 300874.3 | 0 | 0 | 20795758 | 0 | 0 | 3172.6 | 0 | 0 | 2137.2 | 0 | 0 | 3363.4 | 7095.3 | 0 | 779.3 | 0 | 192 | 2132.9 | 2173.2 | 0 | 0 | 8723.8 | 0 | 0 | 16574.8 | 0 | 0 | 0 | 0 | 0 | 0 | 0
LA_2040 | LA | 2040 | 114637850 | 8066641 | 0 | 1272252.7 | 123976745.5 | 110516832.1 | 91352723.6 | 81673336 | 33946148 | 0.0359 | 0.0539 | 0.183 | 85557.69 | 25262.3 | 0.73 | 0.8 | 111.9 | 3.5 | 0.43 | 13.8 | 538.6 | 0.09 | 112.2 | 29.9 | 142 | 88.4 | 3 | 0.38 | 10.8 | 418.2 | 0.08 | 88.6 | 23.3 | 112 | 275.9 | 14.6 | 1.97 | 24.4 | 1143.7 | 0.13 | 276.9 | 58.5 | 335.4 | 392.7 | 23.6 | 3.28 | 33.1 | 1508.7 | 0.23 | 394.3 | 78.2 | 472.4 | 8418466.4 | 262.3 | 32.5 | 1040344.2 | 40552.2 | 7.2 | 8435141.7 | 2250753.7 | 10685895.4 | 0 | 16.86 | 16.72 | 0 | 33.58 | 18.6 | 19.36 | 0 | 37.96 | 75953350 | 32624022 | 6844645 | 0 | 0 | 0 | 1044745.3 | 0 | 0 | 4872535.5 | 18390226 | 0 | 559158.4 | 0 | 759654.2 | 15515888 | 215016.1 | 0 | 0 | 24265302 | 3486184.5 | 0 | 3705.8 | 0 | 0 | 2137.2 | 0 | 0 | 3570.3 | 7095.3 | 0 | 3860.8 | 0 | 192 | 2132.9 | 2173.2 | 0 | 0 | 10390.9 | 0 | 1082.4 | 19642.3 | 0 | 0 | 0 | 0 | 0 | 0 | 0
LA_2045 | LA | 2045 | 122390770 | 10679664 | 0 | 1228397.1 | 134298829.9 | 117991090.4 | 97768190.1 | 80619016 | 29898100 | 0.0359 | 0.0539 | 0.183 | 83695.66 | 27203 | 0.74 | 0.8 | 105.7 | 2.8 | 0.33 | 13.4 | 526.8 | 0.09 | 105.8 | 29.1 | 135 | 85.4 | 2.4 | 0.29 | 10.8 | 420.5 | 0.07 | 85.5 | 23.4 | 108.9 | 219 | 10.6 | 1.41 | 22 | 943.6 | 0.14 | 219.7 | 50.1 | 269.8 | 343.2 | 18.1 | 2.47 | 31.2 | 1404.3 | 0.19 | 344.4 | 73.1 | 417.5 | 8696496.7 | 226.1 | 26.5 | 1107453.3 | 43426.8 | 7.1 | 8710455.4 | 2403515.8 | 11113971.2 | 0 | 15.19 | 16.21 | 0 | 31.4 | 17.02 | 19.04 | 0 | 36.06 | 83294980 | 36530640 | 9089299 | 0 | 0 | 0 | 628185 | 0 | 0 | 4980213 | 20187700 | 0 | 684099.6 | 0 | 701575.5 | 15305821 | 167657.5 | 0 | 0 | 28110724 | 3439704 | 0 | 4710.6 | 0 | 0 | 2137.2 | 0 | 0 | 3758.8 | 7095.3 | 0 | 5177.7 | 0 | 192 | 2132.9 | 2028.9 | 0 | 0 | 12245.6 | 0 | 1084.5 | 26012.1 | 0 | 0 | 0 | 0 | 0 | 0 | 0
LA_2050 | LA | 2050 | 129841940 | 7471657.5 | 0 | 1505518.9 | 138819105 | 125174407.5 | 93699348.5 | 97214504 | 38324972 | 0.0359 | 0.0539 | 0.183 | 82500.61 | 28935.7 | 0.66 | 0.75 | 153.3 | 5.5 | 0.7 | 15.7 | 717.2 | 0.07 | 153.6 | 37.1 | 190.7 | 114.2 | 4.2 | 0.54 | 11.8 | 531.4 | 0.05 | 114.4 | 27.6 | 142 | 196.1 | 9.1 | 1.2 | 21.1 | 860.9 | 0.15 | 196.7 | 46.8 | 243.5 | 349.3 | 17.4 | 2.34 | 32.1 | 1470.4 | 0.18 | 350.4 | 76 | 426.4 | 12071723.7 | 434.2 | 54.7 | 1239065.8 | 56540.8 | 5.4 | 12099599.3 | 2925460.3 | 15025059.5 | 0 | 15.51 | 16.24 | 0 | 31.75 | 17.11 | 18.59 | 0 | 35.7 | 79567620 | 45119756 | 6354202 | 0 | 0 | 0 | 2156211.5 | 0 | 0 | 5195300.5 | 23233900 | 0 | 2029281.2 | 0 | 658497.6 | 0 | 15765 | 0 | 0 | 32858720 | 7065736 | 0 | 3607.5 | 0 | 0 | 1881 | 0 | 0 | 4026.7 | 7095.3 | 0 | 12663.6 | 0 | 192 | 0 | 654.7 | 0 | 0 | 14477.5 | 0 | 2203.9 | 17715 | 0 | 0 | 0 | 0 | 0 | 0 | 0
MA_2024 | MA | 2024 | 55693416 | 46046.8 | 2070882.8 | 226476.9 | 58036816.6 | 53691158.3 | 49044277.8 | 32382604 | 1813008.4 | 0.0359 | 0.054 | 0.135 | 10231.71 | 13505.7 | 0.48 | 0.67 | 212.8 | 4 | 0.4 | 27.3 | 1114 | 0.1 | 213 | 60.5 | 273.5 | 143.3 | 3.2 | 0.35 | 19.4 | 737 | 0.1 | 143.5 | 41.4 | 184.9 | 306.8 | 7.6 | 0.89 | 35.1 | 1515.1 | 0.16 | 307.3 | 80.3 | 387.6 | 631.8 | 36.8 | 5.18 | 53.9 | 2384.1 | 0.39 | 634.4 | 125 | 759.4 | 5766022.3 | 108.9 | 10.9 | 739093.8 | 30190.1 | 2.8 | 5772249.2 | 1639519.7 | 7411768.9 | 0 | 31.72 | 2.14 | 0 | 33.85 | 33.78 | 2.4 | 0 | 36.18 | 27333878 | 8992539 | 39734.8 | 1301168.5 | 0 | 0 | 0 | 0 | 0 | 3778043.2 | 14313766 | 0 | 17753.6 | 0 | 965337.5 | 0 | 9691.6 | 1693887 | 0 | 1761658.8 | 376101.1 | 3076736 | 54.8 | 275.2 | 0 | 0 | 0 | 0 | 2860.9 | 4826.5 | 0 | 961.6 | 0 | 266.8 | 0 | 1693.2 | 1768 | 0 | 941.3 | 800 | 122 | 109.6 | 17680 | 0 | 0 | 0.24 | 0 | 0.28 | 0
MA_2026 | MA | 2026 | 56295692 | 46884.3 | 2090334.4 | 233246.6 | 58666157.4 | 54271790.9 | 46268015.1 | 31193274 | 4602044.5 | 0.0359 | 0.054 | 0.135 | 40866.94 | 13766 | 0.51 | 0.68 | 198.2 | 3.7 | 0.38 | 25.2 | 1037.2 | 0.1 | 198.4 | 56.2 | 254.5 | 136.4 | 2.8 | 0.3 | 18.5 | 708.8 | 0.09 | 136.5 | 39.7 | 176.2 | 262.5 | 5.8 | 0.66 | 30.5 | 1320 | 0.13 | 262.8 | 69.9 | 332.7 | 586.6 | 32 | 4.43 | 51.6 | 2317.3 | 0.33 | 588.8 | 120.7 | 709.5 | 6284935.8 | 118.7 | 11.9 | 799988.2 | 32895.2 | 3 | 6291726.8 | 1781088 | 8072814.8 | 0 | 28.68 | 8.37 | 0 | 37.06 | 30.61 | 9.4 | 0 | 40 | 31965600 | 12398142 | 40556.9 | 1301168.5 | 0 | 0 | 0 | 0 | 0 | 4069996.8 | 15515520 | 0 | 36236.1 | 0 | 964492.1 | 0 | 12244.3 | 1697240.2 | 0 | 1737082.4 | 374072.7 | 6216990.5 | 55.8 | 275.2 | 0 | 0 | 0 | 0 | 3110.3 | 4826.5 | 0 | 945.6 | 0 | 266.8 | 0 | 1677 | 1768 | 0 | 941.3 | 1604 | 122 | 113.4 | 17680 | 0 | 0 | 0.29 | 0 | 0.36 | 0
MA_2028 | MA | 2028 | 57324704 | 858267.9 | 2450431.5 | 244066.8 | 60877469.8 | 55263818 | 41689994.3 | 28720410 | 7221357 | 0.0359 | 0.054 | 0.135 | 48205.5 | 14214.8 | 0.61 | 0.72 | 156.6 | 3 | 0.3 | 20 | 819.2 | 0.08 | 156.8 | 44.4 | 201.2 | 119.9 | 2.3 | 0.23 | 16.5 | 628.5 | 0.08 | 120 | 35.2 | 155.3 | 214.8 | 4.2 | 0.44 | 25.4 | 1110.9 | 0.1 | 215 | 58.5 | 273.5 | 530.1 | 25.6 | 3.5 | 49.9 | 2195.8 | 0.31 | 531.8 | 115.4 | 647.2 | 6112689.3 | 115.6 | 11.6 | 780244 | 31966.3 | 3 | 6119315.7 | 1733647.5 | 7852963.1 | 0 | 24.24 | 9.56 | 0 | 33.8 | 26.1 | 10.92 | 0 | 37.02 | 39316330 | 19187476 | 740294 | 1293466.6 | 0 | 0 | 0 | 0 | 0 | 4350095 | 15101877 | 0 | 24533.6 | 0 | 959618.8 | 0 | 21638.6 | 1987423.2 | 0 | 1712848 | 372055.6 | 12752477 | 573.2 | 275.2 | 0 | 0 | 0 | 0 | 3354 | 4826.5 | 0 | 940.7 | 0 | 266.8 | 0 | 1665.8 | 1768 | 0 | 941.3 | 3246 | 122 | 2183.3 | 17680 | 0 | 0 | 0.34 | 0 | 0.48 | 0
MA_2030 | MA | 2030 | 58667456 | 1544172.4 | 2677282.2 | 200454.1 | 63089363.3 | 56558310 | 40193715.3 | 25980602 | 4781245 | 0.0359 | 0.054 | 0.135 | 68908.43 | 14813.7 | 0.68 | 0.74 | 128.1 | 2.4 | 0.24 | 16.5 | 670.6 | 0.06 | 128.3 | 36.5 | 164.8 | 108.8 | 2.1 | 0.21 | 14.9 | 569.9 | 0.07 | 108.9 | 31.9 | 140.8 | 179.9 | 3.6 | 0.37 | 21.3 | 926.9 | 0.09 | 180.1 | 48.9 | 229 | 498.1 | 23.1 | 3.11 | 47.5 | 2121.5 | 0.27 | 499.7 | 110.8 | 610.5 | 5317457.3 | 100.5 | 10.1 | 684757.9 | 27824.5 | 2.6 | 5323214.7 | 1514638.5 | 6837853.2 | 0 | 23.41 | 13.48 | 0 | 36.89 | 25.4 | 15.6 | 0 | 41 | 41851416 | 22895648 | 1305935.5 | 1272729 | 0 | 0 | 0 | 0 | 0 | 4709198.5 | 13219668 | 0 | 29033.7 | 0 | 950731.3 | 0 | 15681.6 | 2161989.8 | 0 | 1688952.2 | 370049.2 | 16127448 | 1051.8 | 275.2 | 0 | 0 | 0 | 0 | 3657.8 | 4718.6 | 0 | 933.1 | 0 | 266.8 | 0 | 1277.9 | 1768 | 0 | 941.3 | 4092 | 122 | 4097.8 | 17680 | 0 | 0 | 0.38 | 0 | 0.6 | 0
MA_2035 | MA | 2035 | 62468396 | 3208805.5 | 2609243.2 | 178664.6 | 68465108.5 | 60222644.7 | 35529462.9 | 22194702 | 4045424.5 | 0.0359 | 0.0539 | 0.135 | 100931.19 | 16528.6 | 0.79 | 0.8 | 82.9 | 1.6 | 0.16 | 10.9 | 434 | 0.04 | 83 | 23.9 | 106.9 | 85.5 | 1.7 | 0.17 | 11.8 | 447.1 | 0.06 | 85.6 | 25.1 | 110.7 | 155.1 | 3.1 | 0.33 | 18.3 | 798.1 | 0.07 | 155.3 | 42.1 | 197.4 | 453.3 | 18.9 | 2.51 | 45.6 | 1991 | 0.26 | 454.6 | 105 | 559.5 | 4132331.7 | 78.2 | 7.9 | 543983.9 | 21623.1 | 2.1 | 4136816.1 | 1188919.7 | 5325735.8 | 0 | 21.79 | 19.99 | 0 | 41.78 | 23.84 | 23.61 | 0 | 47.45 | 50339124 | 32935644 | 2724942.8 | 1244882.6 | 0 | 0 | 0 | 0 | 0 | 5063979.5 | 10362648 | 0 | 33989.3 | 0 | 931575.2 | 0 | 16826 | 2088614.4 | 0 | 1630660.5 | 364976.1 | 25876030 | 2242 | 275.2 | 0 | 0 | 0 | 0 | 4032.1 | 4622.5 | 0 | 933.1 | 0 | 266.8 | 0 | 1147.3 | 1768 | 0 | 941.3 | 6492 | 122 | 8906.4 | 17680 | 0 | 0 | 0.42 | 0 | 0.65 | 0
MA_2040 | MA | 2040 | 67011670 | 3636462.8 | 2551997.2 | 203210.3 | 73403342.8 | 64602610 | 40491566.8 | 25801892 | 2689815.5 | 0.0359 | 0.0539 | 0.135 | 99520.33 | 18350.2 | 0.8 | 0.8 | 81.3 | 1.5 | 0.15 | 10.6 | 425.5 | 0.04 | 81.4 | 23.3 | 104.7 | 85.1 | 1.6 | 0.17 | 11.6 | 445.4 | 0.06 | 85.2 | 24.8 | 110 | 138.9 | 2.8 | 0.29 | 16.4 | 716.3 | 0.06 | 139.1 | 37.7 | 176.8 | 434.1 | 14.4 | 1.83 | 46.9 | 2028.2 | 0.24 | 435.1 | 107.4 | 542.4 | 4045610.5 | 76.5 | 7.7 | 526953.3 | 21171.6 | 2 | 4049994.4 | 1158415 | 5208409.4 | 0 | 21.36 | 20.49 | 0 | 41.85 | 23.37 | 24.22 | 0 | 47.59 | 50292668 | 32911776 | 3106327.5 | 1127495.6 | 0 | 0 | 0 | 0 | 0 | 4953881.5 | 10123081 | 0 | 33247.2 | 0 | 930661.6 | 0 | 13524.4 | 2046555.6 | 0 | 2066638.2 | 363092.9 | 25528164 | 2416.3 | 260.3 | 0 | 0 | 0 | 0 | 4079.1 | 4317.4 | 0 | 929.5 | 0 | 266.8 | 0 | 1147.3 | 1768 | 0 | 1161.7 | 6492 | 119.7 | 10003.4 | 17680 | 0 | 0 | 0.47 | 0 | 0.7 | 0
MA_2045 | MA | 2045 | 71292030 | 6142094.5 | 2332117 | 209449.2 | 79975690.5 | 68729047.9 | 46654250.9 | 27307792 | 2461053.2 | 0.0359 | 0.0539 | 0.135 | 97858.58 | 19814 | 0.77 | 0.77 | 92.2 | 1.7 | 0.17 | 11.8 | 483 | 0.04 | 92.3 | 26.2 | 118.5 | 97.3 | 1.9 | 0.19 | 13 | 509.8 | 0.06 | 97.4 | 28.2 | 125.6 | 119.7 | 2.4 | 0.24 | 14.1 | 619.6 | 0.06 | 119.9 | 32.6 | 152.5 | 446.7 | 13.5 | 1.67 | 49.3 | 2135.7 | 0.24 | 447.5 | 113 | 560.5 | 5030037.9 | 94.9 | 9.5 | 643863 | 26346.9 | 2.4 | 5035461.9 | 1429663.5 | 6465125.4 | 0 | 21.22 | 19.96 | 0 | 41.18 | 23.25 | 24.19 | 0 | 47.44 | 55123916 | 33321440 | 5231727.5 | 1146800.5 | 0 | 0 | 0 | 0 | 0 | 4924939.5 | 12584382 | 0 | 13587 | 0 | 942161.2 | 0 | 4738.2 | 1879080.4 | 0 | 2763527.5 | 447107.9 | 25185864 | 4096.6 | 260.3 | 0 | 0 | 0 | 0 | 4181.8 | 4166 | 0 | 1172.8 | 0 | 266.8 | 0 | 587.3 | 1768 | 0 | 1404.8 | 6492 | 124.4 | 17260 | 17680 | 0 | 0 | 0.51 | 0 | 0.75 | 0
MA_2050 | MA | 2050 | 75696776 | 6567896.5 | 2688919.5 | 213170.1 | 85166762 | 72975322.8 | 49157792 | 30061574 | 2816350.8 | 0.0359 | 0.0539 | 0.135 | 96499.54 | 21024 | 0.79 | 0.79 | 84.5 | 1.6 | 0.16 | 10.8 | 442.5 | 0.04 | 84.6 | 24 | 108.6 | 91.9 | 1.7 | 0.17 | 12.2 | 482.2 | 0.06 | 92 | 26.6 | 118.6 | 110.9 | 2.1 | 0.22 | 13.1 | 575.2 | 0.05 | 111 | 30.3 | 141.3 | 440.4 | 12 | 1.42 | 49.5 | 2166.8 | 0.22 | 441.1 | 114.1 | 555.2 | 4844875.4 | 91.4 | 9.2 | 620991.1 | 25376.9 | 2.3 | 4850100.5 | 1377860.6 | 6227961 | 0 | 21.07 | 19.43 | 0 | 40.49 | 23.22 | 23.6 | 0 | 46.82 | 57853930 | 36008970 | 5603826.5 | 1114652.8 | 0 | 0 | 0 | 0 | 0 | 4957492.5 | 12007853 | 0 | 54746.1 | 0 | 918092.7 | 0 | 4970.6 | 2140811.2 | 0 | 5778862 | 425219.9 | 24847396 | 4165.4 | 260.3 | 0 | 0 | 0 | 0 | 4328.4 | 3373.1 | 0 | 2430 | 0 | 266.8 | 0 | 587.3 | 1768 | 0 | 2572.8 | 6492 | 117.1 | 17534.8 | 17680 | 0 | 0 | 0.56 | 0 | 0.8 | 0
MD_2024 | MD | 2024 | 80840400 | 6402.4 | 0 | 554215 | 81401019.3 | 77934001.7 | 62045318.1 | 46904550 | 18292702 | 0.0359 | 0.054 | 0.146 | 11127.8 | 19077.9 | 0.68 | 0.56 | 131.7 | 4.7 | 0.59 | 16.4 | 623.2 | 0.12 | 132 | 35 | 167 | 226.1 | 12.3 | 1.67 | 22.2 | 930.6 | 0.16 | 226.9 | 50 | 276.9 | 342.2 | 21.1 | 2.96 | 27.7 | 1280.1 | 0.19 | 343.7 | 65.9 | 409.6 | 743.9 | 55.2 | 7.93 | 52.6 | 2433.2 | 0.46 | 747.7 | 125.3 | 873 | 6885815.6 | 246.4 | 31.1 | 858851.4 | 32561.1 | 6.1 | 6901643.7 | 1830824.7 | 8732468.4 | 0 | 32.44 | 2.42 | 0.25 | 35.11 | 34.36 | 2.62 | 0.26 | 37.23 | 52560800 | 19355702 | 5521.7 | 585713 | 0 | 0 | 988518.2 | 0 | 0 | 1980430.2 | 15714440 | 0 | 22570.4 | 0 | 2073820 | 13780397 | 34118.9 | 0 | 0 | 15886600 | 612234.9 | 876435.8 | 7 | 130.8 | 0 | 1758 | 0 | 0 | 1394.7 | 2696.4 | 0 | 1720.9 | 0 | 590 | 1725.8 | 1903.8 | 0 | 0 | 7620.5 | 248 | 190 | 14 | 0 | 0 | 0.7 | 0.36 | 0 | 0 | 0
MD_2026 | MD | 2026 | 81311260 | 344407 | 0 | 586228.2 | 82241901.8 | 78387936 | 56261742.7 | 45728120 | 22488208 | 0.0359 | 0.054 | 0.146 | 45352.81 | 19260.5 | 0.73 | 0.61 | 109.9 | 3.6 | 0.45 | 14.1 | 529.5 | 0.1 | 110.1 | 29.9 | 140.1 | 190.8 | 9.4 | 1.25 | 19.9 | 818 | 0.14 | 191.4 | 44.4 | 235.7 | 284.4 | 13.9 | 1.89 | 26.2 | 1190.2 | 0.15 | 285.3 | 61.7 | 347 | 700.6 | 51 | 7.27 | 49.8 | 2368.1 | 0.4 | 704.1 | 120.5 | 824.6 | 6428436.4 | 213.5 | 26.5 | 825981.3 | 30957.4 | 5.8 | 6442022.8 | 1750101.6 | 8192124.4 | 0 | 30.45 | 9.81 | 0.5 | 40.76 | 32.29 | 10.65 | 0.52 | 43.46 | 58829336 | 25980160 | 295042.8 | 583290.2 | 0 | 0 | 783281.1 | 0 | 0 | 2430506 | 15109373 | 0 | 23657.8 | 0 | 2262881.8 | 13765885 | 25770.8 | 0 | 0 | 15664958 | 608933.3 | 7275761.5 | 366.8 | 130.8 | 0 | 1758 | 0 | 0 | 1718.6 | 2696.4 | 0 | 1720.9 | 0 | 643 | 1725.8 | 1903.8 | 0 | 0 | 7620.5 | 2022 | 190 | 733.6 | 0 | 0 | 1.3 | 0.42 | 0 | 0 | 0
MD_2028 | MD | 2028 | 82242330 | 357298.4 | 0 | 632794 | 83232421.7 | 79285528.7 | 57219715 | 48883710 | 23166238 | 0.0359 | 0.054 | 0.146 | 59486.31 | 19613.3 | 0.75 | 0.63 | 95.4 | 2.3 | 0.26 | 13.4 | 487 | 0.09 | 95.5 | 27.9 | 123.5 | 168.7 | 7 | 0.91 | 19.1 | 763.4 | 0.13 | 169.1 | 41.9 | 211 | 213.2 | 5 | 0.56 | 24.5 | 1077.7 | 0.1 | 213.5 | 56.6 | 270.1 | 634.1 | 42.9 | 6.07 | 48.4 | 2245.3 | 0.37 | 637 | 115.4 | 752.4 | 5432607 | 132.6 | 15 | 763404.2 | 27730.1 | 5.3 | 5440643.3 | 1591214.7 | 7031858 | 0 | 27.21 | 12.87 | 0.33 | 40.41 | 28.85 | 13.95 | 0.35 | 43.15 | 57336556 | 26012706 | 307171.4 | 575516.2 | 0 | 0 | 253568 | 0 | 0 | 2724103 | 14226957 | 0 | 15448.6 | 0 | 2243431.8 | 13680773 | 20982.8 | 0 | 0 | 15446426 | 605649.6 | 7236528 | 367.3 | 130.8 | 0 | 1758 | 0 | 0 | 1940.6 | 2696.4 | 0 | 1720.9 | 0 | 643 | 1725.8 | 1891.4 | 0 | 0 | 7620.5 | 2022 | 190 | 735.1 | 0 | 0 | 0.8 | 0.48 | 0 | 0 | 0
MD_2030 | MD | 2030 | 83572790 | 357284.4 | 0 | 650556.8 | 84580629.5 | 80568163.8 | 58315343.8 | 50758416 | 22868572 | 0.0359 | 0.054 | 0.146 | 72074.43 | 20114.5 | 0.76 | 0.65 | 88.8 | 1.9 | 0.21 | 12.9 | 461 | 0.09 | 89 | 26.6 | 115.6 | 159.8 | 6.7 | 0.87 | 18.2 | 724.1 | 0.13 | 160.2 | 39.8 | 200 | 205.1 | 6.6 | 0.82 | 21.8 | 980.2 | 0.1 | 205.5 | 51.1 | 256.6 | 588.4 | 39.1 | 5.49 | 45.3 | 2141.5 | 0.32 | 591.1 | 109.2 | 700.2 | 4983443.7 | 109.4 | 11.8 | 722023.4 | 25858.1 | 5.1 | 4989931.1 | 1493980.4 | 6483911.5 | 0 | 26.13 | 15.64 | 0.58 | 42.35 | 27.71 | 16.93 | 0.61 | 45.25 | 56505740 | 26265286 | 306872.4 | 565183 | 0 | 0 | 129408.3 | 0 | 0 | 3233408 | 13459074 | 0 | 15098.6 | 0 | 2202277 | 13546498 | 16047.5 | 0 | 0 | 15231994 | 602383.4 | 7197501.5 | 368.7 | 130.8 | 0 | 1758 | 0 | 0 | 2311.7 | 2696.4 | 0 | 1720.9 | 0 | 643 | 1725.8 | 1772.9 | 0 | 0 | 7621 | 2022 | 190 | 740.9 | 0 | 0 | 1.2 | 0.55 | 0 | 0 | 0
MD_2035 | MD | 2035 | 87390250 | 672534.8 | 0 | 837878.6 | 88900660.2 | 84248407.8 | 62138412.3 | 61291510 | 28021876 | 0.0359 | 0.054 | 0.146 | 96991.79 | 21566.5 | 0.78 | 0.71 | 78.7 | 1.6 | 0.16 | 11.9 | 414.5 | 0.09 | 78.8 | 24.2 | 103 | 127.9 | 5 | 0.64 | 15.2 | 592.3 | 0.11 | 128.2 | 32.8 | 161.1 | 213.1 | 9.4 | 1.23 | 20.4 | 940.4 | 0.1 | 213.7 | 48.5 | 262.2 | 543.7 | 34.5 | 4.84 | 43.5 | 2021.2 | 0.3 | 546.1 | 103.8 | 649.9 | 4323603.1 | 85.5 | 8.8 | 652435.9 | 22779.9 | 4.7 | 4328553.6 | 1332573.5 | 5661127.1 | 0 | 23.95 | 21.17 | 0 | 45.12 | 25.43 | 23.02 | 0 | 48.45 | 55424744 | 26762248 | 566296.3 | 546741 | 0 | 0 | 32523.5 | 0 | 0 | 3742359.2 | 11933199 | 0 | 12071.1 | 0 | 2123020.8 | 13437373 | 11267.8 | 0 | 0 | 15324733 | 594294.8 | 7100861 | 571.5 | 130.8 | 0 | 1758 | 0 | 0 | 2732.3 | 2696.4 | 0 | 1720.9 | 0 | 643 | 1725.8 | 1765.3 | 0 | 0 | 7885.3 | 2022 | 190 | 1566 | 0 | 0 | 0 | 0.57 | 0 | 0 | 0
MD_2040 | MD | 2040 | 92185690 | 1836419.2 | 0 | 966324.6 | 94988431.7 | 88871472 | 69138531.6 | 73221500 | 32376294 | 0.0359 | 0.0539 | 0.146 | 96008.48 | 23206 | 0.8 | 0.74 | 71.6 | 1.4 | 0.14 | 11.1 | 379.2 | 0.08 | 71.7 | 22.4 | 94.1 | 110.8 | 3.5 | 0.43 | 14 | 537.8 | 0.09 | 111.1 | 30.1 | 141.1 | 222.6 | 10.6 | 1.41 | 20.6 | 958.9 | 0.1 | 223.3 | 49.2 | 272.5 | 491.9 | 28.1 | 3.88 | 42.3 | 1937.4 | 0.27 | 493.8 | 100.1 | 593.9 | 3824770.9 | 73.1 | 7.4 | 593401.1 | 20250.1 | 4.5 | 3828973.9 | 1198080.5 | 5027054.4 | 0 | 22 | 21.18 | 0 | 43.18 | 23.5 | 23.35 | 0 | 46.85 | 53906260 | 25849900 | 1578568.1 | 520447.6 | 0 | 0 | 6208 | 0 | 0 | 3626082 | 10649776 | 0 | 8170 | 0 | 2018448.4 | 13259903 | 14838.2 | 0 | 0 | 14849310 | 368995.7 | 7005512 | 1247.5 | 130.8 | 0 | 1758 | 0 | 0 | 2741.1 | 2696.4 | 0 | 1720.9 | 0 | 643 | 1725.8 | 1752.7 | 0 | 0 | 7907.4 | 2022 | 120 | 4269.9 | 0 | 0 | 0 | 0.57 | 0 | 0 | 0
MD_2045 | MD | 2045 | 96246904 | 5093209 | 0 | 1039948.2 | 102380063.3 | 92786686.3 | 77462337.4 | 79892056 | 34197470 | 0.0359 | 0.0539 | 0.146 | 96420.43 | 24483.4 | 0.8 | 0.74 | 73.7 | 1.4 | 0.14 | 11.2 | 390.8 | 0.08 | 73.8 | 22.9 | 96.7 | 108.5 | 3.1 | 0.37 | 13.9 | 537 | 0.09 | 108.7 | 30 | 138.7 | 221.4 | 8.5 | 1.09 | 22.4 | 1017.5 | 0.1 | 222 | 52.7 | 274.7 | 481.6 | 26.3 | 3.6 | 44.2 | 1943.8 | 0.26 | 483.3 | 102.2 | 585.5 | 4114661.6 | 78.1 | 7.9 | 628090.1 | 21813.6 | 4.6 | 4119133.3 | 1279392.6 | 5398525.9 | 0 | 21.72 | 20.52 | 0 | 42.25 | 23.46 | 23.38 | 0 | 46.84 | 56436620 | 24917726 | 4358557.5 | 525072 | 0 | 0 | 4459.3 | 0 | 0 | 3539628.8 | 11021201 | 0 | 244122.6 | 0 | 2040296 | 13322346 | 2840.8 | 0 | 0 | 14264893 | 201759.6 | 6911445.5 | 3104.8 | 130.8 | 0 | 1453 | 0 | 0 | 2767.4 | 2696.4 | 0 | 3660.3 | 0 | 643 | 1725.8 | 1748.1 | 0 | 0 | 7858.2 | 2022 | 58.5 | 12419 | 0 | 0 | 0 | 0.57 | 0 | 0 | 0
MD_2050 | MD | 2050 | 100064280 | 5583132 | 0 | 1043610.7 | 106691022.2 | 96466788 | 81479210.6 | 81173710 | 33555164 | 0.0359 | 0.0539 | 0.146 | 94822.5 | 25546.3 | 0.78 | 0.72 | 83.1 | 1.6 | 0.16 | 12.2 | 439.5 | 0.08 | 83.2 | 25.4 | 108.5 | 117.2 | 2.6 | 0.29 | 15.4 | 603.3 | 0.09 | 117.4 | 33.4 | 150.8 | 217 | 6.6 | 0.8 | 23.6 | 1052.5 | 0.1 | 217.4 | 55 | 272.4 | 487.5 | 22.6 | 3.02 | 46.9 | 2105.1 | 0.25 | 489 | 109.7 | 598.7 | 4832925.5 | 91.9 | 9.2 | 712275.9 | 25566.8 | 4.9 | 4838188.2 | 1475506 | 6313694.3 | 0 | 22.5 | 20.2 | 0.74 | 43.45 | 24.37 | 23.09 | 0.8 | 48.26 | 58813644 | 25211812 | 4735272.5 | 522660.1 | 0 | 0 | 7461.3 | 0 | 0 | 3529763.2 | 12349960 | 0 | 688968.6 | 0 | 2030279 | 13267221 | 8.5 | 0 | 0 | 14754336 | 109066.2 | 6818646.5 | 3415.7 | 130.8 | 0 | 1453 | 0 | 0 | 2843.6 | 2696.4 | 0 | 4877.9 | 0 | 643 | 1725.8 | 600.9 | 0 | 0 | 8164.3 | 2022 | 28.5 | 13781.6 | 0 | 0 | 1.8 | 0.57 | 0 | 0 | 0
ME_2024 | ME | 2024 | 13774682 | 51443.9 | 0 | 17850.8 | 13843976.1 | 13279382.9 | 9689891.4 | 2606175.5 | 291928.4 | 0.036 | 0.054 | 0.135 | 9933.05 | 1976.4 | 0.92 | 0.93 | 34.1 | 0.6 | 0.06 | 10.9 | 186.4 | 0.05 | 34.1 | 16.4 | 50.6 | 32 | 0.9 | 0.1 | 10.7 | 169.2 | 0.06 | 32.1 | 15.8 | 47.8 | 223.7 | 5.5 | 0.65 | 25.5 | 1104.5 | 0.11 | 224 | 58.5 | 282.5 | 615.5 | 35.4 | 4.97 | 52.8 | 2353 | 0.36 | 618 | 123 | 740.9 | 392938.3 | 7.4 | 0.7 | 124781.8 | 2148.4 | 0.5 | 393361.2 | 188949.5 | 582310.8 | 0 | 31.33 | 1.6 | 0 | 32.93 | 33.17 | 1.71 | 0 | 34.88 | 11526879 | 4154084.8 | 44138.2 | 1726818.2 | 0 | 1209990.5 | 0 | 0 | 0 | 154339.2 | 935841.9 | 0 | 0 | 0 | 3455981.5 | 0 | 23.8 | 0 | 0 | 724163.6 | 3229017 | 46564.7 | 61.3 | 240 | 0 | 0 | 0 | 0 | 116.4 | 1282.8 | 0 | 178 | 0 | 728 | 0 | 24 | 0 | 0 | 391.5 | 12 | 1009.5 | 122.6 | 0 | 0 | 0 | 0.49 | 0 | 0 | 0
ME_2026 | ME | 2026 | 13873704 | 49912.4 | 0 | 17074.9 | 13940691.5 | 13374845.7 | 9762203.6 | 2416579.2 | 354452 | 0.036 | 0.054 | 0.135 | 40126.13 | 2010.2 | 0.9 | 0.91 | 42.7 | 0.8 | 0.08 | 11.7 | 231 | 0.05 | 42.7 | 18.6 | 61.3 | 38.4 | 0.8 | 0.09 | 11.4 | 206.9 | 0.06 | 38.4 | 17.6 | 56.1 | 185.6 | 4.1 | 0.47 | 21.6 | 933 | 0.09 | 185.9 | 49.4 | 235.3 | 570.5 | 30.5 | 4.2 | 50.7 | 2288.3 | 0.31 | 572.5 | 118.9 | 691.5 | 506552 | 9.5 | 1 | 138203.8 | 2742.6 | 0.6 | 507097.2 | 220089.9 | 727187.1 | 0 | 28.34 | 6.48 | 0 | 34.82 | 30.01 | 6.94 | 0 | 36.95 | 11873902 | 4178487.5 | 42667.5 | 1726818.2 | 0 | 1266710.1 | 0 | 0 | 0 | 206525.6 | 1205355.8 | 0 | 0 | 0 | 3453850.8 | 0 | 11.9 | 0 | 0 | 714060.8 | 3211588 | 46313.6 | 61.3 | 240 | 0 | 0 | 0 | 0 | 156.1 | 1282.8 | 0 | 178 | 0 | 728 | 0 | 24 | 0 | 0 | 391.5 | 12 | 1009.5 | 122.6 | 0 | 0 | 0 | 0.58 | 0 | 0 | 0
ME_2028 | ME | 2028 | 14396341 | 47447.1 | 0 | 18815.3 | 14462602.9 | 13878693.3 | 10246270.4 | 2794423.8 | 256544.9 | 0.036 | 0.054 | 0.135 | 47331.65 | 2066 | 0.89 | 0.91 | 46 | 0.9 | 0.09 | 12 | 248.2 | 0.05 | 46 | 19.4 | 65.5 | 40.1 | 0.8 | 0.08 | 11.7 | 219.1 | 0.06 | 40.2 | 18.2 | 58.4 | 145.3 | 2.8 | 0.29 | 17.2 | 752.1 | 0.07 | 145.5 | 39.6 | 185.1 | 510.9 | 23.6 | 3.19 | 49 | 2165.6 | 0.29 | 512.5 | 113.7 | 626.2 | 547654.2 | 10.3 | 1 | 142967.9 | 2957.3 | 0.6 | 548243.6 | 231259.1 | 779502.7 | 0 | 24.11 | 7.65 | 0 | 31.76 | 25.53 | 8.19 | 0 | 33.72 | 11916413 | 4216332.5 | 40123.5 | 1725303.4 | 0 | 1190421 | 0 | 0 | 0 | 271884.7 | 1302798.4 | 0 | 0 | 0 | 3441410.5 | 0 | 23.8 | 0 | 0 | 704099 | 3194285 | 46063.9 | 61.4 | 240 | 0 | 0 | 0 | 0 | 205.9 | 1282.8 | 0 | 178 | 0 | 728 | 0 | 24 | 0 | 0 | 391.5 | 12 | 1009.5 | 123.2 | 0 | 0 | 0 | 0.64 | 0 | 0 | 0
ME_2030 | ME | 2030 | 14451133 | 428720.8 | 0 | 17776.9 | 14897629.6 | 13931516.8 | 9980654.4 | 2500781.5 | 386443.6 | 0.036 | 0.054 | 0.135 | 67659.3 | 2163.9 | 0.93 | 0.94 | 28.3 | 0.5 | 0.05 | 9.5 | 155.6 | 0.04 | 28.4 | 14.1 | 42.5 | 26.1 | 0.5 | 0.05 | 9.7 | 145.2 | 0.05 | 26.1 | 14.1 | 40.2 | 128.4 | 2.5 | 0.27 | 15.2 | 662 | 0.06 | 128.6 | 34.9 | 163.5 | 470.2 | 20.5 | 2.72 | 46.6 | 2055.1 | 0.25 | 471.6 | 107.9 | 579.5 | 362313.7 | 6.8 | 0.7 | 120967.7 | 1987.7 | 0.5 | 362704 | 180342.9 | 543046.8 | 0 | 23.21 | 10.86 | 0 | 34.07 | 24.77 | 11.94 | 0 | 36.71 | 12780864 | 4916975 | 362029.4 | 1721537.2 | 0 | 1436342.8 | 0 | 0 | 0 | 351875.6 | 861901 | 0 | 0 | 0 | 3481947.2 | 0 | 130.9 | 0 | 0 | 750802.8 | 3177058 | 637238.7 | 361.1 | 240 | 0 | 0 | 0 | 0 | 267.1 | 1282.8 | 0 | 178 | 0 | 743 | 0 | 24 | 0 | 0 | 419.7 | 156 | 1009.5 | 1160.2 | 0 | 0 | 0 | 0.72 | 0 | 0 | 0
ME_2035 | ME | 2035 | 15151562 | 417628.4 | 0 | 27433.5 | 15596623.1 | 14606770 | 10583127.7 | 4351537 | 95002.6 | 0.0359 | 0.054 | 0.135 | 93525.82 | 2462.2 | 0.95 | 0.95 | 22 | 0.4 | 0.04 | 4.1 | 116.7 | 0.02 | 22 | 7.6 | 29.6 | 20.1 | 0.4 | 0.04 | 5.1 | 109.8 | 0.04 | 20.1 | 8.3 | 28.5 | 122.5 | 2.5 | 0.26 | 14.5 | 630.8 | 0.06 | 122.7 | 33.3 | 156 | 439.9 | 17.9 | 2.36 | 44.7 | 1953 | 0.25 | 441.1 | 103 | 544.1 | 249124.7 | 4.7 | 0.5 | 46496.7 | 1322 | 0.2 | 249393.6 | 85944.3 | 335337.9 | 0 | 21.91 | 15.86 | 0 | 37.77 | 23.36 | 17.44 | 0 | 40.8 | 11325909 | 5013495.5 | 357696 | 452692.6 | 0 | 1471432.9 | 0 | 0 | 0 | 525666 | 587090.7 | 0 | 3554.5 | 0 | 3439589.5 | 0 | 357 | 0 | 0 | 724852.5 | 3134389.5 | 628587.2 | 320.4 | 68.3 | 0 | 0 | 0 | 0 | 402.9 | 1282.8 | 0 | 278.6 | 0 | 743 | 0 | 24 | 0 | 0 | 419.7 | 156 | 1009.5 | 1080.3 | 0 | 0 | 0 | 0.72 | 0 | 0 | 0
ME_2040 | ME | 2040 | 16152814 | 587062.1 | 0 | 34159.9 | 16774035.7 | 15572024.8 | 11729607.9 | 5463635 | 69284.7 | 0.0359 | 0.054 | 0.135 | 92246.33 | 2773 | 0.94 | 0.95 | 25.2 | 0.5 | 0.05 | 3.6 | 132.3 | 0.01 | 25.2 | 7.5 | 32.7 | 24.1 | 0.5 | 0.05 | 4.9 | 130.1 | 0.04 | 24.1 | 8.8 | 32.9 | 128.2 | 2.6 | 0.27 | 15.1 | 661.3 | 0.06 | 128.4 | 34.9 | 163.2 | 423.3 | 13.7 | 1.72 | 46.2 | 1993.7 | 0.23 | 424.1 | 105.6 | 529.8 | 286006.1 | 5.4 | 0.5 | 40318.5 | 1503.2 | 0.2 | 286314 | 85156 | 371470 | 0 | 21.47 | 16.23 | 0 | 37.7 | 22.96 | 18.03 | 0 | 40.99 | 11358144 | 5044428 | 502247.2 | 171290.1 | 0 | 1529960.1 | 0 | 0 | 0 | 636389.6 | 671375.7 | 0 | 6614.8 | 0 | 3432180.5 | 0 | 47.6 | 0 | 0 | 699835.2 | 3087962.2 | 620240.8 | 383.6 | 30.3 | 0 | 0 | 0 | 0 | 497.1 | 1282.8 | 0 | 278.6 | 0 | 743 | 0 | 24 | 0 | 0 | 419.7 | 156 | 918 | 1539.1 | 0 | 0 | 0 | 0.72 | 0 | 0 | 0
ME_2045 | ME | 2045 | 17108314 | 424831.8 | 0 | 31061.7 | 17564207.2 | 16493155.2 | 11435730.7 | 4837995 | 192413.4 | 0.0359 | 0.054 | 0.135 | 91899.26 | 3018.2 | 0.9 | 0.92 | 40.6 | 0.8 | 0.08 | 5.3 | 212.9 | 0.02 | 40.6 | 11.7 | 52.3 | 37.3 | 0.7 | 0.07 | 6.1 | 198.5 | 0.04 | 37.4 | 12 | 49.4 | 132.2 | 2.6 | 0.27 | 15.6 | 684.4 | 0.06 | 132.3 | 36 | 168.3 | 437.4 | 13 | 1.61 | 48.6 | 2099.2 | 0.23 | 438.2 | 111.2 | 549.5 | 523652.9 | 9.9 | 1 | 68454.4 | 2746 | 0.3 | 524216.5 | 150355.5 | 674572 | 0 | 21.47 | 16.69 | 0 | 38.16 | 22.87 | 18.34 | 0 | 41.21 | 12898346 | 6128476.5 | 358483.2 | 174383.6 | 0 | 1533334.5 | 0 | 0 | 0 | 736040 | 1241244.5 | 0 | 2272.6 | 0 | 3460127.5 | 0 | 23.8 | 0 | 0 | 1178978.9 | 3601544.8 | 611912.7 | 216.9 | 30.3 | 0 | 0 | 0 | 0 | 585.9 | 1282.8 | 0 | 362.5 | 0 | 743 | 0 | 24 | 0 | 0 | 657.8 | 156 | 1009.5 | 1381.8 | 0 | 0 | 0 | 0.72 | 0 | 0 | 0
ME_2050 | ME | 2050 | 18096518 | 1089293.1 | 0 | 23686.8 | 19209498.9 | 17445791.5 | 9860587.3 | 2967681 | 875567.1 | 0.0359 | 0.054 | 0.135 | 88873.77 | 3215.6 | 0.9 | 0.9 | 42.8 | 0.8 | 0.08 | 5.4 | 224 | 0.02 | 42.8 | 12.1 | 54.9 | 42.3 | 0.8 | 0.08 | 6 | 222.9 | 0.03 | 42.3 | 12.7 | 55 | 135.1 | 2.6 | 0.27 | 16 | 701.2 | 0.06 | 135.2 | 36.9 | 172.1 | 422.5 | 11.2 | 1.31 | 48.3 | 2091.5 | 0.21 | 423.2 | 110.7 | 533.9 | 731662.7 | 13.8 | 1.4 | 92839.3 | 3833.5 | 0.3 | 732450.1 | 207173.3 | 939623.4 | 0 | 21.07 | 15.58 | 0 | 36.65 | 22.71 | 17.71 | 0 | 40.43 | 17113828 | 9348912 | 924341.2 | 168993.1 | 0 | 1532456.4 | 0 | 0 | 0 | 815297.6 | 1731983.6 | 0 | 4907.2 | 0 | 3402234.5 | 0 | 0 | 0 | 0 | 2249455 | 5681699 | 602460.2 | 651.4 | 30.3 | 0 | 0 | 0 | 0 | 665.6 | 1282.8 | 0 | 362.5 | 0 | 743 | 0 | 24 | 0 | 0 | 1157 | 156 | 1418.6 | 3119.7 | 0 | 0 | 0 | 0.72 | 0 | 0 | 0
MI_2024 | MI | 2024 | 108993980 | 806.2 | 1502663 | 334070.6 | 110831522.4 | 105076180.9 | 97610462.9 | 21746790 | 26307906 | 0.0359 | 0.0539 | 0.1797 | 24592.92 | 26791.7 | 0.4 | 0.39 | 442.1 | 38.1 | 5.48 | 28.3 | 1338.3 | 0.29 | 444.8 | 68.3 | 513 | 470.2 | 41.1 | 5.9 | 29.5 | 1407.3 | 0.3 | 473.1 | 71.6 | 544.6 | 343.9 | 8.8 | 1.02 | 38.8 | 1711.3 | 0.16 | 344.4 | 89.8 | 434.2 | 793.5 | 63 | 9.1 | 52.3 | 2463.1 | 0.49 | 797.9 | 125.8 | 923.8 | 50731005.1 | 4375.6 | 628 | 3250612.2 | 153592.8 | 32.8 | 51032853.1 | 7836623.1 | 58869476.2 | 0 | 31.56 | 5.53 | 0 | 37.09 | 33.5 | 6.08 | 0 | 39.57 | 115437270 | 13221059 | 678.8 | 2048942.8 | 0 | 1680363.8 | 33172444 | 0 | 0 | 297623 | 32590598 | 0 | 2175620.8 | 0 | 1116696.8 | 26501848 | 1714965.2 | 1214052.9 | 0 | 2450471 | 10472965 | 0 | 1 | 333.3 | 0 | 5982.5 | 0 | 0 | 218.6 | 6810.4 | 0 | 4145 | 0 | 279.6 | 3318 | 2411.4 | 2235 | 0 | 1165.5 | 0 | 3240.6 | 2 | 22350 | 0 | 0 | 0.13 | 0 | 0 | 0
MI_2026 | MI | 2026 | 110893464 | 34114.7 | 2116488 | 311525.1 | 113355603.8 | 106907396.8 | 99946553.8 | 18634148 | 26340080 | 0.0359 | 0.0539 | 0.1797 | 50241.84 | 27353.5 | 0.37 | 0.37 | 365.7 | 25.4 | 3.58 | 29.3 | 1304.4 | 0.24 | 367.5 | 68.2 | 435.7 | 392.5 | 27.9 | 3.94 | 30.7 | 1380.2 | 0.25 | 394.4 | 71.9 | 466.3 | 332.8 | 8 | 0.9 | 37.9 | 1675.7 | 0.15 | 333.3 | 87.9 | 421.2 | 749.7 | 59 | 8.46 | 49.4 | 2389.6 | 0.43 | 753.8 | 120.7 | 874.5 | 44027173.1 | 3060.4 | 430.9 | 3524972.7 | 157073.6 | 28.5 | 44236009.2 | 8213535.9 | 52449545.1 | 0 | 29.7 | 11.27 | 0 | 40.97 | 31.57 | 12.45 | 0 | 44.02 | 121144936 | 13409050 | 28712.3 | 2048806.4 | 0 | 586552.7 | 21679692 | 0 | 0 | 574810.3 | 51384716 | 0 | 1310463.8 | 0 | 1116342.1 | 26494382 | 1349593.2 | 1736614.4 | 0 | 2417753 | 10416487 | 0 | 43 | 333.3 | 0 | 4437 | 0 | 0 | 421.7 | 9690.8 | 0 | 4090 | 0 | 279.6 | 3318 | 2391.9 | 2235 | 0 | 1166.2 | 0 | 3240.6 | 86.7 | 22350 | 0 | 0 | 0.13 | 0 | 0 | 0
MI_2028 | MI | 2028 | 113399100 | 178639.7 | 2928642.8 | 403293.6 | 116909679.6 | 109322968.1 | 102577502.3 | 23330534 | 30576224 | 0.0359 | 0.0539 | 0.1797 | 61113.1 | 27739.9 | 0.4 | 0.41 | 320.8 | 19.6 | 2.72 | 28.4 | 1230.6 | 0.21 | 322.1 | 65.1 | 387.3 | 333.5 | 20.7 | 2.88 | 29.2 | 1268.5 | 0.22 | 334.9 | 67.1 | 401.9 | 325.4 | 6.2 | 0.62 | 38.4 | 1699.1 | 0.14 | 325.8 | 89.1 | 414.9 | 667.4 | 48.6 | 6.93 | 47.8 | 2252.1 | 0.39 | 670.8 | 115 | 785.8 | 39590182.2 | 2412.1 | 335.2 | 3508981.2 | 151945.2 | 26 | 39753559.6 | 8044050.5 | 47797610.1 | 0 | 26.05 | 13.29 | 0 | 39.35 | 27.83 | 14.79 | 0 | 42.62 | 124276660 | 14332178 | 151853.9 | 2040278.4 | 0 | 3221663.8 | 16185565 | 0 | 0 | 1137355.2 | 56054056 | 0 | 1140650.5 | 0 | 1073474.8 | 26386752 | 1268740.6 | 2421449.8 | 0 | 2524978 | 10669844 | 0 | 135.1 | 333.3 | 0 | 4437 | 0 | 0 | 833.7 | 10672.9 | 0 | 4064 | 0 | 279.6 | 3318 | 2391.9 | 2235 | 0 | 1229.7 | 0 | 3316.1 | 436.3 | 22350 | 0 | 0 | 0.13 | 0 | 0 | 0
MI_2030 | MI | 2030 | 116321940 | 975566.8 | 2779089 | 484254.3 | 120560840.2 | 112140750 | 102188002.2 | 31273004 | 32337540 | 0.0359 | 0.0539 | 0.1797 | 74695.41 | 28848.9 | 0.44 | 0.46 | 269 | 14 | 1.9 | 26.3 | 1116.7 | 0.18 | 270 | 59.6 | 329.6 | 269.8 | 14.2 | 1.94 | 26.3 | 1113.4 | 0.18 | 270.8 | 59.5 | 330.3 | 328.7 | 9 | 1.05 | 36.4 | 1624.9 | 0.15 | 329.2 | 84.9 | 414.1 | 620.5 | 44.6 | 6.31 | 44.6 | 2148 | 0.34 | 623.6 | 108.7 | 732.3 | 32505390.3 | 1688.3 | 229.1 | 3180435.5 | 134986.8 | 21.5 | 32618240.5 | 7208907.2 | 39827147.6 | 0 | 24.67 | 15.64 | 0 | 40.31 | 26.48 | 17.46 | 0 | 43.94 | 121723816 | 18372838 | 829467.1 | 1889525.2 | 0 | 3146304.5 | 10532470 | 0 | 0 | 2081830.2 | 56346636 | 0 | 574796.6 | 0 | 1006980.9 | 26133804 | 667409.3 | 2223583.5 | 0 | 2909568 | 13381440 | 0 | 738.5 | 315.6 | 0 | 3167 | 0 | 0 | 1527.2 | 11322.3 | 0 | 3971.8 | 0 | 279.6 | 3318 | 2063.1 | 2235 | 0 | 1414.8 | 0 | 4009.4 | 2455.2 | 22350 | 0 | 0 | 0.13 | 0 | 0 | 0
MI_2035 | MI | 2035 | 124043920 | 1889351.4 | 3037061 | 499562.9 | 129469888.5 | 119585221.9 | 102772114.4 | 19441198 | 45738736 | 0.0359 | 0.0539 | 0.1797 | 86717.4 | 31883.7 | 0.4 | 0.41 | 245.6 | 8.7 | 1.1 | 27.2 | 1152.4 | 0.15 | 246.1 | 61.5 | 307.7 | 252.3 | 9.2 | 1.17 | 27.6 | 1176.3 | 0.15 | 252.9 | 62.7 | 315.6 | 343.2 | 10.9 | 1.34 | 36.7 | 1643.7 | 0.16 | 343.8 | 85.7 | 429.5 | 564.7 | 38.5 | 5.43 | 42.6 | 2017 | 0.31 | 567.3 | 102.8 | 670.1 | 38013308 | 1346.9 | 170 | 4209273.2 | 178510.8 | 23 | 38099858.3 | 9535178 | 47635036.2 | 0 | 22.05 | 17.87 | 0 | 39.92 | 23.77 | 20.07 | 0 | 43.84 | 156059260 | 26697774 | 1612166.8 | 1489418.5 | 0 | 3549533.5 | 6210839.5 | 0 | 0 | 4446880.5 | 86450456 | 0 | 370455.6 | 0 | 953812.8 | 25852374 | 391363 | 2481067.2 | 0 | 3223064.2 | 19027830 | 0 | 1312.8 | 265.3 | 0 | 3167 | 0 | 0 | 3287 | 16794.6 | 0 | 4102.8 | 0 | 279.6 | 3318 | 2046.3 | 2235 | 0 | 1594.2 | 0 | 5532.5 | 5068.8 | 22350 | 0 | 0 | 0.13 | 0 | 0 | 0
MI_2040 | MI | 2040 | 132716184 | 3373350.5 | 3780289.2 | 570505.3 | 140440337.6 | 127945815.3 | 105313816 | 26327130 | 48345280 | 0.0359 | 0.0539 | 0.1796 | 85125.27 | 35028.7 | 0.44 | 0.46 | 226.2 | 7.4 | 0.92 | 25.5 | 1080.7 | 0.14 | 226.7 | 57.8 | 284.5 | 229.2 | 7.7 | 0.96 | 25.7 | 1088.8 | 0.14 | 229.7 | 58.1 | 287.8 | 350.8 | 14.8 | 1.96 | 34.4 | 1551.2 | 0.18 | 351.8 | 80.6 | 432.4 | 494.4 | 29.7 | 4.14 | 41 | 1892 | 0.27 | 496.4 | 97.4 | 593.8 | 36495404.8 | 1186 | 147 | 4123139.5 | 174501.1 | 22.2 | 36570875 | 9329334 | 45900209 | 0 | 19.53 | 16.73 | 0 | 36.26 | 21.29 | 19.01 | 0 | 40.3 | 162747490 | 35126520 | 2889457 | 890805.8 | 0 | 3187669.2 | 4898216.5 | 0 | 0 | 4937220 | 85309980 | 0 | 670355.8 | 0 | 888074.1 | 25337036 | 485925.2 | 3063443.5 | 0 | 4725876.5 | 25463426 | 0 | 2084.4 | 192.3 | 0 | 3167 | 0 | 0 | 3752.2 | 16794.6 | 0 | 4826 | 0 | 279.6 | 3318 | 2003.6 | 2235 | 0 | 2281.2 | 0 | 7180.5 | 9005.2 | 22350 | 0 | 0 | 0.12 | 0 | 0 | 0
MI_2045 | MI | 2045 | 140120160 | 6074031.5 | 4010700.5 | 656398.4 | 150861292.1 | 135083627.9 | 99116346.4 | 27112816 | 60515104 | 0.0359 | 0.0539 | 0.1797 | 85971.95 | 37473.2 | 0.49 | 0.49 | 211.7 | 7 | 0.88 | 23.8 | 1002 | 0.13 | 212.1 | 53.7 | 265.8 | 220.8 | 7.4 | 0.94 | 24.6 | 1040 | 0.13 | 221.2 | 55.6 | 276.9 | 345.5 | 12.5 | 1.6 | 35.9 | 1591.2 | 0.18 | 346.3 | 83.4 | 429.7 | 501.4 | 30.1 | 4.19 | 41.8 | 1922 | 0.27 | 503.5 | 99.1 | 602.6 | 38670806.3 | 1274.4 | 159.6 | 4350839.6 | 183286.2 | 23.9 | 38752363.7 | 9819303.1 | 48571666.8 | 0 | 18.66 | 16.67 | 0 | 35.34 | 20.47 | 19.26 | 0 | 39.73 | 184686640 | 51744944 | 5174420.5 | 889429.2 | 0 | 3191491.8 | 5282825 | 0 | 0 | 5463229.5 | 84250136 | 0 | 3834504.8 | 0 | 873448.6 | 25266572 | 981656.8 | 3197202.8 | 0 | 7693211 | 38588504 | 0 | 3472.7 | 192.3 | 0 | 3167 | 0 | 0 | 4256.6 | 14918.6 | 0 | 8650.4 | 0 | 279.6 | 3318 | 2002.6 | 2235 | 0 | 3590.9 | 0 | 10214.8 | 16641.8 | 22350 | 0 | 0 | 0.12 | 0 | 0 | 0
MI_2050 | MI | 2050 | 146848980 | 6303967 | 4631043.5 | 710127.7 | 158494109.4 | 141570481.6 | 98967614 | 28975062 | 64986924 | 0.0359 | 0.0539 | 0.1796 | 84759.84 | 39405.8 | 0.51 | 0.5 | 195.3 | 3.8 | 0.39 | 24.4 | 1013 | 0.12 | 195.5 | 54.6 | 250.1 | 206 | 4 | 0.42 | 25.6 | 1067.5 | 0.12 | 206.2 | 57.4 | 263.7 | 334.7 | 12.8 | 1.67 | 34.4 | 1512.6 | 0.18 | 335.5 | 79.5 | 415 | 463.9 | 21.1 | 2.84 | 44.9 | 1977.8 | 0.26 | 465.3 | 103.9 | 569.2 | 37659776.1 | 725 | 75.2 | 4702929.6 | 195353.3 | 22.7 | 37701920.6 | 10530662.6 | 48232583.3 | 0 | 18.52 | 16.37 | 0 | 34.89 | 20.38 | 18.94 | 0 | 39.33 | 194990460 | 59526496 | 5381576.5 | 871743.7 | 0 | 3191438 | 10763.3 | 0 | 0 | 6102177 | 83381530 | 0 | 12264457 | 0 | 857351.2 | 25096020 | 708516 | 3700586.8 | 0 | 14104614 | 39319704 | 0 | 3517.7 | 192.3 | 0 | 101 | 0 | 0 | 4856.9 | 14790.6 | 0 | 13767.5 | 0 | 279.6 | 3318 | 1424.8 | 2235 | 0 | 6271.3 | 0 | 10373.4 | 16507.4 | 22350 | 0 | 0 | 0.11 | 0 | 0 | 0
MN_2024 | MN | 2024 | 76382800 | 13434.6 | 0 | 857947.9 | 77254178.7 | 73636217.9 | 37793689.7 | 62358764 | 68735260 | 0.0359 | 0.054 | 0.183 | 7769.17 | 15918.4 | 0.73 | 0.73 | 234.7 | 23.9 | 3.45 | 11.9 | 615 | 0.15 | 236.4 | 30.2 | 266.6 | 253.3 | 26.3 | 3.8 | 11.9 | 647.1 | 0.15 | 255.2 | 31.3 | 286.4 | 246.5 | 20.8 | 2.98 | 14.7 | 763.4 | 0.13 | 247.9 | 37.5 | 285.4 | 761 | 66.9 | 9.69 | 44.1 | 2196.9 | 0.46 | 765.6 | 109.7 | 875.3 | 19460647.8 | 1980.2 | 285.7 | 983228.7 | 50990.2 | 12.2 | 19597662.9 | 2506074.9 | 22103737.8 | 0 | 26 | 1.5 | 0 | 27.5 | 27.57 | 1.62 | 0 | 29.19 | 83532030 | 39460490 | 11640.1 | 787338.9 | 0 | 7320781 | 15749248 | 0 | 0 | 1152611.1 | 6412385 | 0 | 225274.4 | 0 | 776217.8 | 12780772 | 7884.7 | 0 | 0 | 6864640 | 31443238 | 0 | 16.8 | 143 | 0 | 3033.9 | 0 | 0 | 859 | 2483 | 0 | 2348.1 | 0 | 197 | 1657 | 475.6 | 0 | 0 | 3273 | 0 | 8392.9 | 33.6 | 0 | 0 | 0 | 0.25 | 0 | 0 | 0
MN_2026 | MN | 2026 | 77362680 | 17431 | 0 | 1005714.6 | 78385827.2 | 74580878.6 | 17551215.4 | 73733360 | 90277670 | 0.0359 | 0.054 | 0.183 | 40918.04 | 16285.6 | 0.86 | 0.84 | 118.9 | 11.6 | 1.67 | 7 | 327.8 | 0.09 | 119.7 | 16.8 | 136.5 | 142.3 | 14.3 | 2.07 | 7.6 | 377.9 | 0.1 | 143.2 | 18.9 | 162.1 | 139.2 | 10.3 | 1.46 | 9.6 | 475.4 | 0.07 | 139.9 | 23.8 | 163.7 | 612.9 | 53.5 | 7.7 | 35.6 | 1813.2 | 0.35 | 616.6 | 89.8 | 706.4 | 11151630.9 | 1090.3 | 156.9 | 658411.1 | 30748.8 | 8 | 11226948.9 | 1576911.5 | 12803860.4 | 0 | 20.67 | 7.79 | 0 | 28.45 | 21.93 | 8.35 | 0 | 30.27 | 94828390 | 60834612 | 14727.7 | 728523.2 | 0 | 6822323 | 8528061 | 0 | 0 | 1438927 | 4904454 | 0 | 98243 | 0 | 711072.8 | 12182773 | 3603.3 | 0 | 0 | 22908200 | 36487484 | 0 | 16.8 | 143 | 0 | 2353.9 | 0 | 0 | 1090.8 | 2483 | 0 | 2066.1 | 0 | 197 | 1657 | 449.4 | 0 | 0 | 10960.8 | 0 | 9881.6 | 33.6 | 0 | 0 | 0 | 0.28 | 0 | 0 | 0
MN_2028 | MN | 2028 | 79655740 | 60637.6 | 0 | 1033324.3 | 80749708.2 | 76791513.3 | 16444468.5 | 76448270 | 90643200 | 0.0359 | 0.054 | 0.183 | 56414.56 | 16713.5 | 0.9 | 0.9 | 77.5 | 7.5 | 1.07 | 5.1 | 217.9 | 0.06 | 78 | 11.6 | 89.6 | 91.1 | 9.1 | 1.31 | 5.4 | 246.3 | 0.07 | 91.8 | 12.7 | 104.5 | 74.8 | 2.9 | 0.38 | 7.6 | 338.8 | 0.04 | 75 | 17.7 | 92.7 | 482.1 | 40.2 | 5.78 | 30.2 | 1481.5 | 0.28 | 484.9 | 74.4 | 559.3 | 7231646.3 | 697 | 100.2 | 473201.7 | 20348.8 | 6 | 7279763.3 | 1081224.9 | 8360988.2 | 0 | 16.11 | 10.95 | 0 | 27.06 | 17.11 | 11.73 | 0 | 28.84 | 94838780 | 64305240 | 51556.7 | 573412.6 | 0 | 8541137 | 5464217 | 0 | 0 | 1916492.8 | 3507885.5 | 0 | 49460.3 | 0 | 665375.2 | 11679099 | 1404.1 | 0 | 0 | 22545440 | 39843308 | 0 | 40.3 | 107 | 0 | 2353.9 | 0 | 0 | 1456 | 2483 | 0 | 2042.1 | 0 | 197 | 1657 | 324.5 | 0 | 0 | 10960.8 | 0 | 10922.5 | 127.5 | 0 | 0 | 0 | 0.28 | 0 | 0 | 0
MN_2030 | MN | 2030 | 81373496 | 490612.8 | 0 | 1096234 | 82960344.4 | 78447530.8 | 18774661.2 | 82118400 | 92471070 | 0.0359 | 0.054 | 0.183 | 65747.26 | 17378.3 | 0.94 | 0.93 | 53 | 5.3 | 0.76 | 3.7 | 145.2 | 0.05 | 53.4 | 8.1 | 61.4 | 60.1 | 6.1 | 0.89 | 3.8 | 158.5 | 0.05 | 60.5 | 8.5 | 69 | 90 | 4.7 | 0.63 | 8.1 | 371.8 | 0.05 | 90.4 | 19.2 | 109.5 | 412.7 | 34.7 | 4.97 | 25.4 | 1276.6 | 0.23 | 415.1 | 63.5 | 478.6 | 4844097.6 | 480.6 | 69.2 | 342692.1 | 13282.6 | 4.7 | 4877316 | 739809.3 | 5617125.2 | 0 | 13.89 | 13.4 | 0 | 27.29 | 14.8 | 14.42 | 0 | 29.22 | 93178630 | 64185684 | 417714.5 | 549730.4 | 0 | 10198027 | 3784666.5 | 0 | 0 | 2649116.5 | 2031160.6 | 0 | 26591.5 | 0 | 625861.6 | 11358508 | 684.6 | 0 | 0 | 21493692 | 40042876 | 0 | 277.3 | 107 | 0 | 1991.9 | 0 | 0 | 2024.2 | 2366 | 0 | 1962.3 | 0 | 197 | 1657 | 146.3 | 0 | 0 | 11006.4 | 0 | 11029.6 | 1077.5 | 0 | 0 | 0 | 0.28 | 0 | 0 | 0
MN_2035 | MN | 2035 | 86894880 | 2385764 | 0 | 1106926.7 | 90387573.8 | 83770481.1 | 23874488.9 | 86924820 | 90462260 | 0.0359 | 0.054 | 0.183 | 89334.78 | 19154.7 | 0.97 | 0.97 | 17.6 | 1.4 | 0.19 | 2.5 | 62.2 | 0.03 | 17.7 | 4.3 | 22 | 27.1 | 2.5 | 0.36 | 2.6 | 81.6 | 0.04 | 27.2 | 5.1 | 32.3 | 115 | 6.9 | 0.96 | 9.4 | 446.5 | 0.06 | 115.5 | 22.7 | 138.2 | 396.2 | 33 | 4.72 | 24.8 | 1231.4 | 0.23 | 398.5 | 61.5 | 460 | 1610926 | 125 | 17.6 | 227792 | 5703.8 | 3.1 | 1619468.6 | 398625.2 | 2018093.8 | 0 | 13.2 | 18.02 | 0 | 31.21 | 14.22 | 19.79 | 0 | 34.01 | 93714600 | 66513080 | 2024988.2 | 549317 | 0 | 10154327 | 890360.4 | 0 | 0 | 3669969.5 | 1619938.2 | 0 | 7074.6 | 0 | 614825.4 | 11340396 | 289.7 | 0 | 0 | 21374248 | 41468868 | 0 | 1369 | 107 | 0 | 604.9 | 0 | 0 | 2845.4 | 2366 | 0 | 1962.3 | 0 | 197 | 1657 | 140.7 | 0 | 0 | 11308.6 | 0 | 11484.8 | 6275.9 | 0 | 0 | 0 | 0.28 | 0 | 0 | 0
MN_2040 | MN | 2040 | 93076930 | 4226895.5 | 0 | 1107362.3 | 98411187 | 89730320.5 | 24393058.7 | 85362500 | 89054376 | 0.0359 | 0.054 | 0.183 | 86560.1 | 21016.5 | 0.98 | 0.98 | 11.9 | 0.9 | 0.13 | 2 | 43 | 0.03 | 11.9 | 3.3 | 15.2 | 17.3 | 1.6 | 0.22 | 2 | 53.9 | 0.03 | 17.4 | 3.6 | 21.1 | 130.1 | 8.2 | 1.13 | 11.2 | 498.4 | 0.08 | 130.6 | 26 | 156.7 | 327 | 25.8 | 3.67 | 21.9 | 1069.4 | 0.18 | 328.8 | 53.8 | 382.5 | 1170846.6 | 89.8 | 12.7 | 197003.4 | 4247.4 | 2.9 | 1176981.2 | 324362.4 | 1501343.6 | 0 | 11.03 | 16.65 | 0 | 27.68 | 12 | 18.59 | 0 | 30.59 | 101877880 | 74018130 | 3589109.5 | 529483 | 0 | 10215908 | 643109.4 | 0 | 0 | 3595998 | 1224802.8 | 0 | 6581.7 | 0 | 568105.4 | 11082539 | 112.1 | 0 | 0 | 24937406 | 45484724 | 0 | 2781.2 | 107 | 0 | 604.9 | 0 | 0 | 2903.5 | 2366 | 0 | 1939.8 | 0 | 197 | 1657 | 139.5 | 0 | 0 | 13989.8 | 0 | 12390.1 | 10785.5 | 0 | 0 | 0 | 0.28 | 0 | 0 | 0
MN_2045 | MN | 2045 | 98639810 | 6882839 | 0 | 1203463.9 | 106726114.6 | 95093198.5 | 25344523 | 99620240 | 95378040 | 0.0359 | 0.054 | 0.183 | 87251.8 | 22541.5 | 0.97 | 0.97 | 15.8 | 1.1 | 0.16 | 1.4 | 56.4 | 0.01 | 15.8 | 3.1 | 18.9 | 21.6 | 1.8 | 0.26 | 1.5 | 68 | 0.01 | 21.7 | 3.6 | 25.3 | 128.1 | 6.9 | 0.94 | 12.2 | 528.8 | 0.09 | 128.6 | 28 | 156.6 | 315 | 22.2 | 3.13 | 23.4 | 1115.3 | 0.17 | 316.6 | 56.7 | 373.3 | 1563850.3 | 112.8 | 15.8 | 140924.9 | 5588.2 | 1 | 1571528.5 | 307734.6 | 1879263 | 0 | 11.1 | 16.47 | 0 | 27.58 | 12.25 | 18.82 | 0 | 31.07 | 102193650 | 81381590 | 5851305 | 531693.3 | 0 | 10295806 | 786025.2 | 0 | 0 | 3549225.5 | 1823980.2 | 0 | 96.5 | 0 | 568956.8 | 954196.8 | 0 | 0 | 0 | 29477020 | 48355344 | 0 | 4419.8 | 107 | 0 | 604.9 | 0 | 0 | 2961.7 | 2206 | 0 | 1939.8 | 0 | 197 | 142.2 | 134.5 | 0 | 0 | 16307.7 | 0 | 12903.1 | 18080.1 | 0 | 0 | 0 | 0.28 | 0 | 0 | 0
MN_2050 | MN | 2050 | 103736824 | 7220572 | 0 | 1229364.8 | 112186757.8 | 100006888 | 20059683.8 | 96601290 | 96853960 | 0.0359 | 0.054 | 0.183 | 86468.76 | 23787.2 | 0.97 | 0.97 | 14.4 | 0.9 | 0.13 | 1.2 | 55.5 | 0.01 | 14.5 | 2.9 | 17.4 | 17.6 | 1.3 | 0.18 | 1.3 | 62.1 | 0.01 | 17.7 | 3.2 | 20.9 | 128.3 | 6.3 | 0.84 | 13.4 | 552.7 | 0.1 | 128.7 | 29.9 | 158.6 | 291.2 | 18.7 | 2.6 | 23 | 1090.9 | 0.15 | 292.4 | 55.5 | 347.9 | 1572688.5 | 99 | 13.7 | 135985.6 | 6043.7 | 0.8 | 1579370.7 | 316302.2 | 1895672.9 | 0 | 10.38 | 16.4 | 0 | 26.77 | 11.47 | 18.72 | 0 | 30.19 | 112131220 | 92127070 | 6162285 | 277507.6 | 0 | 10151417 | 658653.3 | 0 | 0 | 3538222 | 2207880.2 | 0 | 59.5 | 0 | 546330.2 | 0 | 0 | 0 | 0 | 33866484 | 54722370 | 0 | 4523.7 | 74 | 0 | 585.4 | 0 | 0 | 3056.6 | 2155 | 0 | 2838.1 | 0 | 197 | 0 | 95.9 | 0 | 0 | 19262.9 | 0 | 14795.6 | 17693.9 | 0 | 0 | 0 | 0.28 | 0 | 0 | 0
MO_2024 | MO | 2024 | 90564100 | 1577.8 | 678276.8 | 1519974 | 92763928.2 | 87307471.5 | 84421170.3 | 88500260 | 82016380 | 0.0359 | 0.054 | 0.1739 | 13569.53 | 21983.6 | 0.24 | 0.42 | 758.4 | 85.3 | 12.39 | 26.2 | 1720.2 | 0.4 | 764.3 | 77.6 | 841.9 | 597.4 | 66.7 | 9.69 | 21.3 | 1369.6 | 0.32 | 602 | 62.2 | 664.2 | 343.7 | 27.7 | 3.96 | 21.7 | 1097.3 | 0.18 | 345.6 | 54.5 | 400 | 800.3 | 67.3 | 9.74 | 49.4 | 2376.4 | 0.49 | 804.9 | 120.3 | 925.3 | 64984705.6 | 7311 | 1061.9 | 2247755.4 | 147355.9 | 34.1 | 65492469.6 | 6648280.7 | 72140750.3 | 0 | 28.51 | 3.07 | 0 | 31.58 | 30.35 | 3.37 | 0 | 33.72 | 86253656 | 8342758.5 | 1355.5 | 61790.7 | 0 | 0 | 61732136 | 0 | 0 | 323801.8 | 4171185.2 | 0 | 65555.6 | 0 | 1391479.4 | 9936318 | 4764.7 | 546320.7 | 0 | 173294.9 | 7845661.5 | 0 | 2.2 | 14.1 | 0 | 10129.2 | 0 | 0 | 217.8 | 1812.2 | 0 | 3491.5 | 0 | 548.5 | 1247 | 928.2 | 657 | 0 | 78 | 0 | 2227.8 | 4.4 | 6570 | 0 | 0 | 0.1 | 0 | 0 | 0
MO_2026 | MO | 2026 | 92354790 | 7191.3 | 682359.2 | 1692944.2 | 94737287.1 | 89033739.5 | 84623777 | 100320910 | 86843430 | 0.0359 | 0.054 | 0.1738 | 45824.57 | 22412.3 | 0.27 | 0.5 | 725.5 | 81.7 | 11.86 | 25.1 | 1643.6 | 0.38 | 731.2 | 74.2 | 805.4 | 513.3 | 57.5 | 8.34 | 18.4 | 1174.1 | 0.28 | 517.3 | 53.4 | 570.7 | 243.2 | 16.9 | 2.37 | 17.8 | 867.1 | 0.13 | 244.4 | 43.7 | 288.1 | 734.8 | 61.6 | 8.86 | 45 | 2232.6 | 0.42 | 739.1 | 111.7 | 850.8 | 58504782.2 | 6588.4 | 957 | 2026561.5 | 132482.7 | 30.9 | 58962374.8 | 5982992.4 | 64945367.2 | 0 | 25.86 | 9.81 | 0 | 35.68 | 27.56 | 10.77 | 0 | 38.34 | 81221304 | 10113510 | 6091.6 | 58696.4 | 0 | 0 | 55548628 | 0 | 0 | 407650.4 | 3622262 | 0 | 51738.5 | 0 | 1340362.8 | 9933224 | 4279 | 542513.2 | 0 | 180408.6 | 9525451 | 0 | 5.9 | 14.1 | 0 | 10129.2 | 0 | 0 | 274.6 | 1812.2 | 0 | 3296.2 | 0 | 548.5 | 1247 | 694.4 | 657 | 0 | 82.1 | 0 | 2660.1 | 19.1 | 6570 | 0 | 0 | 0.1 | 0 | 0 | 0
MO_2028 | MO | 2028 | 94582500 | 358175 | 1144145 | 2279023.4 | 98363841.4 | 91181322.6 | 64095925.6 | 134138060 | 119228010 | 0.0359 | 0.054 | 0.1738 | 57808.84 | 22851.1 | 0.55 | 0.69 | 438.9 | 49.4 | 7.17 | 15.6 | 996.3 | 0.24 | 442.4 | 45.3 | 487.7 | 309.4 | 34.5 | 5.01 | 11.5 | 711.6 | 0.18 | 311.8 | 32.8 | 344.6 | 152.5 | 5.8 | 0.74 | 15.5 | 700.7 | 0.07 | 152.9 | 36.4 | 189.3 | 560.4 | 44.7 | 6.41 | 37.1 | 1774.9 | 0.34 | 563.5 | 90.1 | 653.6 | 36258298.6 | 4080.8 | 592.7 | 1286359.9 | 82253.5 | 19.8 | 36541725 | 3742922.5 | 40284647.6 | 0 | 19.72 | 11.11 | 0 | 30.83 | 21.21 | 12.29 | 0 | 33.5 | 83437420 | 34267916 | 309752.4 | 49165.6 | 0 | 0 | 34871484 | 0 | 0 | 571742.3 | 2339616.5 | 0 | 23478.9 | 0 | 1310984.5 | 9351641 | 803.6 | 912583.6 | 0 | 881216.1 | 32814956 | 0 | 239.9 | 14.1 | 0 | 9085.2 | 0 | 0 | 383.8 | 1812.2 | 0 | 3227.3 | 0 | 569.5 | 1247 | 427.3 | 657 | 0 | 364 | 0 | 8501.4 | 957.1 | 6570 | 0 | 0 | 0.1 | 0 | 0 | 0
MO_2030 | MO | 2030 | 97140216 | 367183 | 1145012.8 | 2530261.1 | 101182673.4 | 93647068.6 | 49158741.8 | 144363100 | 134865550 | 0.0359 | 0.054 | 0.1738 | 64879.49 | 23611.3 | 0.69 | 0.78 | 306.2 | 34.7 | 5.04 | 10.8 | 687.6 | 0.17 | 308.6 | 31.4 | 339.9 | 226.1 | 25.5 | 3.7 | 8.4 | 512.5 | 0.13 | 227.9 | 23.7 | 251.6 | 137.2 | 6.7 | 0.9 | 12.6 | 582.3 | 0.07 | 137.6 | 30 | 167.6 | 478.3 | 39.3 | 5.62 | 30.4 | 1505.1 | 0.27 | 481 | 75.3 | 556.3 | 27718132.7 | 3142.1 | 456.6 | 978756.6 | 62208.3 | 15.5 | 27936418.4 | 2836800.1 | 30773218.5 | 0 | 16.66 | 12.14 | 0 | 28.8 | 17.93 | 13.4 | 0 | 31.33 | 91710830 | 52023932 | 313680.5 | 41316.8 | 0 | 0 | 26967340 | 0 | 0 | 846113.2 | 1265707.4 | 0 | 7237.4 | 0 | 1233059.9 | 8936489 | 330.3 | 921733.8 | 0 | 1552283.4 | 49625536 | 0 | 248.2 | 14.1 | 0 | 8901.2 | 0 | 0 | 566.7 | 1812.2 | 0 | 2980.8 | 0 | 569.5 | 1247 | 213.3 | 657 | 0 | 641.1 | 0 | 12720.5 | 990.6 | 6570 | 0 | 0 | 0.1 | 0 | 0 | 0
MO_2035 | MO | 2035 | 103711064 | 939905.4 | 1111755.4 | 2775447 | 108538169 | 99981686.9 | 48463946.2 | 158624000 | 147194640 | 0.0359 | 0.054 | 0.1738 | 88696.41 | 25583 | 0.74 | 0.81 | 259.7 | 29.5 | 4.29 | 9.2 | 580.9 | 0.15 | 261.7 | 26.5 | 288.3 | 193.2 | 21.9 | 3.18 | 7.1 | 434.5 | 0.11 | 194.7 | 20.1 | 214.8 | 174.6 | 11.5 | 1.61 | 13.3 | 648.1 | 0.09 | 175.4 | 32.6 | 208 | 444.8 | 36.5 | 5.23 | 28.3 | 1396.8 | 0.26 | 447.3 | 70 | 517.2 | 24855738 | 2825.6 | 410.7 | 877721.4 | 55551.4 | 14.1 | 25052052.8 | 2536999.1 | 27589051.9 | 0 | 15.21 | 16.47 | 0 | 31.68 | 16.4 | 18.27 | 0 | 34.67 | 97112296 | 60074228 | 792836.1 | 38684.2 | 0 | 0 | 24340006 | 0 | 0 | 1629722.8 | 907670.8 | 0 | 38176.5 | 0 | 1193595.1 | 8834756 | 42.4 | 892304.4 | 0 | 9250994 | 49193508 | 0 | 804.3 | 14.1 | 0 | 8901.2 | 0 | 0 | 1098.5 | 1812.2 | 0 | 4269.9 | 0 | 569.5 | 1247 | 196.1 | 657 | 0 | 3761.3 | 0 | 12836 | 2310 | 6570 | 0 | 0 | 0.1 | 0 | 0 | 0
MO_2040 | MO | 2040 | 111071720 | 1236073.9 | 1164897 | 2791723.8 | 116264416.7 | 107077733.1 | 52188558 | 163654000 | 140368940 | 0.0359 | 0.054 | 0.1738 | 87479.89 | 27824.3 | 0.82 | 0.88 | 181.5 | 20.5 | 2.98 | 6.8 | 409.3 | 0.11 | 182.9 | 19 | 201.9 | 126.7 | 14.3 | 2.07 | 5 | 288.3 | 0.08 | 127.7 | 13.6 | 141.4 | 181.1 | 12.4 | 1.72 | 13.9 | 662.5 | 0.1 | 181.9 | 33.7 | 215.6 | 385.8 | 29.9 | 4.26 | 26.2 | 1272.9 | 0.22 | 387.9 | 64.2 | 452.1 | 16546073.3 | 1873.6 | 272.2 | 615861.3 | 37273.7 | 9.9 | 16676229.5 | 1729330.3 | 18405559.8 | 0 | 13.46 | 16.13 | 0 | 29.59 | 14.51 | 17.89 | 0 | 32.4 | 92906160 | 64075860 | 1052285.8 | 35227.3 | 0 | 0 | 16135262 | 0 | 0 | 2406636.8 | 771545 | 0 | 51965 | 0 | 1149939.4 | 8691438 | 74.3 | 942566.2 | 0 | 9166386 | 52502836 | 0 | 1032.6 | 14.1 | 0 | 7657.2 | 0 | 0 | 1650.9 | 1812.2 | 0 | 4974.8 | 0 | 569.5 | 1247 | 137.6 | 657 | 0 | 3863.1 | 0 | 13870.1 | 2874.9 | 6570 | 0 | 0 | 0.1 | 0 | 0 | 0
MO_2045 | MO | 2045 | 117425580 | 2769325.8 | 1205929.8 | 2899948.6 | 124300789.8 | 113203092 | 58411270.5 | 178560000 | 137854600 | 0.0359 | 0.054 | 0.1737 | 87272.98 | 29597.8 | 0.84 | 0.91 | 152.1 | 17 | 2.46 | 5.2 | 349.2 | 0.08 | 153.3 | 15.6 | 168.9 | 94.6 | 10.5 | 1.52 | 3.4 | 220.4 | 0.05 | 95.3 | 10 | 105.3 | 182.1 | 10.9 | 1.49 | 15.6 | 717.4 | 0.1 | 182.8 | 37 | 219.8 | 356.9 | 26.2 | 3.7 | 25.7 | 1230.1 | 0.19 | 358.7 | 62.4 | 421.1 | 12423011.7 | 1388.7 | 201.6 | 421654.2 | 28413.7 | 6.1 | 12519437.2 | 1270058 | 13789495.2 | 0 | 12.74 | 15.92 | 0 | 28.65 | 13.81 | 17.83 | 0 | 31.64 | 83402824 | 65889524 | 2354116 | 33306.7 | 0 | 0 | 11965153 | 0 | 0 | 3262709.2 | 982092.4 | 0 | 109939.8 | 0 | 1104631.9 | 0 | 0 | 964064.3 | 0 | 10457210 | 52169600 | 0 | 1976.1 | 14.1 | 0 | 5953.8 | 0 | 0 | 2278.9 | 1812.2 | 0 | 10603 | 0 | 569.5 | 0 | 124 | 657 | 0 | 4503.4 | 0 | 14114.3 | 7067.8 | 6570 | 0 | 0 | 0.1 | 0 | 0 | 0
MO_2050 | MO | 2050 | 123125940 | 2543141.5 | 1249648.4 | 3092118.9 | 130010842.9 | 118698309.1 | 25915016.3 | 172698560 | 158510740 | 0.0359 | 0.054 | 0.1736 | 86429.07 | 31001.5 | 0.94 | 0.94 | 55 | 5.5 | 0.79 | 2.5 | 146.5 | 0.03 | 55.4 | 6.8 | 62.2 | 48.8 | 4.8 | 0.7 | 2.2 | 130.8 | 0.02 | 49.1 | 6.1 | 55.3 | 160.5 | 7.6 | 1.01 | 16 | 696.2 | 0.1 | 161 | 36.8 | 197.7 | 336.3 | 21.5 | 2.99 | 26.7 | 1261.5 | 0.18 | 337.8 | 64.3 | 402.1 | 6088043.3 | 618.8 | 89.3 | 263052.4 | 15880 | 3 | 6130854.8 | 737087.9 | 6867942.7 | 0 | 12.63 | 15.67 | 0 | 28.3 | 13.66 | 17.47 | 0 | 31.13 | 115837930 | 104095820 | 2178261.2 | 31484 | 0 | 0 | 5353383.5 | 0 | 0 | 4216491.5 | 1349051.6 | 0 | 744137.4 | 0 | 1085487.9 | 0 | 0 | 1000300.1 | 0 | 10068201 | 89811140 | 0 | 1476.1 | 14.1 | 0 | 3506.8 | 0 | 0 | 3020.7 | 1812.2 | 0 | 13792.1 | 0 | 569.5 | 0 | 102.3 | 657 | 0 | 4742.9 | 0 | 24790.2 | 6074 | 6570 | 0 | 0 | 0.1 | 0 | 0 | 0
MS_2024 | MS | 2024 | 53804680 | 0 | 0 | 390531.7 | 54195212.6 | 51870205.4 | 53480227.8 | 23281996 | 17253144 | 0.0359 | 0.054 | 0.1751 | 4309.99 | 11289.5 | 0.25 | 0.31 | 367.3 | 17.7 | 2.36 | 35.7 | 1577 | 0.22 | 368.5 | 82.8 | 451.3 | 372.1 | 19.6 | 2.7 | 35.3 | 1506.8 | 0.25 | 373.4 | 80.3 | 453.7 | 389 | 21 | 3.01 | 35.6 | 1448.8 | 0.29 | 390.4 | 78.8 | 469.3 | 767.7 | 58.5 | 8.45 | 53.3 | 2434.9 | 0.49 | 771.8 | 126 | 897.7 | 17564451.8 | 844.2 | 112.8 | 1710826.5 | 75451.2 | 10.4 | 17620389.5 | 3962125.5 | 21582515 | 0 | 31.25 | 0.9 | 0 | 32.15 | 33.08 | 0.98 | 0 | 34.06 | 48104490 | 714984.8 | 0 | 7323.4 | 0 | 0 | 4575016.5 | 0 | 0 | 33994.7 | 31387210 | 0 | 80257.6 | 0 | 0 | 11189919 | 149777 | 0 | 0 | 680990.1 | 0 | 0 | 0 | 1.6 | 0 | 1444 | 0 | 0 | 22.9 | 8354.4 | 0 | 440.2 | 0 | 0 | 1401 | 906.3 | 0 | 0 | 318.1 | 0 | 0 | 0 | 0 | 0 | 0 | 0 | 0 | 0 | 0
MS_2026 | MS | 2026 | 55004492 | 60254.8 | 0 | 437967.4 | 55502719.8 | 53026889.7 | 54397559.1 | 28774260 | 17653312 | 0.0359 | 0.054 | 0.1751 | 39219.81 | 11554.4 | 0.28 | 0.36 | 351.1 | 17 | 2.27 | 34.3 | 1507.1 | 0.21 | 352.2 | 79.3 | 431.5 | 337.1 | 17.5 | 2.39 | 32.3 | 1386.3 | 0.23 | 338.3 | 73.7 | 412 | 355.1 | 14.2 | 1.94 | 36.5 | 1516.6 | 0.23 | 356.1 | 81.8 | 437.8 | 722.7 | 54.3 | 7.78 | 50.1 | 2372.1 | 0.43 | 726.5 | 120.9 | 847.4 | 15454541.5 | 747.5 | 99.8 | 1510896.5 | 66389.3 | 9.4 | 15504062.4 | 3491857.8 | 18995920.2 | 0 | 29.42 | 8.12 | 0 | 37.54 | 31.16 | 8.78 | 0 | 39.95 | 44290104 | 1105160.8 | 51237.8 | 7323.4 | 0 | 0 | 4078753.5 | 0 | 0 | 82236.3 | 27726896 | 0 | 53729.6 | 0 | 0 | 11182393 | 84608.8 | 0 | 0 | 1022924.4 | 0 | 0 | 28.7 | 1.6 | 0 | 1444 | 0 | 0 | 55.3 | 8214.4 | 0 | 440.2 | 0 | 0 | 1401 | 847.3 | 0 | 0 | 466.4 | 0 | 0 | 172.1 | 0 | 0 | 0 | 0 | 0 | 0 | 0
MS_2028 | MS | 2028 | 56542264 | 316764.5 | 0 | 786004.7 | 57645038.8 | 54509386.2 | 55627497 | 51351670 | 33060266 | 0.0359 | 0.054 | 0.175 | 48468.72 | 11722.1 | 0.34 | 0.53 | 304.5 | 13 | 1.7 | 31.9 | 1365.4 | 0.2 | 305.4 | 72.6 | 378 | 232.3 | 10.2 | 1.35 | 24.4 | 1020.5 | 0.16 | 232.9 | 54.9 | 287.8 | 310 | 6.2 | 0.64 | 36.4 | 1607.2 | 0.14 | 310.3 | 84.3 | 394.7 | 604.8 | 40.4 | 5.72 | 47 | 2150.1 | 0.36 | 607.5 | 111.1 | 718.6 | 11864930.7 | 504.6 | 65.9 | 1243104.6 | 53257.2 | 7.6 | 11897954.6 | 2832244.7 | 14730199.2 | 0 | 25.49 | 9.62 | 0 | 35.11 | 27.05 | 10.47 | 0 | 37.52 | 39221510 | 2017541.8 | 272671.4 | 7160.3 | 0 | 0 | 2525645 | 0 | 0 | 210023.7 | 23296770 | 0 | 29603.6 | 0 | 0 | 11023961 | 48157.9 | 0 | 0 | 1807518.2 | 0 | 0 | 131.5 | 1.6 | 0 | 1444 | 0 | 0 | 141 | 8214.4 | 0 | 440.2 | 0 | 0 | 1401 | 847.3 | 0 | 0 | 802.1 | 0 | 0 | 788.7 | 0 | 0 | 0 | 0 | 0 | 0 | 0
MS_2030 | MS | 2030 | 58378220 | 529982.5 | 0 | 1156814 | 60065016.1 | 56279347.4 | 57099094.7 | 73175670 | 48234924 | 0.0359 | 0.054 | 0.175 | 57054.94 | 12209.5 | 0.41 | 0.64 | 256.1 | 9.1 | 1.14 | 29.1 | 1208.3 | 0.18 | 256.7 | 65.2 | 321.9 | 167.8 | 6.8 | 0.88 | 18.6 | 762.2 | 0.12 | 168.3 | 41.3 | 209.6 | 323.4 | 11 | 1.36 | 33.9 | 1535.3 | 0.15 | 324.1 | 79.7 | 403.8 | 558 | 37.7 | 5.32 | 42.7 | 2001.3 | 0.32 | 560.6 | 102.4 | 663 | 8891079.4 | 312.8 | 39.3 | 1013103.3 | 42016.6 | 6.2 | 8911128.8 | 2266883.3 | 11178012 | 0 | 23.91 | 11.09 | 0 | 35.01 | 25.44 | 12.15 | 0 | 37.58 | 34939316 | 2965921.2 | 450492.7 | 6859.4 | 0 | 0 | 1305632.8 | 0 | 0 | 476201.4 | 19318430 | 0 | 14728.5 | 0 | 0 | 10834782 | 42471.1 | 0 | 0 | 2489720 | 0 | 0 | 253.1 | 1.6 | 0 | 1138.8 | 0 | 0 | 320 | 8175.1 | 0 | 440.2 | 0 | 0 | 1401 | 847.3 | 0 | 0 | 1085 | 0 | 0 | 1275.3 | 0 | 0 | 0 | 0 | 0 | 0 | 0
MS_2035 | MS | 2035 | 63360436 | 3560916 | 0 | 1143489.8 | 68064839.3 | 61082497.4 | 58794297.2 | 75539896 | 44414676 | 0.0359 | 0.054 | 0.175 | 84419.78 | 13542.6 | 0.63 | 0.76 | 166.7 | 6.7 | 0.87 | 19 | 763.8 | 0.13 | 167.2 | 41.8 | 208.9 | 118.5 | 5.5 | 0.73 | 12.9 | 519.1 | 0.1 | 118.9 | 28.4 | 147.2 | 322.8 | 15 | 1.99 | 30.2 | 1403.3 | 0.15 | 323.8 | 72.1 | 395.9 | 506.4 | 33.7 | 4.73 | 39.1 | 1841.6 | 0.28 | 508.7 | 94.1 | 602.7 | 6070167.2 | 242.3 | 31.2 | 693182.6 | 27879 | 4.9 | 6085915.7 | 1525301.2 | 7611216.9 | 0 | 21.3 | 15.85 | 0 | 37.15 | 23.17 | 18.11 | 0 | 41.28 | 36725440 | 9270542 | 3016122 | 6399.6 | 0 | 0 | 1160252 | 0 | 0 | 1524133 | 12581533 | 0 | 7999.7 | 0 | 0 | 10666768 | 15825.4 | 0 | 0 | 7746409 | 0 | 0 | 1634.5 | 1.6 | 0 | 1138.8 | 0 | 0 | 1027.8 | 8175.1 | 0 | 440.2 | 0 | 0 | 1401 | 728.2 | 0 | 0 | 3247.8 | 0 | 0 | 9033.9 | 0 | 0 | 0 | 0 | 0 | 0 | 0
MS_2040 | MS | 2040 | 68942570 | 8690064 | 0 | 1417734.4 | 79050366.8 | 66463999.2 | 26496513.3 | 75004824 | 76890936 | 0.0359 | 0.054 | 0.1734 | 83635.81 | 15104.8 | 0.87 | 0.88 | 54.2 | 1.6 | 0.2 | 6.9 | 266.1 | 0.05 | 54.3 | 14.9 | 69.2 | 56.5 | 2.2 | 0.27 | 6.9 | 263.5 | 0.05 | 56.7 | 14.8 | 71.4 | 306 | 17.5 | 2.4 | 25.7 | 1225.1 | 0.15 | 307.2 | 62.3 | 369.5 | 411.3 | 25.6 | 3.56 | 33.8 | 1557.9 | 0.23 | 413 | 80.2 | 493.3 | 4332306.8 | 128.6 | 15.5 | 556972.4 | 21345.6 | 3.9 | 4340357.5 | 1194149 | 5534506.5 | 0 | 16.99 | 14.9 | 0 | 31.89 | 19.15 | 18.2 | 0 | 37.35 | 80817640 | 52553852 | 7416258.5 | 6058.5 | 0 | 0 | 436188 | 0 | 0 | 1870859.4 | 10219016 | 0 | 7777.5 | 0 | 0 | 10162882 | 15605.6 | 0 | 0 | 24843510 | 25839486 | 0 | 3652.2 | 1.6 | 0 | 1138.8 | 0 | 0 | 1297.5 | 8175.1 | 0 | 440.2 | 0 | 0 | 1401 | 728.2 | 0 | 0 | 10172 | 0 | 7930.2 | 22270.1 | 0 | 0 | 0 | 0 | 0 | 0 | 0
MS_2045 | MS | 2045 | 73847520 | 11221433 | 0 | 1530292.9 | 86599243.2 | 71192637 | 24759506.9 | 78202376 | 85164900 | 0.0359 | 0.054 | 0.1731 | 82208.86 | 16355.1 | 0.87 | 0.88 | 49.8 | 1.2 | 0.13 | 6.6 | 255.2 | 0.04 | 49.9 | 14.2 | 64.1 | 53.4 | 1.6 | 0.19 | 6.8 | 262.5 | 0.05 | 53.5 | 14.6 | 68.2 | 255.8 | 13.7 | 1.85 | 23.8 | 1058.3 | 0.15 | 256.7 | 55.4 | 312 | 354.3 | 19.8 | 2.71 | 31.1 | 1420 | 0.19 | 355.6 | 73.5 | 429.1 | 4611270.9 | 107.2 | 11.8 | 612264.8 | 23670.3 | 4 | 4617699.3 | 1318731.1 | 5936430.4 | 0 | 14.89 | 14.47 | 0 | 29.37 | 17.26 | 18.08 | 0 | 35.34 | 93439560 | 61839736 | 9624758 | 5434 | 0 | 0 | 193548.6 | 0 | 0 | 1995238.2 | 11769197 | 0 | 3345.6 | 0 | 0 | 9998452 | 5091.3 | 0 | 0 | 34355852 | 25488648 | 0 | 4621 | 1.6 | 0 | 1138.8 | 0 | 0 | 1478.4 | 8175.1 | 0 | 440.2 | 0 | 0 | 1401 | 492.2 | 0 | 0 | 15070.1 | 0 | 7930.2 | 27551.3 | 0 | 0 | 0 | 0 | 0 | 0 | 0
MS_2050 | MS | 2050 | 78409060 | 9681947 | 0 | 1577547.2 | 89668552 | 75590179.4 | 22847176.2 | 85401980 | 85816810 | 0.0359 | 0.054 | 0.1732 | 79113.84 | 17431.9 | 0.83 | 0.86 | 65.8 | 1.6 | 0.18 | 7.5 | 333.4 | 0.03 | 65.9 | 17.4 | 83.3 | 63.5 | 2 | 0.24 | 7 | 307.8 | 0.03 | 63.7 | 16.1 | 79.8 | 230.5 | 11.5 | 1.54 | 23 | 982 | 0.16 | 231.3 | 52.3 | 283.6 | 351.1 | 18 | 2.43 | 31.9 | 1462.7 | 0.18 | 352.3 | 75.5 | 427.8 | 5852844.8 | 139.2 | 15.5 | 665292 | 29689.9 | 2.6 | 5861222.4 | 1550751.3 | 7411973.7 | 0 | 15.05 | 14.26 | 0 | 29.31 | 17.25 | 17.37 | 0 | 34.62 | 89951096 | 66821376 | 8266803 | 5266.8 | 0 | 0 | 269677 | 0 | 0 | 2286117.5 | 14325379 | 0 | 262592.3 | 0 | 0 | 0 | 0 | 0 | 0 | 33309780 | 31225478 | 0 | 4067.7 | 1.6 | 0 | 1138.8 | 0 | 0 | 1719.7 | 8175.1 | 0 | 4057.3 | 0 | 0 | 0 | 0 | 0 | 0 | 15102.6 | 0 | 9754.9 | 23461.6 | 0 | 0 | 0 | 0 | 0 | 0 | 0
MT_2024 | MT | 2024 | 16923090 | 94514.7 | 0 | 552578.6 | 17570184 | 16314558.9 | 10244560.3 | 18166616 | 26944262 | 0.036 | 0.054 | 0.1441 | 0 | 3321.3 | 0.76 | 0.72 | 267.4 | 30.7 | 4.47 | 8.3 | 585.8 | 0.13 | 269.5 | 25.8 | 295.3 | 320.3 | 36.7 | 5.33 | 10.1 | 705.7 | 0.16 | 322.8 | 31.2 | 354 | 297.2 | 9.3 | 1.13 | 31.8 | 1436.7 | 0.13 | 297.8 | 74.7 | 372.4 | 786.5 | 69.6 | 9.97 | 43.8 | 2354.1 | 0.4 | 791.3 | 114 | 905.3 | 6999440.9 | 803.7 | 116.9 | 218113.7 | 15334 | 3.5 | 7055302.9 | 676016 | 7731318.9 | 0 | 27.59 | 0 | 0 | 27.59 | 29.2 | 0 | 0 | 29.2 | 26421842 | 7325624 | 80681.5 | 14207.8 | 0 | 69959.4 | 6306738.5 | 0 | 0 | 36325 | 47246.3 | 0 | 968.9 | 0 | 12576416 | 0 | 0 | 0 | 0 | 670926.9 | 6618372 | 0 | 200 | 3.2 | 0 | 1625 | 0 | 0 | 26.2 | 40 | 0 | 58.6 | 0 | 2850.2 | 0 | 0 | 0 | 0 | 327 | 0 | 1859.8 | 400 | 0 | 0 | 0 | 0 | 0 | 0 | 0
MT_2026 | MT | 2026 | 17345318 | 119228.6 | 0 | 453959.4 | 17918506.8 | 16721602.5 | 9825695.8 | 15823734 | 20521412 | 0.036 | 0.054 | 0.1442 | 5877.58 | 3419.4 | 0.93 | 0.86 | 72.9 | 8.3 | 1.21 | 2.3 | 161.6 | 0.04 | 73.5 | 7.2 | 80.7 | 156.2 | 17.7 | 2.58 | 5.1 | 348.3 | 0.08 | 157.5 | 15.5 | 172.9 | 218 | 8.1 | 1.02 | 22.2 | 1014.1 | 0.1 | 218.5 | 52.4 | 270.9 | 671.9 | 54.6 | 7.76 | 42 | 2168.9 | 0.34 | 675.6 | 106.7 | 782.3 | 1635573 | 186.5 | 27.1 | 52389.2 | 3623.6 | 0.8 | 1648535.3 | 160592.9 | 1809128.2 | 0 | 25.86 | 0.9 | 0 | 26.76 | 27.44 | 0.97 | 0 | 28.41 | 22642182 | 8092811 | 102317.9 | 13611.8 | 0 | 70064.1 | 1474553.4 | 0 | 0 | 59318.8 | 37485.7 | 0 | 443 | 0 | 12850896 | 0 | 0 | 0 | 0 | 656523.8 | 7376969 | 0 | 200 | 3.2 | 0 | 498.2 | 0 | 0 | 43 | 40 | 0 | 58.6 | 0 | 2926.4 | 0 | 0 | 0 | 0 | 327 | 0 | 2045 | 400 | 0 | 0 | 0 | 0 | 0 | 0 | 0
MT_2028 | MT | 2028 | 17845428 | 132324.4 | 0 | 757621.2 | 18735373.5 | 17203727.1 | 5012872 | 27443568 | 36158690 | 0.0359 | 0.054 | 0.1442 | 38430.88 | 3568.3 | 0.97 | 0.92 | 27.9 | 3.2 | 0.46 | 0.9 | 61.3 | 0.01 | 28.1 | 2.7 | 30.8 | 83.6 | 9.5 | 1.38 | 2.7 | 186.3 | 0.04 | 84.3 | 8.3 | 92.6 | 153.9 | 6.7 | 0.88 | 14.8 | 683.6 | 0.07 | 154.3 | 35.1 | 189.4 | 581 | 47.8 | 6.8 | 36.2 | 1857.3 | 0.3 | 584.3 | 91.7 | 676 | 755450.7 | 86.6 | 12.6 | 24011.1 | 1661.5 | 0.4 | 761466 | 73625.4 | 835091.5 | 0 | 21.58 | 5.9 | 0 | 27.48 | 22.97 | 6.39 | 0 | 29.36 | 27500644 | 13722502 | 112974.2 | 12453.9 | 0 | 69903.3 | 692730.8 | 0 | 0 | 104594.7 | 9028.8 | 0 | 238.4 | 0 | 12880811 | 0 | 0 | 0 | 0 | 592042.2 | 13025865 | 0 | 200 | 3.2 | 0 | 391.2 | 0 | 0 | 76 | 40 | 0 | 58.6 | 0 | 2968.4 | 0 | 0 | 0 | 0 | 327 | 0 | 3758.9 | 400 | 0 | 0 | 0 | 0 | 0 | 0 | 0
MT_2030 | MT | 2030 | 18420022 | 161721 | 0 | 925562.9 | 19507306.6 | 17757659.1 | 3094886 | 33309076 | 43508670 | 0.0359 | 0.054 | 0.1442 | 51940.56 | 3743.5 | 0.98 | 0.94 | 19.6 | 2.3 | 0.33 | 0.6 | 43 | 0.01 | 19.8 | 1.9 | 21.7 | 62.9 | 7.2 | 1.04 | 2 | 139.4 | 0.03 | 63.4 | 6.2 | 69.5 | 128 | 4.5 | 0.56 | 13.3 | 604.5 | 0.06 | 128.3 | 31.4 | 159.7 | 482.1 | 40.1 | 5.7 | 30.3 | 1534.2 | 0.25 | 484.9 | 76.1 | 561 | 573924.8 | 65.9 | 9.6 | 18145.2 | 1257.4 | 0.3 | 578505.9 | 55693.4 | 634199.2 | 0 | 19.53 | 8 | 0 | 27.53 | 20.84 | 8.72 | 0 | 29.56 | 29763322 | 16412421 | 138747.7 | 11084.5 | 0 | 69099.5 | 530293 | 0 | 0 | 175396.9 | 3556.8 | 0 | 169.9 | 0 | 12597950 | 0 | 0 | 0 | 0 | 581916.7 | 15655107 | 0 | 200 | 3.2 | 0 | 349.5 | 0 | 0 | 127.3 | 40 | 0 | 58.6 | 0 | 2969.3 | 0 | 0 | 0 | 0 | 327 | 0 | 4373.6 | 400 | 0 | 0 | 0 | 0 | 0 | 0 | 0
MT_2035 | MT | 2035 | 20008836 | 165564.6 | 0 | 933182.1 | 21107581.7 | 19289337.5 | 3777777.9 | 34942176 | 43693670 | 0.0359 | 0.054 | 0.1442 | 82741.47 | 4235.8 | 0.98 | 0.95 | 25.2 | 2.9 | 0.42 | 0.8 | 55 | 0.01 | 25.4 | 2.4 | 27.8 | 56.9 | 6.5 | 0.95 | 1.8 | 125.1 | 0.03 | 57.3 | 5.5 | 62.9 | 160 | 5 | 0.6 | 17.2 | 774.5 | 0.07 | 160.3 | 40.3 | 200.6 | 381.7 | 30 | 4.24 | 25.8 | 1272.6 | 0.2 | 383.8 | 63.8 | 447.6 | 740974.3 | 85.3 | 12.4 | 23131.5 | 1617.3 | 0.4 | 746902.3 | 71426.8 | 818329.1 | 0 | 16.52 | 13.03 | 0 | 29.55 | 17.64 | 14.21 | 0 | 31.85 | 29911034 | 17329804 | 139425.1 | 9847.2 | 0 | 65979.8 | 681908 | 0 | 0 | 342938.8 | 891.2 | 0 | 44.3 | 0 | 11683134 | 0 | 0 | 0 | 0 | 561787 | 16425078 | 0 | 200 | 3.2 | 0 | 349.5 | 0 | 0 | 250.4 | 40 | 0 | 58.6 | 0 | 2969.3 | 0 | 0 | 0 | 0 | 327 | 0 | 4597.8 | 400 | 0 | 0 | 0 | 0 | 0 | 0 | 0
MT_2040 | MT | 2040 | 21914352 | 38868.8 | 0 | 1007098.3 | 22960318.4 | 21126330.9 | 3157203.4 | 38194070 | 46374212 | 0.0359 | 0.054 | 0.1442 | 81300.57 | 4449.2 | 0.98 | 0.96 | 18.4 | 2.1 | 0.31 | 0.6 | 40.1 | 0.01 | 18.5 | 1.8 | 20.3 | 38.9 | 4.5 | 0.65 | 1.2 | 85.6 | 0.02 | 39.2 | 3.8 | 43 | 193.8 | 6.8 | 0.85 | 20.2 | 914 | 0.09 | 194.3 | 47.5 | 241.7 | 346.5 | 25.9 | 3.65 | 24.4 | 1193.7 | 0.18 | 348.3 | 60.1 | 408.3 | 562062.3 | 64.7 | 9.4 | 17562.2 | 1226.1 | 0.3 | 566560.5 | 54176.2 | 620736.7 | 0 | 14.95 | 13.07 | 0 | 28.01 | 15.91 | 14.2 | 0 | 30.11 | 31193236 | 19803116 | 33401.7 | 8924.3 | 0 | 63340.8 | 520241.6 | 0 | 0 | 376465.8 | 239.4 | 0 | 0 | 0 | 10763974 | 0 | 0 | 0 | 0 | 537132.6 | 18889516 | 0 | 29.3 | 3.2 | 0 | 349.5 | 0 | 0 | 282.3 | 40 | 0 | 58.6 | 0 | 2969.3 | 0 | 0 | 0 | 0 | 327 | 0 | 5181.5 | 117.1 | 0 | 0 | 0 | 0 | 0 | 0 | 0
MT_2045 | MT | 2045 | 23783610 | 36884 | 0 | 1051148.2 | 24871642.5 | 22928365.6 | 5375420.9 | 41238104 | 46823028 | 0.0359 | 0.054 | 0.1441 | 85445.52 | 4894.3 | 0.98 | 0.97 | 19 | 2.2 | 0.32 | 0.6 | 41.5 | 0.01 | 19.1 | 1.8 | 21 | 31.7 | 3.6 | 0.53 | 1 | 69.6 | 0.02 | 32 | 3.1 | 35 | 190.6 | 7.2 | 0.92 | 19.4 | 882.2 | 0.09 | 191 | 45.7 | 236.7 | 292.3 | 20.6 | 2.89 | 22 | 1046.7 | 0.15 | 293.7 | 53.2 | 346.9 | 566354.2 | 65.1 | 9.5 | 17736.9 | 1237.6 | 0.3 | 570882 | 54692.9 | 625574.9 | 0 | 13.54 | 13.83 | 0 | 27.36 | 14.4 | 15.07 | 0 | 29.47 | 30494714 | 19496222 | 30992.4 | 8012.2 | 0 | 64021.2 | 523094.6 | 0 | 0 | 406157.8 | 1638.9 | 0 | 0 | 0 | 10370733 | 0 | 0 | 0 | 0 | 524674 | 18565390 | 0 | 32.6 | 3.2 | 0 | 349.5 | 0 | 0 | 312.5 | 40 | 0 | 58.6 | 0 | 2969.3 | 0 | 0 | 0 | 0 | 327 | 0 | 4990.6 | 130.3 | 0 | 0 | 0 | 0 | 0 | 0 | 0
MT_2050 | MT | 2050 | 25677632 | 43182.2 | 0 | 1215543.3 | 26936357.9 | 24754264.8 | 1811823.4 | 46328336 | 55584640 | 0.0359 | 0.054 | 0.1441 | 85659.27 | 5358.7 | 0.99 | 0.98 | 16.4 | 1.9 | 0.27 | 0.5 | 35.9 | 0.01 | 16.6 | 1.6 | 18.2 | 26.4 | 3 | 0.44 | 0.8 | 58.2 | 0.01 | 26.6 | 2.6 | 29.2 | 199.8 | 8.1 | 1.04 | 19.9 | 908.7 | 0.09 | 200.4 | 47 | 247.4 | 284.6 | 18 | 2.49 | 23.2 | 1088.3 | 0.15 | 285.8 | 55.7 | 341.5 | 583512.1 | 67.1 | 9.8 | 18260.2 | 1274.8 | 0.3 | 588177.6 | 56327.8 | 644505.4 | 0 | 14.11 | 13.93 | 0 | 28.04 | 15.03 | 15.19 | 0 | 30.22 | 36244530 | 25124534 | 36911.3 | 8121.7 | 0 | 63584.6 | 539595 | 0 | 0 | 445323.8 | 1504.8 | 0 | 8.9 | 0 | 10470267 | 0 | 0 | 0 | 0 | 460471.4 | 24218740 | 0 | 32.6 | 3.2 | 0 | 349.5 | 0 | 0 | 351.2 | 40 | 0 | 58.6 | 0 | 2969.3 | 0 | 0 | 0 | 0 | 310 | 0 | 7330.4 | 130.3 | 0 | 0 | 0 | 0 | 0 | 0 | 0
NC_2024 | NC | 2024 | 147527520 | 8811.9 | 85217.4 | 513300.9 | 148134849.1 | 142223456.5 | 132533757.2 | 40042748 | 21927466 | 0.0359 | 0.054 | 0.15 | 10553.74 | 34227.1 | 0.49 | 0.5 | 330.5 | 28.1 | 4 | 22.2 | 1042.4 | 0.22 | 332.4 | 53.3 | 385.7 | 325.6 | 26.8 | 3.81 | 23 | 1055.7 | 0.23 | 327.5 | 54.5 | 382 | 320.7 | 24.8 | 3.52 | 21 | 1071.7 | 0.16 | 322.4 | 53 | 375.4 | 744.4 | 56.1 | 8.04 | 51.6 | 2427.9 | 0.45 | 748.3 | 124.1 | 872.4 | 42650734.8 | 3627.7 | 516.3 | 2861102 | 134554.8 | 28.7 | 42899778.1 | 6878669.6 | 49778447.7 | 0 | 32.9 | 2.22 | 0 | 35.11 | 34.83 | 2.39 | 0 | 37.22 | 129923800 | 15601091 | 7503.8 | 771718 | 0 | 0 | 30559332 | 0 | 0 | 1273332.9 | 35812080 | 0 | 453046.5 | 0 | 5519231.5 | 41129720 | 894.7 | 69185.2 | 0 | 13735307 | 592451.8 | 0 | 9.8 | 135.8 | 0 | 9514 | 0 | 0 | 876.2 | 5719 | 0 | 6456.3 | 0 | 2088.3 | 5149.6 | 257.4 | 86 | 0 | 6681.5 | 0 | 208 | 19.6 | 860 | 0 | 0 | 0.05 | 0 | 0.21 | 0
NC_2026 | NC | 2026 | 150655330 | 156311.5 | 125010.6 | 533497.4 | 151470153.7 | 145238835.1 | 124177626.6 | 40642708 | 25478662 | 0.0359 | 0.054 | 0.15 | 43147.92 | 35010.5 | 0.55 | 0.56 | 285.3 | 24 | 3.41 | 19.7 | 910.5 | 0.2 | 287 | 46.9 | 333.9 | 281.4 | 22.7 | 3.21 | 20.7 | 929.5 | 0.2 | 282.9 | 48.5 | 331.4 | 229 | 13.8 | 1.9 | 18.6 | 892.4 | 0.11 | 229.9 | 45.2 | 275.1 | 705.5 | 52.7 | 7.51 | 48.9 | 2355.2 | 0.4 | 709.1 | 119.2 | 828.3 | 38605235.9 | 3241.7 | 460.8 | 2663597.2 | 123204.9 | 26.7 | 38827643.4 | 6342401 | 45170044.4 | 0 | 30.74 | 8.57 | 0 | 39.32 | 32.56 | 9.23 | 0 | 41.78 | 136215860 | 27292528 | 133714.8 | 770667.2 | 0 | 0 | 27249254 | 0 | 0 | 1747248.2 | 33652852 | 0 | 407564.4 | 0 | 5526601.5 | 41080140 | 769.5 | 101758.5 | 0 | 22070180 | 589257 | 2885842 | 95.4 | 135.8 | 0 | 8970 | 0 | 0 | 1207 | 5719 | 0 | 6456.3 | 0 | 2088.3 | 5149.6 | 257.4 | 86 | 0 | 10430.2 | 800 | 208 | 362.1 | 860 | 0 | 0 | 0.05 | 0 | 0.38 | 0
NC_2028 | NC | 2028 | 154585600 | 3114511.8 | 158599 | 881666.4 | 158740379.5 | 149027835.5 | 116645067.1 | 62172108 | 43439696 | 0.0359 | 0.054 | 0.15 | 55874.75 | 36029.7 | 0.66 | 0.65 | 199.8 | 15.1 | 2.13 | 16 | 692.8 | 0.15 | 200.8 | 36.7 | 237.6 | 204.9 | 14.5 | 2.03 | 17.7 | 741.4 | 0.16 | 205.9 | 39.8 | 245.7 | 157 | 4.4 | 0.52 | 17.3 | 774.2 | 0.07 | 157.2 | 40.3 | 197.6 | 607.4 | 42 | 5.95 | 45.6 | 2134.3 | 0.35 | 610.3 | 109.3 | 719.6 | 27726596.5 | 2093.2 | 294.7 | 2228943.2 | 96175.9 | 21.3 | 27869422.6 | 5100798.1 | 32970220.6 | 0 | 26.58 | 10.74 | 0 | 37.32 | 28.35 | 11.8 | 0 | 40.15 | 139918370 | 42095310 | 2644965.5 | 757235.7 | 0 | 0 | 17085020 | 0 | 0 | 2372499.8 | 30693084 | 0 | 368408.6 | 0 | 5579581 | 40564980 | 585.6 | 129189.1 | 0 | 33325626 | 586079 | 5811109.5 | 1393.2 | 135.8 | 0 | 8454 | 0 | 0 | 1644 | 5719 | 0 | 6456.3 | 0 | 2114.4 | 5149.6 | 257.4 | 86 | 0 | 15415.7 | 1600 | 208 | 7436.3 | 860 | 0 | 0 | 0.05 | 0 | 0.54 | 0
NC_2030 | NC | 2030 | 159213500 | 5254752.5 | 157496.4 | 983164.6 | 165608920.3 | 153489408.9 | 115027541.2 | 66614550 | 45694040 | 0.0359 | 0.054 | 0.15 | 61773.57 | 37492.2 | 0.7 | 0.69 | 166.8 | 12.1 | 1.7 | 14.2 | 594.9 | 0.13 | 167.6 | 31.9 | 199.6 | 172.1 | 11.8 | 1.64 | 15.5 | 637 | 0.14 | 172.9 | 34.6 | 207.5 | 144.8 | 4.9 | 0.61 | 15.2 | 688.3 | 0.07 | 145.2 | 35.7 | 180.8 | 558.1 | 38.5 | 5.42 | 41.8 | 1994.7 | 0.3 | 560.7 | 101.3 | 662 | 23904729.3 | 1732.7 | 243 | 2034103.8 | 85309.4 | 19.3 | 24022695 | 4581602.3 | 28604297.4 | 0 | 24.98 | 11.58 | 0 | 36.56 | 26.83 | 12.89 | 0 | 39.72 | 144595730 | 50581380 | 4462719.5 | 740928.1 | 0 | 0 | 14025069 | 0 | 0 | 3302867.8 | 28759520 | 0 | 280792.5 | 0 | 5578826 | 40040064 | 435.5 | 125987.4 | 0 | 32996774 | 791710.6 | 13490026 | 2633.1 | 135.8 | 0 | 8454 | 0 | 0 | 2292.4 | 5719 | 0 | 6456.3 | 0 | 2118.9 | 5149.6 | 81.4 | 86 | 0 | 15473.8 | 3837 | 264.5 | 12395.7 | 860 | 0 | 0 | 0.05 | 0 | 0.7 | 0
NC_2035 | NC | 2035 | 171566460 | 15060896 | 181223.7 | 1104139.1 | 187912717.7 | 165398406.9 | 101399406.4 | 67122880 | 54951828 | 0.0359 | 0.054 | 0.15 | 85030.54 | 41373.6 | 0.82 | 0.78 | 90.3 | 5.6 | 0.78 | 9.1 | 352.8 | 0.09 | 90.7 | 19.6 | 110.3 | 111.9 | 6.5 | 0.88 | 11.7 | 453.4 | 0.11 | 112.4 | 25.3 | 137.6 | 124.6 | 6 | 0.8 | 11.4 | 535.1 | 0.06 | 125 | 27.4 | 152.3 | 478.2 | 31.5 | 4.43 | 37.4 | 1747.1 | 0.27 | 480.3 | 89.5 | 569.8 | 15683740 | 975.4 | 134.5 | 1585185.4 | 61350.1 | 15.1 | 15749525.1 | 3417542.2 | 19167067.3 | 0 | 21.1 | 15.18 | 0 | 36.28 | 23.39 | 17.78 | 0 | 41.17 | 175675620 | 86513310 | 12806153 | 358731.3 | 0 | 0 | 7557377.5 | 0 | 0 | 5922057.5 | 23573636 | 0 | 160543.2 | 0 | 5524576.5 | 39034384 | 312.3 | 146590.9 | 0 | 62921548 | 4370503 | 13299199 | 6437.5 | 88.8 | 0 | 7714 | 0 | 0 | 4195.2 | 5599 | 0 | 6416.3 | 0 | 2123.4 | 5149.6 | 81.4 | 86 | 0 | 28592.5 | 3837 | 1319 | 38280.3 | 860 | 0 | 0 | 0.04 | 0 | 0.78 | 0
NC_2040 | NC | 2040 | 185453870 | 22770018 | 188457.2 | 1134227.9 | 209546571.8 | 178786687.4 | 102862329.5 | 68010320 | 56438424 | 0.0359 | 0.0539 | 0.15 | 86672.03 | 46016 | 0.86 | 0.84 | 66.6 | 3.9 | 0.53 | 7.3 | 269.9 | 0.07 | 66.9 | 15.3 | 82.2 | 79.6 | 4.2 | 0.56 | 9 | 336.4 | 0.08 | 79.9 | 19 | 98.9 | 92.7 | 5.9 | 0.82 | 7.2 | 352.6 | 0.04 | 93.1 | 17.7 | 110.9 | 438.5 | 26.5 | 3.67 | 36.3 | 1690.4 | 0.24 | 440.2 | 86.8 | 527 | 13013777.3 | 753.2 | 102.9 | 1423055.4 | 52825.7 | 13.8 | 13064318.9 | 3001023 | 16065342 | 0 | 19.48 | 15.17 | 0 | 34.64 | 22.02 | 18.33 | 0 | 40.35 | 197904050 | 106684240 | 19474364 | 347894.9 | 0 | 0 | 5661160 | 0 | 0 | 7225485.5 | 21144160 | 0 | 159677.5 | 0 | 5515986.5 | 38761908 | 350.7 | 154310.3 | 0 | 78248770 | 8123102.5 | 13086885 | 10509.9 | 88.8 | 0 | 7714 | 0 | 0 | 5339 | 5599 | 0 | 6416.3 | 0 | 2127.9 | 5149.6 | 80.2 | 86 | 0 | 36321.4 | 3837 | 2464.6 | 57749.4 | 860 | 0 | 0 | 0.04 | 0 | 0.85 | 0
NC_2045 | NC | 2045 | 197852460 | 22623336 | 201571.2 | 1240490.4 | 221917860.1 | 190739617.6 | 110706130.6 | 80668970 | 58896024 | 0.0359 | 0.0539 | 0.15 | 88095.85 | 49805.9 | 0.87 | 0.92 | 57.5 | 2.8 | 0.38 | 6.9 | 249.8 | 0.06 | 57.7 | 14.4 | 72.1 | 38 | 1.8 | 0.24 | 4.7 | 167.7 | 0.04 | 38.1 | 9.7 | 47.8 | 43.9 | 2.9 | 0.41 | 3.3 | 162.3 | 0.02 | 44.1 | 8.1 | 52.2 | 393.9 | 22.5 | 3.09 | 34.5 | 1564.1 | 0.21 | 395.4 | 81.1 | 476.6 | 11367755.3 | 556.3 | 74.2 | 1373335.7 | 49453.7 | 12.8 | 11404599.5 | 2850562.8 | 14255162.4 | 0 | 18.05 | 15.66 | 0 | 33.71 | 20.5 | 18.8 | 0 | 39.29 | 199975120 | 111211730 | 19266670 | 326880.2 | 0 | 0 | 3838330.5 | 0 | 0 | 8304393 | 21195310 | 0 | 293935.4 | 0 | 5492590.5 | 38185280 | 119.8 | 164270.6 | 0 | 81699740 | 8308609 | 12898980 | 11019.2 | 88.8 | 0 | 5349 | 0 | 0 | 6342.8 | 5369 | 0 | 8849.8 | 0 | 2132.4 | 5149.6 | 62.2 | 86 | 0 | 39080.5 | 3837 | 2551.3 | 56915.9 | 860 | 0 | 0 | 0.04 | 0 | 0.92 | 0
NC_2050 | NC | 2050 | 209716240 | 18526870 | 212527.3 | 1359254.5 | 229814886.4 | 202176882.4 | 116738724.3 | 92611410 | 61327220 | 0.0359 | 0.0539 | 0.15 | 87139.21 | 53123 | 0.87 | 1 | 49 | 1.2 | 0.14 | 7.2 | 250.4 | 0.06 | 49 | 14.7 | 63.7 | 0 | 0 | 0 | 0 | 0 | 0 | 0 | 0 | 0 | 20 | 1.3 | 0.18 | 1.6 | 76.4 | 0.01 | 20.1 | 3.8 | 24 | 393.2 | 18 | 2.39 | 37.9 | 1707.6 | 0.2 | 394.4 | 88.8 | 483.3 | 9619182.7 | 241.7 | 27.5 | 1421316.5 | 49224.6 | 11.9 | 9633883 | 2891452.6 | 12525335.6 | 0 | 19.14 | 15.97 | 0 | 35.11 | 21.43 | 18.74 | 0 | 40.18 | 198269380 | 113076160 | 15814336 | 323242.6 | 0 | 0 | 745681 | 0 | 0 | 9411556 | 24106530 | 0 | 465410.8 | 0 | 5482851.5 | 38081956 | 17.9 | 173183.4 | 0 | 78758430 | 12185264 | 12720912 | 12034.3 | 88.8 | 0 | 2435 | 0 | 0 | 7363.6 | 5369 | 0 | 13259.7 | 0 | 2132.4 | 5149.6 | 62.2 | 86 | 0 | 37638.5 | 3837 | 3691.7 | 45056.5 | 860 | 0 | 0 | 0.04 | 0 | 1 | 0
ND_2024 | ND | 2024 | 15875034 | 0 | 0 | 439514.4 | 16314548.9 | 15304091.7 | -160082.6 | 11702844 | 28949594 | 0.036 | 0.054 | 0.1764 | 6782.98 | 2991.8 | 0.77 | 0.75 | 272.6 | 31.1 | 4.52 | 8.7 | 601.8 | 0.14 | 274.7 | 26.6 | 301.3 | 298.2 | 34 | 4.95 | 9.5 | 659.3 | 0.15 | 300.6 | 29.2 | 329.8 | 248.9 | 20.9 | 2.98 | 15 | 776.3 | 0.13 | 250.4 | 38.1 | 288.5 | 767.7 | 68.8 | 9.95 | 43.2 | 2186.6 | 0.45 | 772.4 | 108.5 | 880.9 | 9062583 | 1034.4 | 150.4 | 288046.9 | 20014.7 | 4.5 | 9134472.9 | 885718.7 | 10020191.6 | 0 | 24.94 | 1.25 | 0 | 26.19 | 26.43 | 1.34 | 0 | 27.78 | 33649604 | 16474630 | 0 | 0 | 0 | 7320642.5 | 7731497 | 0 | 0 | 111489.3 | 0 | 0 | 142531.5 | 0 | 1965180.2 | 0 | 15122.8 | 0 | 0 | 0 | 16363142 | 0 | 0 | 0 | 0 | 2679 | 0 | 0 | 82.2 | 0 | 0 | 425.2 | 0 | 510 | 0 | 148.8 | 0 | 0 | 0 | 0 | 4727.9 | 0 | 0 | 0 | 0 | 0 | 0 | 0 | 0
ND_2026 | ND | 2026 | 15844322 | 0 | 0 | 448099.8 | 16292421.3 | 15274483.8 | -4744329.5 | 11778010 | 29955462 | 0.036 | 0.054 | 0.176 | 39538.56 | 3062.6 | 0.87 | 0.86 | 154.9 | 17.7 | 2.57 | 4.9 | 341.2 | 0.08 | 156.1 | 15.1 | 171.2 | 173.5 | 19.8 | 2.88 | 5.5 | 383 | 0.09 | 174.8 | 17 | 191.8 | 144.7 | 10.4 | 1.47 | 10.3 | 503.9 | 0.08 | 145.4 | 25.3 | 170.7 | 605.1 | 54.2 | 7.81 | 33.8 | 1752.6 | 0.34 | 608.8 | 86.1 | 694.9 | 5255277.9 | 600.6 | 87.3 | 166404.2 | 11581.7 | 2.6 | 5297018.4 | 512252.9 | 5809271.3 | 0 | 18.95 | 7.45 | 0 | 26.4 | 20.08 | 7.96 | 0 | 28.05 | 34563252 | 21036750 | 0 | 0 | 0 | 6769724 | 4522880.5 | 0 | 0 | 132238.1 | 0 | 0 | 68817.1 | 0 | 2155567.2 | 0 | 9512.7 | 0 | 0 | 0 | 20904512 | 0 | 0 | 0 | 0 | 2679 | 0 | 0 | 104.4 | 0 | 0 | 425.2 | 0 | 559 | 0 | 128.3 | 0 | 0 | 0 | 0 | 6383.8 | 0 | 0 | 0 | 0 | 0 | 0 | 0 | 0
ND_2028 | ND | 2028 | 16084381 | 0 | 0 | 456229.7 | 16540610.3 | 15505911.2 | -5957505.6 | 11642393 | 29995500 | 0.036 | 0.054 | 0.1767 | 36570.73 | 3127.2 | 0.94 | 0.93 | 75.7 | 8.7 | 1.26 | 2.4 | 166.4 | 0.04 | 76.3 | 7.3 | 83.6 | 80.1 | 9.2 | 1.33 | 2.5 | 176.6 | 0.04 | 80.8 | 7.8 | 88.6 | 85.9 | 3.2 | 0.41 | 8.9 | 394.3 | 0.04 | 86.1 | 20.7 | 106.8 | 432.6 | 37.2 | 5.34 | 25.8 | 1303.1 | 0.25 | 435.2 | 64.7 | 499.9 | 2578857.9 | 295.2 | 42.9 | 81229.7 | 5670.6 | 1.3 | 2599372.6 | 250563.4 | 2849936 | 0 | 12.75 | 7.09 | 0 | 19.83 | 13.53 | 7.6 | 0 | 21.13 | 34991520 | 22498116 | 0 | 0 | 0 | 8066681.5 | 2241741.2 | 0 | 0 | 166233.1 | 0 | 0 | 27017.8 | 0 | 2153830.8 | 0 | 4132 | 0 | 0 | 0 | 22331882 | 0 | 0 | 0 | 0 | 2679 | 0 | 0 | 135.8 | 0 | 0 | 425.2 | 0 | 559 | 0 | 107.1 | 0 | 0 | 0 | 0 | 7967.5 | 0 | 0 | 0 | 0 | 0 | 0 | 0 | 0
ND_2030 | ND | 2030 | 16079182 | 0 | 0 | 401017.2 | 16480199.5 | 15500902.1 | -8118010.4 | 6951921 | 27410640 | 0.036 | 0.054 | 0.1766 | 49288.39 | 3255.7 | 0.96 | 0.96 | 45.1 | 5.2 | 0.75 | 1.4 | 98.6 | 0.02 | 45.4 | 4.3 | 49.8 | 47.7 | 5.5 | 0.8 | 1.5 | 104.6 | 0.02 | 48.1 | 4.6 | 52.7 | 104.2 | 5.1 | 0.68 | 9.7 | 439.9 | 0.05 | 104.5 | 22.8 | 127.3 | 326.1 | 28.3 | 4.05 | 19.2 | 984.8 | 0.18 | 328 | 48.6 | 376.6 | 1608701.9 | 184.8 | 26.9 | 50028.4 | 3520.8 | 0.8 | 1621544.6 | 155165.4 | 1776710 | 0 | 9.46 | 10.22 | 0 | 19.68 | 10.01 | 10.96 | 0 | 20.98 | 37058572 | 24598210 | 0 | 0 | 0 | 8967728 | 1421292.2 | 0 | 0 | 217687.8 | 0 | 0 | 7503.3 | 0 | 2063001.2 | 0 | 835.4 | 0 | 0 | 0 | 24380522 | 0 | 0 | 0 | 0 | 2679 | 0 | 0 | 183.6 | 0 | 0 | 425.2 | 0 | 559 | 0 | 103.1 | 0 | 0 | 0 | 0 | 10293.4 | 0 | 0 | 0 | 0 | 0 | 0 | 0 | 0
ND_2035 | ND | 2035 | 17257814 | 0 | 0 | 410384.5 | 17668198.1 | 16637163.4 | -10678007.3 | 6285869.5 | 28566028 | 0.036 | 0.054 | 0.1766 | 81398.2 | 3560.9 | 0.97 | 0.97 | 29.7 | 3.4 | 0.5 | 0.9 | 64.8 | 0.01 | 29.9 | 2.9 | 32.8 | 33.5 | 3.8 | 0.56 | 1 | 73.1 | 0.02 | 33.7 | 3.2 | 37 | 135.7 | 7.7 | 1.06 | 11.5 | 540.5 | 0.07 | 136.2 | 27.6 | 163.9 | 294.8 | 25.8 | 3.71 | 17.1 | 877.3 | 0.17 | 296.5 | 43.3 | 339.9 | 1126679.1 | 129.6 | 18.9 | 34813.9 | 2458.7 | 0.6 | 1135690.9 | 108235.5 | 1243926.4 | 0 | 8.4 | 17.01 | 0 | 25.41 | 8.9 | 18.27 | 0 | 27.17 | 40083004 | 28346204 | 0 | 0 | 0 | 8771864 | 1016048.6 | 0 | 0 | 285230.2 | 0 | 0 | 1260.8 | 0 | 1947230.4 | 0 | 393.1 | 0 | 0 | 0 | 28060976 | 0 | 0 | 0 | 0 | 2679 | 0 | 0 | 254.2 | 0 | 0 | 425.2 | 0 | 559 | 0 | 103.1 | 0 | 0 | 0 | 0 | 12827.6 | 0 | 0 | 0 | 0 | 0 | 0 | 0 | 0
ND_2040 | ND | 2040 | 18657330 | 0 | 0 | 474623.5 | 19131953.4 | 17986364.7 | -16774026.5 | 6270166 | 34140430 | 0.036 | 0.054 | 0.1766 | 76232.29 | 3920.7 | 0.99 | 0.99 | 14.8 | 1.7 | 0.25 | 0.5 | 32.4 | 0.01 | 15 | 1.4 | 16.4 | 17.1 | 2 | 0.29 | 0.5 | 37.2 | 0.01 | 17.2 | 1.6 | 18.8 | 157.2 | 9.4 | 1.29 | 13.8 | 617.5 | 0.1 | 157.9 | 32.2 | 190 | 230.6 | 19.3 | 2.76 | 14.1 | 721 | 0.12 | 231.9 | 35.7 | 267.6 | 637591.2 | 73.4 | 10.7 | 19643.4 | 1390.1 | 0.3 | 642694.8 | 61155.3 | 703850.1 | 0 | 6.76 | 15.45 | 0 | 22.21 | 7.13 | 16.64 | 0 | 23.77 | 47151492 | 35905980 | 0 | 0 | 0 | 8808631 | 599253.8 | 0 | 0 | 268155.2 | 0 | 0 | 0 | 0 | 1837627.4 | 0 | 0 | 0 | 0 | 6668388.5 | 28969436 | 0 | 0 | 0 | 0 | 2679 | 0 | 0 | 260 | 0 | 0 | 425.2 | 0 | 559 | 0 | 103.1 | 0 | 0 | 5107.4 | 0 | 13568.9 | 0 | 0 | 0 | 0 | 0 | 0 | 0 | 0
ND_2045 | ND | 2045 | 19903522 | 354517.7 | 0 | 495077.1 | 20753115.9 | 19187746.7 | -16658825.2 | 7212027 | 35408736 | 0.0359 | 0.054 | 0.1768 | 81121.37 | 4216.8 | 0.99 | 0.99 | 14.1 | 1.6 | 0.24 | 0.4 | 30.7 | 0.01 | 14.2 | 1.4 | 15.6 | 16.5 | 1.9 | 0.28 | 0.5 | 36.1 | 0.01 | 16.7 | 1.6 | 18.3 | 160.2 | 8.3 | 1.12 | 15.4 | 671.2 | 0.1 | 160.7 | 35.4 | 196.1 | 220.8 | 17.3 | 2.45 | 14.7 | 730.6 | 0.12 | 222 | 36.5 | 258.5 | 646456.4 | 74.4 | 10.8 | 19916.5 | 1409.4 | 0.3 | 651631.1 | 62005.6 | 713636.7 | 0 | 6.74 | 16.15 | 0 | 22.89 | 7.21 | 17.72 | 0 | 24.93 | 49078824 | 37411940 | 304610.8 | 0 | 0 | 8914114 | 592394 | 0 | 0 | 264870.2 | 0 | 0 | 0 | 0 | 1855763.8 | 0 | 0 | 0 | 0 | 6618766.5 | 30528304 | 0 | 142.9 | 0 | 0 | 2221 | 0 | 0 | 267.5 | 0 | 0 | 425.2 | 0 | 559 | 0 | 103.1 | 0 | 0 | 5155.7 | 0 | 13790 | 945.8 | 0 | 0 | 0 | 0 | 0 | 0 | 0
ND_2050 | ND | 2050 | 21012444 | 377386.6 | 0 | 612935.1 | 22002765.7 | 20256787.8 | -24034124.8 | 8946549 | 44363400 | 0.0359 | 0.054 | 0.1768 | 77733.82 | 4457.1 | 1 | 0.99 | 4.7 | 0.5 | 0.08 | 0.1 | 10.2 | 0 | 4.7 | 0.5 | 5.2 | 6.7 | 0.8 | 0.11 | 0.2 | 14.7 | 0 | 6.8 | 0.6 | 7.4 | 162.1 | 7.7 | 1.02 | 16.8 | 704.9 | 0.12 | 162.6 | 37.8 | 200.4 | 176.7 | 12.2 | 1.71 | 13.1 | 635.9 | 0.09 | 177.6 | 32.1 | 209.6 | 243196.4 | 28 | 4.1 | 7492.6 | 530.2 | 0.1 | 245143.1 | 23326.5 | 268469.5 | 0 | 5.68 | 15.51 | 0 | 21.19 | 6.07 | 17.1 | 0 | 23.17 | 57561670 | 46036892 | 321135.8 | 0 | 0 | 9155510 | 233192 | 0 | 0 | 250259 | 0 | 0 | 0 | 0 | 1814944.8 | 0 | 0 | 0 | 0 | 11933436 | 33853196 | 0 | 144 | 0 | 0 | 1733.1 | 0 | 0 | 281.4 | 0 | 0 | 425.2 | 0 | 559 | 0 | 103.1 | 0 | 0 | 11231.3 | 0 | 15852.6 | 950 | 0 | 0 | 0 | 0 | 0 | 0 | 0
NE_2024 | NE | 2024 | 33243568 | 420.4 | 0 | 554304.6 | 33798293.5 | 32048512.5 | -2847273.2 | 22227818 | 39763480 | 0.0359 | 0.0539 | 0.16 | 6631.99 | 8248.8 | 0.85 | 0.79 | 149.7 | 16.6 | 2.41 | 6.2 | 349.5 | 0.1 | 150.9 | 16.7 | 167.6 | 214.7 | 23.8 | 3.45 | 8.7 | 501.8 | 0.13 | 216.4 | 23.7 | 240.1 | 252 | 20.3 | 2.89 | 15.9 | 811.9 | 0.13 | 253.4 | 40.2 | 293.6 | 729.1 | 63 | 9.13 | 43.4 | 2119.3 | 0.45 | 733.5 | 106.7 | 840.2 | 7615699 | 843.8 | 122.4 | 317406.5 | 17785.6 | 4.9 | 7674269.1 | 848765.8 | 8523034.8 | 0 | 24.74 | 1.46 | 0 | 26.2 | 26.31 | 1.6 | 0 | 27.91 | 51345810 | 36645570 | 360.7 | 44286.8 | 0 | 0 | 7151477.5 | 0 | 0 | 112950.5 | 306430.7 | 0 | 331421.8 | 0 | 962127.9 | 5903859 | 277.2 | 0 | 0 | 6556533.5 | 29976084 | 0 | 0.4 | 11 | 0 | 3777.6 | 0 | 0 | 75.1 | 338.5 | 0 | 1636.2 | 0 | 280.9 | 770 | 10.4 | 0 | 0 | 2705.2 | 0 | 7600.5 | 0.9 | 0 | 0 | 0 | 0 | 0 | 0 | 0
NE_2026 | NE | 2026 | 33883490 | 4832.6 | 0 | 572985.4 | 34461307.2 | 32665430.8 | -4270655.1 | 23457434 | 39566136 | 0.0359 | 0.0539 | 0.16 | 41614.95 | 8418 | 0.89 | 0.86 | 104.1 | 11.6 | 1.68 | 4.6 | 242.7 | 0.07 | 104.9 | 11.8 | 116.8 | 146 | 16.2 | 2.35 | 6.2 | 341.7 | 0.1 | 147.1 | 16.4 | 163.6 | 152.1 | 10.8 | 1.52 | 10.9 | 534.9 | 0.08 | 152.9 | 26.9 | 179.8 | 612 | 53.4 | 7.7 | 35.6 | 1804.5 | 0.35 | 615.7 | 89.4 | 705.1 | 5197381.7 | 577.4 | 83.8 | 229563.1 | 12126 | 3.7 | 5237461.4 | 591927.3 | 5829388.8 | 0 | 20.3 | 8.77 | 0 | 29.07 | 21.59 | 9.53 | 0 | 31.12 | 50587470 | 38731964 | 4123.2 | 37835.3 | 0 | 0 | 4903535.5 | 0 | 0 | 137539 | 234809.2 | 0 | 177016.2 | 0 | 845792.2 | 5652303.5 | 96.2 | 0 | 0 | 6557142.5 | 32037280 | 0 | 3.4 | 11 | 0 | 3777.6 | 0 | 0 | 94.1 | 338.5 | 0 | 1631 | 0 | 280.9 | 770 | 10.4 | 0 | 0 | 2900.8 | 0 | 8660.3 | 12.9 | 0 | 0 | 0 | 0 | 0 | 0 | 0
NE_2028 | NE | 2028 | 34669024 | 106592.2 | 0 | 834073.1 | 35609689.3 | 33422731.3 | -12431184.8 | 30312598 | 52007444 | 0.0359 | 0.0539 | 0.16 | 57355.78 | 8418.1 | 0.95 | 0.92 | 52.3 | 5.8 | 0.84 | 2.6 | 123 | 0.04 | 52.7 | 6.3 | 59 | 85.3 | 9.5 | 1.37 | 4 | 200.1 | 0.07 | 85.9 | 10 | 95.9 | 93.2 | 3.9 | 0.52 | 9.2 | 411.6 | 0.05 | 93.4 | 21.4 | 114.9 | 480.7 | 40.6 | 5.84 | 29.4 | 1460.9 | 0.28 | 483.5 | 73 | 556.6 | 2962889.8 | 328.8 | 47.7 | 150427.2 | 6970.5 | 2.5 | 2985715.8 | 358843.5 | 3344559.3 | 0 | 15.56 | 9.87 | 0 | 25.43 | 16.6 | 10.65 | 0 | 27.25 | 57325068 | 48040876 | 90990.1 | 31651.3 | 0 | 0 | 2788029.8 | 0 | 0 | 183037.2 | 159510.1 | 0 | 89287.1 | 0 | 717098.7 | 5407628.5 | 2.4 | 0 | 0 | 7470909 | 40386930 | 0 | 71.1 | 11 | 0 | 3756.6 | 0 | 0 | 129.3 | 338.5 | 0 | 1512.3 | 0 | 280.9 | 770 | 10.4 | 0 | 0 | 3491.4 | 0 | 12146.5 | 294.1 | 0 | 0 | 0 | 0 | 0 | 0 | 0
NE_2030 | NE | 2030 | 35557764 | 716310 | 0 | 763779.8 | 37037854.4 | 34279530.5 | -7491762.9 | 30108640 | 46235250 | 0.0359 | 0.0539 | 0.16 | 64222.97 | 8706.1 | 0.96 | 0.94 | 40.7 | 4.6 | 0.67 | 2.2 | 93.1 | 0.04 | 41 | 5 | 46 | 62.6 | 7.1 | 1.03 | 3.1 | 143.5 | 0.05 | 63.1 | 7.4 | 70.4 | 106.9 | 5.4 | 0.73 | 9.7 | 445.7 | 0.05 | 107.3 | 23 | 130.3 | 416.4 | 36.2 | 5.19 | 24.6 | 1254.8 | 0.23 | 418.9 | 62 | 481 | 2128092.8 | 241.3 | 35.1 | 115448.6 | 4875.2 | 2.1 | 2144854.2 | 261302.9 | 2406157.1 | 0 | 13.17 | 10.82 | 0 | 24 | 14.2 | 11.83 | 0 | 26.03 | 53178576 | 44529616 | 607384.2 | 27278.4 | 0 | 0 | 2066354.4 | 0 | 0 | 272226.2 | 61930.8 | 0 | 16362.6 | 0 | 618253 | 5251396.5 | 0 | 0 | 0 | 6978086.5 | 37279304 | 0 | 475.6 | 11 | 0 | 3756.6 | 0 | 0 | 189.2 | 338.5 | 0 | 1438.1 | 0 | 280.9 | 770 | 6 | 0 | 0 | 3493.6 | 0 | 12146.5 | 1913.8 | 0 | 0 | 0 | 0 | 0 | 0 | 0
NE_2035 | NE | 2035 | 37823060 | 1093379 | 0 | 745324.5 | 39661764 | 36463415.2 | -6122464.5 | 33702424 | 43265420 | 0.0359 | 0.0539 | 0.16 | 86276.44 | 9565.9 | 0.96 | 0.94 | 38.8 | 4.4 | 0.64 | 1.3 | 86.2 | 0.02 | 39.1 | 3.8 | 42.9 | 61.5 | 7 | 1.01 | 2 | 137.4 | 0.03 | 62 | 6.1 | 68.1 | 135.9 | 7.7 | 1.06 | 11.5 | 541.8 | 0.07 | 136.4 | 27.7 | 164.1 | 401.1 | 35 | 5.02 | 23.4 | 1198.3 | 0.22 | 403.5 | 59.2 | 462.7 | 1873892 | 213.4 | 31 | 60653.4 | 4162.9 | 0.9 | 1888718.2 | 184961.3 | 2073679.4 | 0 | 12.3 | 14.51 | 0 | 26.8 | 13.28 | 15.95 | 0 | 29.24 | 49199870 | 45784228 | 929269.4 | 27260 | 0 | 0 | 1840862.8 | 0 | 0 | 493477.2 | 39185.6 | 0 | 10723.9 | 0 | 568340.8 | 0 | 0 | 0 | 0 | 7038485 | 38252268 | 0 | 999.4 | 11 | 0 | 3756.6 | 0 | 0 | 344.2 | 338.5 | 0 | 1432.3 | 0 | 280.9 | 0 | 5 | 0 | 0 | 3655.8 | 0 | 12777.3 | 3407.8 | 0 | 0 | 0 | 0 | 0 | 0 | 0
NE_2040 | NE | 2040 | 40417564 | 1531038.1 | 0 | 910460.2 | 42859060.5 | 38964666.4 | -17799091.7 | 35843124 | 56399916 | 0.0359 | 0.0539 | 0.16 | 84770.92 | 10467.3 | 0.98 | 0.97 | 15.7 | 1.8 | 0.26 | 0.5 | 34.5 | 0.01 | 15.8 | 1.5 | 17.3 | 27.5 | 3.1 | 0.45 | 0.9 | 61.2 | 0.01 | 27.7 | 2.7 | 30.4 | 157 | 9.3 | 1.28 | 13.7 | 618.4 | 0.1 | 157.7 | 32.2 | 189.9 | 330.5 | 28 | 4.01 | 20 | 1018.6 | 0.18 | 332.4 | 50.4 | 382.8 | 959657.4 | 109.9 | 16 | 30785.3 | 2114 | 0.5 | 967291.5 | 93913 | 1061204.4 | 0 | 10.01 | 13.81 | 0 | 23.83 | 10.89 | 15.24 | 0 | 26.13 | 63440776 | 60658150 | 1300314.4 | 22897.4 | 0 | 0 | 962998 | 0 | 0 | 622197.8 | 13120.6 | 0 | 983.5 | 0 | 482311.4 | 0 | 0 | 0 | 0 | 9304506 | 50731450 | 0 | 998.9 | 11 | 0 | 3417.5 | 0 | 0 | 475.7 | 338.5 | 0 | 1424.1 | 0 | 280.9 | 0 | 5 | 0 | 0 | 4993.6 | 0 | 18165 | 3406.9 | 0 | 0 | 0 | 0 | 0 | 0 | 0
NE_2045 | NE | 2045 | 42761036 | 1691140.8 | 0 | 872618.8 | 45324797.6 | 41223894.7 | -14702332.6 | 36749276 | 54377164 | 0.0359 | 0.0539 | 0.16 | 86359.29 | 11206.3 | 0.98 | 0.98 | 16.8 | 1.9 | 0.28 | 0.5 | 37.1 | 0.01 | 16.9 | 1.6 | 18.5 | 22.2 | 2.5 | 0.36 | 0.7 | 49.6 | 0.01 | 22.3 | 2.2 | 24.5 | 160.5 | 8.4 | 1.13 | 15.3 | 671.3 | 0.1 | 161.1 | 35.3 | 196.4 | 295.5 | 23.8 | 3.39 | 19.1 | 955 | 0.16 | 297.2 | 47.6 | 344.7 | 1021296.8 | 116.6 | 17 | 32975.7 | 2259 | 0.5 | 1029400.1 | 100432.8 | 1129833 | 0 | 9.15 | 13.94 | 0 | 23.09 | 9.92 | 15.39 | 0 | 25.31 | 62965256 | 60027130 | 1443146.4 | 22635 | 0 | 0 | 1023463.3 | 0 | 0 | 792477.8 | 18591.8 | 0 | 2492.6 | 0 | 427796.7 | 0 | 0 | 0 | 0 | 10086076 | 49148576 | 0 | 1064.2 | 11 | 0 | 3119.3 | 0 | 0 | 614.4 | 338.5 | 0 | 1418.9 | 0 | 280.9 | 0 | 5 | 0 | 0 | 5591.8 | 0 | 18225 | 3659.3 | 0 | 0 | 0 | 0 | 0 | 0 | 0
NE_2050 | NE | 2050 | 44904230 | 2517176.8 | 0 | 866831.4 | 48288239.6 | 43290015.3 | -14778087.8 | 35865428 | 54194790 | 0.0359 | 0.0539 | 0.16 | 85732.83 | 11806.1 | 0.99 | 0.98 | 14.8 | 1.7 | 0.24 | 0.5 | 32.9 | 0.01 | 14.9 | 1.5 | 16.4 | 19.1 | 2.1 | 0.31 | 0.7 | 43.6 | 0.01 | 19.3 | 2 | 21.2 | 163.7 | 7.9 | 1.05 | 16.7 | 706.9 | 0.11 | 164.2 | 37.8 | 202 | 265.6 | 18.9 | 2.65 | 19.3 | 938.9 | 0.14 | 266.8 | 47.3 | 314.1 | 949580.1 | 107.9 | 15.7 | 31198.7 | 2118.4 | 0.5 | 957073.4 | 94456.5 | 1051529.9 | 0 | 8.74 | 13.36 | 0 | 22.1 | 9.6 | 14.95 | 0 | 24.55 | 66620760 | 63066330 | 2147806 | 21296.8 | 0 | 0 | 945302.9 | 0 | 0 | 985845.5 | 30334.2 | 0 | 1730.1 | 0 | 407964.6 | 0 | 0 | 0 | 0 | 14180675 | 47899810 | 0 | 1366.6 | 11 | 0 | 3042.3 | 0 | 0 | 777.8 | 338.5 | 0 | 1412.8 | 0 | 280.9 | 0 | 1.6 | 0 | 0 | 7913.6 | 0 | 17319.8 | 5124.1 | 0 | 0 | 0 | 0 | 0 | 0 | 0
NH_2024 | NH | 2024 | 10632490 | 666.7 | 0 | 122907 | 10756063.2 | 10250169 | 9398855.8 | 8778659 | 13843795 | 0.0359 | 0.054 | 0.135 | 10056.75 | 2359.9 | 0.91 | 0.94 | 52.6 | 3.2 | 0.43 | 13.7 | 224.9 | 0.17 | 52.8 | 20.4 | 73.2 | 34 | 2 | 0.28 | 9.6 | 147.5 | 0.12 | 34.1 | 14 | 48.1 | 327 | 7.9 | 0.93 | 37.5 | 1620.3 | 0.17 | 327.5 | 85.8 | 413.3 | 629.7 | 36.6 | 5.15 | 53.7 | 2381.1 | 0.38 | 632.2 | 124.8 | 756.9 | 833450.2 | 50.1 | 6.9 | 215552.6 | 3560.1 | 2.7 | 836824.3 | 322372.9 | 1159197.2 | 0 | 31.57 | 2.01 | 0 | 33.58 | 33.42 | 2.17 | 0 | 35.59 | 15838658 | 1357207.5 | 565 | 1652261.2 | 0 | 0 | 308564.2 | 0 | 0 | 270019.6 | 1130901.5 | 0 | 0 | 0 | 1427982 | 9961176 | 0 | 0 | 0 | 251195.5 | 835992.2 | 0 | 0.8 | 233.1 | 0 | 438.5 | 0 | 0 | 202.2 | 1238.5 | 0 | 0 | 0 | 506.5 | 1247.8 | 248.1 | 0 | 0 | 132.4 | 0 | 237.2 | 1.6 | 0 | 0 | 0 | 0.2 | 0 | 0 | 0
NH_2026 | NH | 2026 | 10754940 | 629.5 | 0 | 110620.3 | 10866190 | 10368217.7 | 9031274.7 | 7653205 | 13173025 | 0.0359 | 0.054 | 0.135 | 40625.82 | 2412 | 0.91 | 0.94 | 46.9 | 1.9 | 0.25 | 13.7 | 229.7 | 0.16 | 47 | 20.6 | 67.6 | 32.5 | 1.3 | 0.17 | 10.1 | 161.4 | 0.12 | 32.6 | 14.9 | 47.5 | 306.1 | 6.7 | 0.75 | 35.7 | 1546.5 | 0.15 | 306.5 | 81.8 | 388.3 | 584.4 | 31.7 | 4.39 | 51.5 | 2314.9 | 0.33 | 586.5 | 120.6 | 707.1 | 769505.7 | 31.8 | 4.1 | 223598.2 | 3767.6 | 2.6 | 771579 | 336591.2 | 1108170.2 | 0 | 28.61 | 8.02 | 0 | 36.62 | 30.28 | 8.64 | 0 | 38.92 | 16407003 | 1834915.4 | 523.8 | 1651939.4 | 0 | 0 | 155105.4 | 0 | 0 | 350087.6 | 1402624.8 | 0 | 0 | 0 | 1426085.6 | 9935809 | 0 | 0 | 0 | 247691 | 1237136.6 | 0 | 0.8 | 233.1 | 0 | 438.5 | 0 | 0 | 263.3 | 1238.5 | 0 | 0 | 0 | 506.5 | 1247.8 | 248.1 | 0 | 0 | 132.4 | 0 | 330.7 | 1.6 | 0 | 0 | 0 | 0.21 | 0 | 0 | 0
NH_2028 | NH | 2028 | 10962781 | 604.2 | 0 | 106049.3 | 11069434.3 | 10568587.4 | 8200040.7 | 6965741 | 13109813 | 0.0359 | 0.054 | 0.135 | 47921.08 | 2501.4 | 0.92 | 0.94 | 35.3 | 0.7 | 0.07 | 12.8 | 201.3 | 0.15 | 35.4 | 18.8 | 54.2 | 26.6 | 0.5 | 0.05 | 9.9 | 152 | 0.11 | 26.7 | 14.4 | 41.1 | 303.3 | 5.9 | 0.62 | 35.8 | 1567.5 | 0.14 | 303.6 | 82.6 | 386.2 | 527 | 25.2 | 3.44 | 49.8 | 2191.4 | 0.3 | 528.7 | 115.2 | 643.9 | 609323.2 | 11.7 | 1.2 | 219061 | 3469.1 | 2.5 | 609994 | 323133.1 | 933127.1 | 0 | 24.37 | 9.39 | 0 | 33.75 | 25.8 | 10.11 | 0 | 35.91 | 17243018 | 2869393.8 | 503.4 | 1646281.1 | 0 | 0 | 1853.7 | 0 | 0 | 442930.6 | 1443547.5 | 0 | 0 | 0 | 1416109 | 9865329 | 0 | 0 | 0 | 243864.3 | 2182598.8 | 0 | 0.8 | 233.1 | 0 | 330.5 | 0 | 0 | 335 | 1238.5 | 0 | 0 | 0 | 506.5 | 1247.8 | 248.1 | 0 | 0 | 132.4 | 0 | 573.5 | 1.6 | 0 | 0 | 0 | 0.21 | 0 | 0 | 0
NH_2030 | NH | 2030 | 11234388 | 567.7 | 0 | 67725.2 | 11302680.8 | 10830432.2 | 5246893.9 | 3164454.5 | 11473400 | 0.0359 | 0.054 | 0.135 | 68501.87 | 2620.7 | 0.94 | 0.95 | 23.8 | 0.4 | 0.04 | 9.7 | 138.6 | 0.12 | 23.9 | 13.8 | 37.7 | 22.7 | 0.4 | 0.04 | 9.1 | 131.9 | 0.11 | 22.8 | 13 | 35.8 | 309 | 6.1 | 0.65 | 36.5 | 1591.3 | 0.15 | 309.3 | 83.9 | 393.3 | 494 | 22.6 | 3.05 | 47.4 | 2112 | 0.27 | 495.5 | 110.4 | 605.9 | 468774.4 | 8.8 | 0.9 | 189372.7 | 2724 | 2.4 | 469278.9 | 271202.8 | 740481.7 | 0 | 23.71 | 13.5 | 0 | 37.2 | 25.1 | 14.51 | 0 | 39.61 | 19669570 | 6055787 | 470 | 1316850 | 0 | 0 | 0 | 0 | 0 | 566379.3 | 1113299.5 | 0 | 0 | 0 | 1398922.1 | 9784241 | 0 | 0 | 0 | 304827.8 | 5184580 | 0 | 0.8 | 190 | 0 | 252.5 | 0 | 0 | 429.3 | 1238.5 | 0 | 0 | 0 | 506.5 | 1247.8 | 165.9 | 0 | 0 | 163.4 | 0 | 1365.9 | 1.6 | 0 | 0 | 0 | 0.21 | 0 | 0 | 0
NH_2035 | NH | 2035 | 12009599 | 662.5 | 0 | 75399.2 | 12085660.9 | 11577779.9 | 5957290.2 | 3676376 | 10195998 | 0.0359 | 0.054 | 0.135 | 94690.51 | 2961.7 | 0.96 | 0.96 | 18.9 | 0.4 | 0.04 | 8.1 | 111.5 | 0.12 | 18.9 | 11.5 | 30.4 | 18.1 | 0.4 | 0.04 | 7.4 | 105.7 | 0.11 | 18.1 | 10.6 | 28.7 | 313.3 | 6.3 | 0.67 | 36.9 | 1610 | 0.15 | 313.7 | 84.9 | 398.6 | 450.1 | 18.6 | 2.47 | 45.5 | 1981.7 | 0.26 | 451.3 | 104.6 | 555.9 | 352416.5 | 6.9 | 0.7 | 151216.8 | 2078.6 | 2.2 | 352810.9 | 213764.7 | 566575.6 | 0 | 22.26 | 19.39 | 0 | 41.64 | 23.57 | 20.92 | 0 | 44.5 | 18655468 | 6128370.5 | 570.1 | 682643.4 | 0 | 0 | 1853.7 | 0 | 0 | 724548 | 759746.8 | 0 | 51318.4 | 0 | 1363190 | 9667775 | 0 | 0 | 0 | 294322.7 | 5109500 | 0 | 0.8 | 105.9 | 0 | 252.5 | 0 | 0 | 559 | 1238.5 | 0 | 896.8 | 0 | 506.5 | 1247.8 | 165.9 | 0 | 0 | 163.4 | 0 | 1365.9 | 1.6 | 0 | 0 | 0 | 0.21 | 0 | 0 | 0
NH_2040 | NH | 2040 | 12935759 | 11480.7 | 0 | 96781.9 | 13044021.9 | 12470643 | 6938485.1 | 5534654.5 | 11131633 | 0.0359 | 0.054 | 0.135 | 93395.09 | 3317.7 | 0.95 | 0.95 | 20.1 | 0.4 | 0.04 | 8.3 | 118.2 | 0.12 | 20.1 | 11.8 | 32 | 23.9 | 0.5 | 0.05 | 7.7 | 135.6 | 0.1 | 23.9 | 11.8 | 35.7 | 291.2 | 6.1 | 0.66 | 34.1 | 1492 | 0.14 | 291.5 | 78.6 | 370.1 | 431.3 | 14.2 | 1.8 | 46.8 | 2019.3 | 0.24 | 432.2 | 107 | 539.2 | 375780.4 | 7.1 | 0.7 | 154069.6 | 2207.4 | 2.2 | 376184.8 | 220460.2 | 596645 | 0 | 21.83 | 19.95 | 0 | 41.78 | 23.13 | 21.57 | 0 | 44.7 | 18685524 | 6105536.5 | 9834.7 | 678426.8 | 0 | 0 | 0 | 0 | 0 | 745852.6 | 747642.7 | 0 | 102020 | 0 | 1360224.6 | 9681839 | 0 | 0 | 0 | 284297 | 5075387 | 0 | 5.2 | 105.9 | 0 | 252.5 | 0 | 0 | 592.6 | 1238.5 | 0 | 2286.1 | 0 | 506.5 | 1247.8 | 165.9 | 0 | 0 | 163.4 | 0 | 1365.9 | 31.3 | 0 | 0 | 0 | 0.21 | 0 | 0 | 0
NH_2045 | NH | 2045 | 13812371 | 47278.5 | 0 | 98968.7 | 13958619.2 | 13315722.6 | 7640247.9 | 6025409 | 11390830 | 0.0359 | 0.054 | 0.135 | 91207.37 | 3598.8 | 0.94 | 0.93 | 27 | 0.5 | 0.05 | 8.9 | 153.9 | 0.12 | 27 | 13.5 | 40.6 | 32.2 | 0.6 | 0.06 | 8.5 | 178.4 | 0.1 | 32.2 | 13.9 | 46.1 | 252.9 | 5.4 | 0.59 | 29.5 | 1295 | 0.12 | 253.3 | 68.1 | 321.4 | 445 | 13.4 | 1.66 | 49.2 | 2128.2 | 0.24 | 445.9 | 112.7 | 558.6 | 522905.8 | 9.9 | 1 | 171964.2 | 2978 | 2.3 | 523468.5 | 261338.2 | 784806.8 | 0 | 21.73 | 19.75 | 0 | 41.48 | 23.03 | 21.42 | 0 | 44.45 | 19363702 | 6318371 | 40533.1 | 688448.3 | 0 | 0 | 0 | 0 | 0 | 779906.2 | 1091697.5 | 0 | 105677.1 | 0 | 1382049.9 | 9736924 | 0 | 0 | 0 | 395507.9 | 5142957 | 0 | 21.2 | 105.9 | 0 | 0 | 0 | 0 | 636 | 1238.5 | 0 | 3115.6 | 0 | 506.5 | 1247.8 | 165.9 | 0 | 0 | 218.7 | 0 | 1365.9 | 122.3 | 0 | 0 | 0 | 0.21 | 0 | 0 | 0
NH_2050 | NH | 2050 | 14719064 | 177959.3 | 0 | 96469.2 | 14993492.3 | 14189776.5 | 5643406.8 | 5743234 | 13473957 | 0.0359 | 0.054 | 0.135 | 89980.53 | 3826.3 | 0.93 | 0.92 | 31.2 | 0.6 | 0.06 | 8.5 | 173.8 | 0.1 | 31.2 | 13.7 | 44.9 | 36.1 | 0.7 | 0.07 | 8.5 | 198.2 | 0.1 | 36.2 | 14.4 | 50.6 | 231.8 | 5.1 | 0.55 | 26.9 | 1184.7 | 0.11 | 232.1 | 62.3 | 294.4 | 437.4 | 11.7 | 1.39 | 49.3 | 2156.3 | 0.22 | 438.1 | 113.7 | 551.8 | 710568.1 | 13.4 | 1.3 | 193096.6 | 3956.9 | 2.4 | 711332.8 | 311660.9 | 1022993.7 | 0 | 21.62 | 19.13 | 0 | 40.75 | 22.98 | 20.92 | 0 | 43.91 | 22778374 | 9350085 | 151557.3 | 670287.1 | 0 | 0 | 0 | 0 | 0 | 834193 | 1489941.2 | 0 | 138784 | 0 | 1333402.6 | 9644316 | 0 | 0 | 0 | 1561080.8 | 6954812 | 0 | 108.3 | 105.9 | 0 | 0 | 0 | 0 | 695.7 | 1238.5 | 0 | 3246.2 | 0 | 506.5 | 1247.8 | 0 | 0 | 0 | 748.8 | 0 | 1870.5 | 470.5 | 0 | 0 | 0 | 0.21 | 0 | 0 | 0
NJ_2024 | NJ | 2024 | 83972136 | 1037307.6 | 253195.6 | 201555.7 | 85464192.4 | 80953543.1 | 72742922.9 | 20743186 | 18762830 | 0.0359 | 0.0539 | 0.146 | 10302.94 | 22578.3 | 0.51 | 0.48 | 198.4 | 3.9 | 0.4 | 26.6 | 1040.5 | 0.15 | 198.6 | 57.6 | 256.3 | 226.4 | 6.3 | 0.74 | 28.3 | 1124.4 | 0.17 | 226.8 | 61.9 | 288.6 | 342.3 | 20.7 | 2.9 | 28.2 | 1288.5 | 0.19 | 343.7 | 66.6 | 410.3 | 725.9 | 51.5 | 7.39 | 53.7 | 2434.2 | 0.46 | 729.5 | 126.3 | 855.8 | 16468162.7 | 322.9 | 33 | 2206881.9 | 86354.5 | 12.9 | 16486789.2 | 4783755.4 | 21270544.6 | 0 | 31.69 | 2.48 | 0.19 | 34.36 | 33.68 | 2.74 | 0.2 | 36.61 | 83450430 | 12721269 | 883711.4 | 715400.3 | 0 | 0 | 108091.6 | 0 | 0 | 3787993.5 | 40584920 | 0 | 612838.2 | 0 | 16563.3 | 27602772 | 0 | 204869.9 | 0 | 5039141 | 16323.6 | 3877811.5 | 1222.2 | 156.3 | 0 | 219 | 0 | 0 | 2818.6 | 8571.4 | 0 | 2865.6 | 0 | 12.3 | 3456.6 | 0 | 420 | 0 | 2531.6 | 1100 | 7.6 | 2444.4 | 4200 | 0 | 0.7 | 0.28 | 0 | 0 | 0
NJ_2026 | NJ | 2026 | 84709660 | 1349402.2 | 269357.9 | 227379.6 | 86555802.3 | 81664519 | 73322134.4 | 20876288 | 17799978 | 0.0359 | 0.0539 | 0.146 | 41151.43 | 22855 | 0.51 | 0.51 | 193.1 | 3.7 | 0.37 | 26 | 1015.3 | 0.15 | 193.3 | 56.3 | 249.6 | 209.3 | 5.3 | 0.6 | 26.9 | 1057.6 | 0.16 | 209.6 | 58.4 | 268 | 294.6 | 13.9 | 1.88 | 27.6 | 1247.6 | 0.15 | 295.5 | 64.8 | 360.3 | 671.7 | 45.2 | 6.42 | 51.4 | 2371.1 | 0.39 | 674.8 | 122.1 | 797 | 16021883.8 | 307.4 | 31 | 2159982.4 | 84244.1 | 12.6 | 16039520.6 | 4673909.3 | 20713429.8 | 0 | 29.63 | 9.82 | 0.49 | 39.95 | 31.53 | 10.88 | 0.52 | 42.93 | 83442856 | 13233668 | 1162943.5 | 714256.8 | 0 | 0 | 47632.5 | 0 | 0 | 4391693.5 | 39958844 | 0 | 516532 | 0 | 16557.5 | 27577204 | 0 | 215217.2 | 0 | 4968838.5 | 16235.5 | 3856900.5 | 1533.3 | 156.3 | 0 | 219 | 0 | 0 | 3283.7 | 8571.4 | 0 | 2865.6 | 0 | 12.3 | 3456.6 | 0 | 420 | 0 | 2531.6 | 1100 | 7.6 | 3066.6 | 4200 | 0 | 1.3 | 0.41 | 0 | 0 | 0
NJ_2028 | NJ | 2028 | 86062200 | 2187857 | 523734.9 | 266946.4 | 89040735.7 | 82968398.5 | 65463134.7 | 19883612 | 25142662 | 0.0359 | 0.0539 | 0.146 | 48541.08 | 23400.8 | 0.57 | 0.57 | 171.1 | 3.2 | 0.32 | 23.1 | 901.5 | 0.13 | 171.3 | 50 | 221.3 | 185.4 | 4.2 | 0.47 | 24.2 | 950.4 | 0.14 | 185.6 | 52.6 | 238.2 | 227.6 | 5.4 | 0.6 | 26.1 | 1147.7 | 0.11 | 227.9 | 60.3 | 288.2 | 608.8 | 37.2 | 5.24 | 50.3 | 2263 | 0.36 | 611.4 | 117.8 | 729.2 | 16055819.7 | 303.1 | 30.3 | 2166780 | 84576.1 | 12.6 | 16073133.6 | 4690595.8 | 20763729.4 | 0 | 25.99 | 11.39 | 0.28 | 37.67 | 27.79 | 12.77 | 0.3 | 40.86 | 94350730 | 23577600 | 1856946.6 | 701300.8 | 0 | 0 | 4113.4 | 0 | 0 | 5119739.5 | 39787290 | 0 | 535610.2 | 0 | 16419.3 | 27447372 | 0 | 424079.6 | 0 | 4899518.5 | 16148 | 13542195 | 2054 | 156.3 | 0 | 219 | 0 | 0 | 3842.8 | 8571.4 | 0 | 2588.8 | 0 | 12.3 | 3456.6 | 0 | 420 | 0 | 2531.6 | 3758 | 7.6 | 5149.2 | 4200 | 0 | 0.8 | 0.4 | 0 | 0 | 0
NJ_2030 | NJ | 2030 | 87955400 | 2232471.5 | 669988.6 | 287295.8 | 91145156 | 84793516.2 | 66858629.6 | 23843126 | 23372726 | 0.0359 | 0.0539 | 0.146 | 66732.88 | 24182.6 | 0.6 | 0.6 | 156.6 | 3 | 0.3 | 21.5 | 825.8 | 0.13 | 156.8 | 46.1 | 202.9 | 168.9 | 4 | 0.44 | 22.3 | 863.4 | 0.14 | 169.1 | 48 | 217.2 | 227.9 | 7.4 | 0.92 | 24.2 | 1087.3 | 0.11 | 228.4 | 56.7 | 285.1 | 566.5 | 34 | 4.74 | 47 | 2164 | 0.31 | 568.8 | 111.5 | 680.4 | 14115860 | 266 | 26.6 | 1935106.6 | 74440.7 | 11.7 | 14131052.1 | 4156643 | 18287695.1 | 0 | 25.08 | 15.65 | 0.57 | 41.3 | 26.86 | 17.57 | 0.61 | 45.04 | 90709310 | 24286526 | 1903318.4 | 684307 | 0 | 0 | 0 | 0 | 0 | 5970135.5 | 35753536 | 0 | 317480.5 | 0 | 16151.4 | 27202502 | 0 | 545485.8 | 0 | 4831165.5 | 16060.9 | 13469165 | 2054 | 156.3 | 0 | 219 | 0 | 0 | 4495.8 | 8177.4 | 0 | 2525.1 | 0 | 12.3 | 3456.6 | 0 | 420 | 0 | 2531.6 | 3758 | 7.6 | 5149.2 | 4200 | 0 | 1.2 | 0.53 | 0 | 0 | 0
NJ_2035 | NJ | 2035 | 93346710 | 4838105 | 584849 | 334681.3 | 99104349.2 | 89990985.3 | 60451581.5 | 28361908 | 30535910 | 0.0359 | 0.0539 | 0.146 | 87325.3 | 26464.7 | 0.7 | 0.67 | 117.2 | 2.2 | 0.22 | 16.5 | 619.1 | 0.11 | 117.3 | 35 | 152.3 | 138.8 | 3.5 | 0.4 | 18.4 | 702.7 | 0.12 | 139 | 39.4 | 178.4 | 235.6 | 10.3 | 1.36 | 22.6 | 1039.6 | 0.11 | 236.2 | 53.6 | 289.9 | 531.1 | 30.9 | 4.3 | 45.1 | 2052.7 | 0.3 | 533.2 | 106.3 | 639.6 | 11803925.6 | 222.5 | 22.3 | 1659364.2 | 62346 | 10.7 | 11816629.4 | 3520188 | 15336817.4 | 0 | 22.96 | 20.15 | 0 | 43.11 | 24.82 | 23.19 | 0 | 48.01 | 101395096 | 38652770 | 4126065.5 | 664766.4 | 0 | 0 | 0 | 0 | 0 | 6186297.5 | 30274236 | 0 | 216674.4 | 0 | 15643.4 | 26977168 | 0 | 467779.2 | 0 | 4664427 | 15845.2 | 27786198 | 3390.8 | 156.3 | 0 | 219 | 0 | 0 | 4794.9 | 8073.4 | 0 | 2525.1 | 0 | 12.3 | 3456.6 | 0 | 420 | 0 | 2531.6 | 7500 | 7.6 | 12268.9 | 4200 | 0 | 0 | 0.51 | 0 | 0 | 0
NJ_2040 | NJ | 2040 | 99775960 | 4049566.8 | 721135.4 | 336347.9 | 104883011.7 | 96189084.7 | 66946041.7 | 33072652 | 28033212 | 0.0359 | 0.0539 | 0.146 | 93424.66 | 28951.3 | 0.69 | 0.67 | 119.2 | 2.2 | 0.22 | 16.7 | 629.5 | 0.11 | 119.3 | 35.5 | 154.8 | 136.4 | 3.2 | 0.36 | 18.3 | 697.3 | 0.12 | 136.6 | 39.1 | 175.7 | 252.9 | 11.8 | 1.57 | 23.6 | 1095.2 | 0.12 | 253.7 | 56.3 | 310 | 485.5 | 24.5 | 3.34 | 44.7 | 2004.5 | 0.27 | 487.1 | 104.5 | 591.6 | 11824053.4 | 222.8 | 22.3 | 1659128 | 62445.5 | 10.6 | 11836778.9 | 3522908 | 15359686.9 | 0 | 21.73 | 22.38 | 0 | 44.11 | 23.45 | 25.54 | 0 | 48.99 | 99935950 | 37936972 | 3495361.5 | 649169.4 | 0 | 0 | 0 | 0 | 0 | 6025102 | 30233542 | 0 | 265077 | 0 | 15382 | 26753696 | 0 | 586750 | 0 | 4472580 | 26454.3 | 27412836 | 2216.2 | 156.3 | 0 | 219 | 0 | 0 | 4831.9 | 8073.4 | 0 | 2525.1 | 0 | 12.3 | 3456.6 | 0 | 420 | 0 | 2513.2 | 7500 | 7.6 | 9934 | 4200 | 0 | 0 | 0.51 | 0 | 0 | 0
NJ_2045 | NJ | 2045 | 105388930 | 3318769 | 705294.9 | 336666.9 | 109749655.9 | 101600175.1 | 72604817 | 34772324 | 26942374 | 0.0359 | 0.0539 | 0.146 | 94865.93 | 30847.5 | 0.67 | 0.65 | 132.3 | 2.5 | 0.25 | 18.2 | 697.7 | 0.11 | 132.4 | 39.1 | 171.5 | 147 | 3.3 | 0.36 | 19.6 | 755.6 | 0.12 | 147.2 | 42.1 | 189.3 | 253.8 | 9.5 | 1.22 | 25.8 | 1172.9 | 0.12 | 254.4 | 60.8 | 315.2 | 498.3 | 24.3 | 3.28 | 46.8 | 2099.4 | 0.27 | 499.9 | 109.4 | 609.4 | 13397611.2 | 252.5 | 25.3 | 1846904.1 | 70677.6 | 11.4 | 13412030.2 | 3956197.1 | 17368227.3 | 0 | 21.59 | 22.81 | 0 | 44.4 | 23.21 | 25.78 | 0 | 48.99 | 101973496 | 37144840 | 2801853 | 660220.7 | 0 | 0 | 0 | 0 | 0 | 5935720.5 | 33104374 | 0 | 771484.6 | 0 | 15523.3 | 26906224 | 0 | 568976.2 | 0 | 4137870.8 | 26230.7 | 27045018 | 2000 | 156.3 | 0 | 219 | 0 | 0 | 4915.9 | 7878.9 | 0 | 3462.3 | 0 | 12.3 | 3456.6 | 0 | 420 | 0 | 2331.4 | 7500 | 7.6 | 9031.5 | 4200 | 0 | 0 | 0.51 | 0 | 0 | 0
NJ_2050 | NJ | 2050 | 110751640 | 2811411.2 | 818371.8 | 348809.9 | 114730234.7 | 106769920.5 | 78173984.3 | 40565644 | 21255520 | 0.0359 | 0.0539 | 0.146 | 94387.55 | 32343.6 | 0.7 | 0.68 | 123.6 | 2.3 | 0.23 | 17.4 | 652.7 | 0.11 | 123.7 | 36.8 | 160.6 | 141 | 2.8 | 0.29 | 19.2 | 737.1 | 0.12 | 141.2 | 41.2 | 182.3 | 251.2 | 7.5 | 0.91 | 27.4 | 1221.9 | 0.12 | 251.7 | 63.8 | 315.5 | 488 | 19.3 | 2.51 | 49.4 | 2208.6 | 0.25 | 489.3 | 115.2 | 604.5 | 11724773.3 | 221 | 22.1 | 1647590.7 | 61926.7 | 10.6 | 11737392 | 3495898.9 | 15233290.8 | 0 | 22.38 | 22.82 | 0 | 45.2 | 24.01 | 25.66 | 0 | 49.68 | 95361130 | 36556252 | 2392125 | 648964.4 | 0 | 0 | 0 | 0 | 0 | 5938674 | 23891576 | 0 | 4436371.5 | 0 | 15347.9 | 26761736 | 0 | 658757.9 | 0 | 3726797.5 | 208892.6 | 26681886 | 2000 | 156.3 | 0 | 219 | 0 | 0 | 5063.1 | 5558.6 | 0 | 6930.4 | 0 | 12.3 | 3456.6 | 0 | 420 | 0 | 2067.9 | 7500 | 59.2 | 6739.9 | 4200 | 0 | 0 | 0.51 | 0 | 0 | 0
NM_2024 | NM | 2024 | 26404772 | 2363.5 | 0 | 843032.7 | 27250168.7 | 25455568.5 | 7691599.6 | 24895854 | 30020412 | 0.0359 | 0.054 | 0.1268 | 9706.27 | 5203.1 | 0.61 | 0.68 | 338.8 | 33.1 | 4.76 | 15.9 | 924 | 0.17 | 341.1 | 43.4 | 384.5 | 275.8 | 26.5 | 3.81 | 13.5 | 766.5 | 0.14 | 277.6 | 36.3 | 313.9 | 272 | 9.8 | 1.26 | 28.1 | 1254.6 | 0.14 | 272.6 | 65.6 | 338.2 | 629.9 | 48.2 | 6.83 | 42.2 | 2110.4 | 0.33 | 633.2 | 105.2 | 738.5 | 10908440.1 | 1065.8 | 153.4 | 510777.6 | 29748.1 | 5.3 | 10982077.4 | 1398729.8 | 12380807.2 | 0 | 25.05 | 1.72 | 0 | 26.77 | 26.46 | 1.87 | 0 | 28.33 | 32440150 | 19558570 | 2057.5 | 30312.6 | 0 | 0 | 7968625.5 | 0 | 0 | 683159.4 | 4611029 | 0 | 25925.6 | 64042.6 | 152768.8 | 0 | 26819.5 | 0 | 0 | 3535160.8 | 15340250 | 0 | 2.8 | 5.4 | 0 | 1540 | 0 | 0 | 378.7 | 1429.4 | 0 | 800.8 | 8.6 | 82.7 | 0 | 68.8 | 0 | 0 | 1338.2 | 0 | 4409.4 | 5.6 | 0 | 0 | 0 | 0.16 | 0 | 0 | 0
NM_2026 | NM | 2026 | 27114420 | 1113358.8 | 0 | 1190295.3 | 29418071.3 | 26139703.1 | -4569426.7 | 32260554 | 48763900 | 0.0359 | 0.054 | 0.1272 | 61896.21 | 5362.3 | 0.76 | 0.79 | 210.8 | 21 | 3.03 | 9.5 | 562.6 | 0.1 | 212.2 | 26.3 | 238.5 | 182.3 | 17.6 | 2.53 | 8.8 | 505.3 | 0.09 | 183.5 | 23.9 | 207.4 | 172.3 | 6.3 | 0.82 | 17.7 | 792.1 | 0.09 | 172.7 | 41.3 | 214.1 | 567.8 | 42 | 5.92 | 39.4 | 1956.6 | 0.29 | 570.7 | 97.8 | 668.5 | 9624728.9 | 959.9 | 138.3 | 432291.7 | 25685.9 | 4.7 | 9691090.1 | 1199009.8 | 10890099.9 | 0 | 22.29 | 10.45 | 0 | 32.74 | 24.04 | 11.79 | 0 | 35.83 | 46048896 | 33987496 | 936349.1 | 29553.5 | 0 | 0 | 7221343 | 0 | 0 | 977263.4 | 3647731.2 | 0 | 17718.6 | 63990.2 | 144711.9 | 0 | 0 | 0 | 0 | 9210697 | 23799538 | 0 | 598.6 | 5.4 | 0 | 1540 | 0 | 0 | 543.4 | 1429.4 | 0 | 729.8 | 8.6 | 82.7 | 0 | 0 | 0 | 0 | 3298.6 | 0 | 7009.4 | 2388.7 | 0 | 0 | 0 | 0.36 | 0 | 0 | 0
NM_2028 | NM | 2028 | 27981756 | 1189335.6 | 0 | 1464862.9 | 30635956.7 | 26975868.9 | -13577041.4 | 40041948 | 60595496 | 0.0359 | 0.054 | 0.127 | 57818.5 | 5660.3 | 0.88 | 0.89 | 104 | 10.5 | 1.51 | 4.6 | 274.3 | 0.05 | 104.7 | 12.8 | 117.5 | 92.4 | 8.8 | 1.26 | 4.6 | 260.8 | 0.05 | 93 | 12.4 | 105.3 | 108.5 | 3.6 | 0.45 | 11.5 | 516.5 | 0.05 | 108.8 | 26.9 | 135.7 | 454 | 35.4 | 5.02 | 30 | 1508.2 | 0.24 | 456.5 | 75 | 531.5 | 5282575.7 | 532.2 | 76.7 | 232805.6 | 13928.2 | 2.6 | 5319384.8 | 648570.1 | 5967954.9 | 0 | 15.92 | 9.36 | 0 | 25.28 | 17.29 | 10.52 | 0 | 27.81 | 51349980 | 44213000 | 1016649.4 | 26475.3 | 0 | 0 | 4022638.5 | 0 | 0 | 1304120.8 | 1884938.8 | 0 | 11529.4 | 62781.2 | 111969.2 | 0 | 0 | 0 | 0 | 11483429 | 31425446 | 0 | 598.4 | 5.4 | 0 | 1540 | 0 | 0 | 757 | 1429.4 | 0 | 729.8 | 8.6 | 82.7 | 0 | 0 | 0 | 0 | 4273.9 | 0 | 9169.9 | 2391.4 | 0 | 0 | 0 | 0.36 | 0 | 0 | 0
NM_2030 | NM | 2030 | 29000870 | 1630003.4 | 0 | 1438500.9 | 32069374.8 | 27958354.2 | -15517842.8 | 38981516 | 60206284 | 0.0359 | 0.054 | 0.1273 | 58746.03 | 5924.1 | 0.92 | 0.92 | 74.7 | 7.7 | 1.1 | 3.2 | 193.2 | 0.04 | 75.3 | 9 | 84.2 | 70.8 | 6.9 | 1 | 3.3 | 193 | 0.04 | 71.3 | 9.1 | 80.4 | 64.8 | 2.4 | 0.3 | 6.7 | 301.7 | 0.03 | 64.9 | 15.7 | 80.6 | 363.3 | 29 | 4.12 | 23.6 | 1186.2 | 0.19 | 365.2 | 59 | 424.3 | 3944120 | 403.5 | 58.2 | 168410.1 | 10203.9 | 1.9 | 3972047.2 | 473011.4 | 4445058.6 | 0 | 13.06 | 9.43 | 0 | 22.49 | 14.34 | 10.7 | 0 | 25.04 | 53478772 | 47587216 | 1383088.4 | 24320.1 | 0 | 0 | 3071547.8 | 0 | 0 | 1533056 | 1254429.2 | 0 | 6260.9 | 61267.8 | 90641 | 0 | 0 | 0 | 0 | 10748039 | 35306124 | 0 | 777.7 | 5.4 | 0 | 1540 | 0 | 0 | 930.5 | 1429.4 | 0 | 729.8 | 8.6 | 82.7 | 0 | 0 | 0 | 0 | 4273.9 | 0 | 10440.2 | 3391.6 | 0 | 0 | 0 | 0.45 | 0 | 0.45 | 0
NM_2035 | NM | 2035 | 31873004 | 3476175.5 | 0 | 1433595.7 | 36782774.1 | 30727267 | -13963062.7 | 40562004 | 58391000 | 0.0359 | 0.0539 | 0.1274 | 83407.28 | 6720.8 | 0.98 | 0.97 | 7 | 0.1 | 0.01 | 0.8 | 36.6 | 0 | 7 | 1.9 | 8.9 | 21.1 | 1.6 | 0.22 | 1.5 | 73.1 | 0.01 | 21.3 | 3.7 | 24.9 | 79.8 | 2.9 | 0.37 | 8.2 | 371.5 | 0.04 | 79.9 | 19.3 | 99.2 | 284.6 | 21.5 | 3.03 | 20 | 969.7 | 0.16 | 286.1 | 48.9 | 335 | 377081.4 | 7.1 | 0.7 | 44778.4 | 1972 | 0.2 | 377487.2 | 103590 | 481077.2 | 0 | 11.2 | 13 | 0 | 24.2 | 12.63 | 15.47 | 0 | 28.09 | 54759240 | 50745836 | 2953556.8 | 7027.4 | 0 | 0 | 0 | 0 | 0 | 1803235.6 | 905175.3 | 0 | 4461.4 | 60463.1 | 82718.2 | 0 | 0 | 0 | 0 | 12846073 | 36096530 | 0 | 1553.4 | 3.2 | 0 | 0 | 0 | 0 | 1165.9 | 1429.4 | 0 | 729.8 | 8.6 | 82.7 | 0 | 0 | 0 | 0 | 5360 | 0 | 10574.7 | 8108.3 | 0 | 0 | 0 | 0.45 | 0 | 0.6 | 0
NM_2040 | NM | 2040 | 35327660 | 4136690.5 | 0 | 1659451.9 | 41123803.9 | 34057763 | -21571488.1 | 45330910 | 70944190 | 0.0359 | 0.0539 | 0.1271 | 82313.7 | 7590.6 | 0.99 | 0.98 | 3.7 | 0.1 | 0.01 | 0.4 | 19.5 | 0 | 3.7 | 1 | 4.8 | 11.4 | 0.8 | 0.11 | 0.8 | 40.8 | 0.01 | 11.5 | 2.1 | 13.5 | 83.8 | 3.5 | 0.45 | 8.3 | 378.1 | 0.04 | 84 | 19.5 | 103.5 | 249.3 | 19.7 | 2.8 | 16.5 | 823.9 | 0.13 | 250.7 | 41.1 | 291.8 | 244945.9 | 4.6 | 0.5 | 29116 | 1281 | 0.1 | 245209.5 | 67320.2 | 312529.7 | 0 | 8.43 | 12.81 | 0 | 21.23 | 9.53 | 15.36 | 0 | 24.89 | 66952224 | 62695290 | 3529018.5 | 5597.9 | 0 | 0 | 0 | 0 | 0 | 1814093.6 | 593047.3 | 0 | 2086.2 | 60463.5 | 66719.2 | 0 | 0 | 0 | 0 | 15075296 | 45805904 | 0 | 1950.1 | 3.2 | 0 | 0 | 0 | 0 | 1229.9 | 1429.4 | 0 | 701.3 | 8.6 | 82.7 | 0 | 0 | 0 | 0 | 6981.4 | 0 | 13310.6 | 9620.3 | 0 | 0 | 0 | 0.67 | 0 | 0.75 | 0
NM_2045 | NM | 2045 | 38623576 | 3706490.5 | 0 | 1568050.6 | 43898118.4 | 37235203.7 | -17278244.1 | 44442784 | 65234230 | 0.0359 | 0.0539 | 0.1264 | 83373.94 | 8353.1 | 0.99 | 0.99 | 2.9 | 0.1 | 0.01 | 0.3 | 15 | 0 | 2.9 | 0.8 | 3.7 | 8.9 | 0.6 | 0.09 | 0.6 | 31.1 | 0 | 8.9 | 1.6 | 10.5 | 53.9 | 2.4 | 0.32 | 5.1 | 237.1 | 0.03 | 54 | 12.2 | 66.2 | 167.5 | 12.2 | 1.72 | 12.4 | 585 | 0.09 | 168.3 | 29.9 | 198.2 | 182994.3 | 3.4 | 0.3 | 21751.3 | 957 | 0.1 | 183191.2 | 50292.9 | 233484.1 | 0 | 6.44 | 13.31 | 0 | 19.76 | 7.28 | 15.6 | 0 | 22.88 | 64885224 | 61176364 | 3158363 | 4069.6 | 0 | 0 | 0 | 0 | 0 | 1797388.6 | 445586.6 | 0 | 974.3 | 48722 | 51146.8 | 0 | 0 | 0 | 0 | 14989330 | 44389644 | 0 | 1849.8 | 3.2 | 0 | 0 | 0 | 0 | 1301.8 | 1429.4 | 0 | 701.3 | 7 | 82.7 | 0 | 0 | 0 | 0 | 7744 | 0 | 13260.2 | 8516 | 0 | 0 | 0 | 0.67 | 0 | 0.9 | 0
NM_2050 | NM | 2050 | 41799732 | 3980005.2 | 0 | 1614115.5 | 47393854.4 | 40297165.9 | -14987645.8 | 47227010 | 66088090 | 0.0359 | 0.0539 | 0.1275 | 86144.16 | 9052.4 | 0.99 | 1 | 3.7 | 0.1 | 0.01 | 0.4 | 19.3 | 0 | 3.7 | 1 | 4.7 | 0 | 0 | 0 | 0 | 0 | 0 | 0 | 0 | 0 | 32.5 | 1.6 | 0.22 | 3 | 137.4 | 0.02 | 32.6 | 7.1 | 39.6 | 158.9 | 10 | 1.39 | 13 | 607.6 | 0.08 | 159.6 | 31.1 | 190.7 | 244571.3 | 4.6 | 0.5 | 29028.3 | 1279 | 0.1 | 244834.5 | 67172.4 | 312007 | 0 | 6.81 | 13.73 | 0 | 20.54 | 7.7 | 16.03 | 0 | 23.73 | 66431430 | 62381496 | 3406418.5 | 4220.1 | 0 | 0 | 0 | 0 | 0 | 1804822.2 | 586006.8 | 0 | 2071.1 | 0 | 51212.6 | 0 | 0 | 0 | 0 | 15457075 | 45119604 | 0 | 1917.2 | 3.2 | 0 | 0 | 0 | 0 | 1384.3 | 1429.4 | 0 | 701.3 | 0 | 82.7 | 0 | 0 | 0 | 0 | 8353.5 | 0 | 13200.8 | 8611.9 | 0 | 0 | 0 | 0.72 | 0 | 1 | 0
NV_2024 | NV | 2024 | 41460850 | 482603.6 | 0 | 713875.8 | 42657326 | 39970667.8 | 31047977.7 | 25341504 | 21446326 | 0.0359 | 0.0539 | 0.1435 | 58784.83 | 9953.5 | 0.5 | 0.59 | 227.5 | 7.7 | 0.95 | 23.8 | 1082.6 | 0.1 | 228 | 56.1 | 284.1 | 212.8 | 9.9 | 1.31 | 20 | 927.1 | 0.1 | 213.5 | 47.7 | 261.2 | 260 | 6.5 | 0.74 | 29.3 | 1306.5 | 0.12 | 260.4 | 68.2 | 328.7 | 669.4 | 49.8 | 7.04 | 46 | 2292.3 | 0.34 | 672.8 | 114.4 | 787.2 | 8745047.1 | 294.5 | 36.5 | 916462.2 | 41614 | 3.9 | 8763792.7 | 2157625.4 | 10921418.1 | 0 | 28.95 | 12.36 | 0 | 41.32 | 30.82 | 13.66 | 0 | 44.48 | 38807892 | 11609348 | 409878.8 | 43501 | 0 | 0 | 1221801.9 | 0 | 223158.4 | 1001002.8 | 18352916 | 0 | 8086.3 | 5010982 | 2147917.8 | 0 | 3457.8 | 0 | 0 | 10045365 | 339822 | 0 | 400 | 9.8 | 0 | 472.4 | 0 | 110 | 548.4 | 5272.9 | 0 | 1177.6 | 672.9 | 1051.7 | 0 | 334 | 0 | 0 | 3781.2 | 0 | 150 | 1200 | 0 | 0 | 0 | 0.27 | 0 | 0 | 0
NV_2026 | NV | 2026 | 42520640 | 1269819.9 | 0 | 861089.4 | 44651548.9 | 40992365.9 | 30667584.5 | 31481748 | 25181292 | 0.0359 | 0.0539 | 0.1435 | 68613.89 | 10216.3 | 0.58 | 0.64 | 185.4 | 5.8 | 0.71 | 19.8 | 894.7 | 0.08 | 185.8 | 46.5 | 232.2 | 189.6 | 9.6 | 1.28 | 17.3 | 802 | 0.09 | 190.2 | 41.2 | 231.5 | 174.4 | 5.5 | 0.67 | 18.7 | 841.6 | 0.08 | 174.7 | 43.8 | 218.5 | 610.1 | 43.8 | 6.16 | 43.5 | 2147.1 | 0.31 | 613.1 | 107.6 | 720.7 | 7040246.1 | 222.3 | 27.1 | 751373.3 | 33973.4 | 3.1 | 7054268.7 | 1764634.4 | 8818903.1 | 0 | 27 | 14.12 | 0 | 41.12 | 29 | 15.91 | 0 | 44.91 | 38388556 | 13983965 | 1065924.9 | 41437.2 | 0 | 0 | 867333.4 | 0 | 224728.6 | 1232093.2 | 15261698 | 0 | 5733.7 | 5010982 | 2149377.8 | 0 | 2107.3 | 0 | 0 | 12189153 | 337989.3 | 0 | 902.2 | 9.8 | 0 | 218.4 | 0 | 110 | 677.2 | 5272.9 | 0 | 1177.6 | 672.9 | 1051.7 | 0 | 334 | 0 | 0 | 4566.5 | 0 | 150 | 3208.8 | 0 | 0 | 0 | 0.3 | 0 | 0 | 0
NV_2028 | NV | 2028 | 43778480 | 3370340.8 | 0 | 1035289.9 | 48184110 | 42204994.4 | 29181514.9 | 37329780 | 29083028 | 0.0359 | 0.0539 | 0.1435 | 61529.2 | 10589.8 | 0.73 | 0.75 | 120.1 | 4.1 | 0.5 | 12.6 | 571 | 0.05 | 120.3 | 29.6 | 149.9 | 142.3 | 8.4 | 1.15 | 12 | 563.7 | 0.07 | 142.9 | 28.8 | 171.6 | 116.7 | 4.3 | 0.54 | 11.9 | 543.3 | 0.05 | 117 | 28.1 | 145.1 | 512.5 | 34.6 | 4.84 | 38.8 | 1870.2 | 0.26 | 514.9 | 94.7 | 609.5 | 4729921.8 | 160.3 | 19.9 | 494974.1 | 22479.9 | 2.1 | 4740133.9 | 1165451.4 | 5905585.3 | 0 | 22.55 | 12.08 | 0 | 34.63 | 24.87 | 14.24 | 0 | 39.11 | 39968390 | 19002596 | 2899021 | 37443.3 | 0 | 0 | 690322.4 | 0 | 221165 | 1499043.8 | 10182838 | 0 | 1176.8 | 5010982 | 2144015 | 0 | 0 | 0 | 0 | 16946220 | 336166.7 | 0 | 2170.2 | 9.8 | 0 | 218.4 | 0 | 110 | 827.1 | 4822.9 | 0 | 1122.6 | 672.9 | 1051.7 | 0 | 108 | 0 | 0 | 6237.9 | 0 | 150 | 8280.8 | 0 | 0 | 0 | 0.37 | 0 | 0 | 0
NV_2030 | NV | 2030 | 45225730 | 4487824.5 | 0 | 920303.5 | 50633856.1 | 43600225.6 | 29536048 | 33446132 | 22939226 | 0.0359 | 0.0539 | 0.1435 | 62703.38 | 11039.2 | 0.8 | 0.8 | 93 | 3.6 | 0.46 | 9.3 | 427.2 | 0.04 | 93.2 | 22.1 | 115.3 | 115.2 | 7.4 | 1.02 | 9.2 | 438.2 | 0.06 | 115.7 | 22.3 | 138 | 80.9 | 2.9 | 0.36 | 8.4 | 380.5 | 0.04 | 81.1 | 19.8 | 100.8 | 440.4 | 30.7 | 4.31 | 33 | 1578.5 | 0.23 | 442.5 | 80.1 | 522.6 | 3661401.8 | 143.2 | 18.3 | 365985.5 | 16798.9 | 1.6 | 3670676.7 | 867041.1 | 4537717.8 | 0 | 20.63 | 12.12 | 0 | 32.74 | 23.15 | 14.53 | 0 | 37.69 | 40163350 | 21097808 | 3766641.5 | 33434.9 | 0 | 0 | 719448.1 | 0 | 221549.8 | 1835347 | 7390442.5 | 0 | 1059.1 | 5010982 | 2143527 | 0 | 9.5 | 0 | 0 | 18706558 | 334354.2 | 0 | 2799.5 | 9.8 | 0 | 218.4 | 0 | 110 | 1019.9 | 4822.9 | 0 | 1122.6 | 672.9 | 1051.7 | 0 | 108 | 0 | 0 | 6904.3 | 0 | 150 | 10798.1 | 0 | 0 | 0 | 0.44 | 0 | 0 | 0
NV_2035 | NV | 2035 | 49224504 | 10746523 | 0 | 821975.1 | 60793000.9 | 47455277.9 | 30363632.3 | 27402128 | 20294080 | 0.0359 | 0.0539 | 0.1435 | 85986.97 | 12304.5 | 0.87 | 0.86 | 62.2 | 2.7 | 0.35 | 6 | 277.9 | 0.03 | 62.3 | 14.3 | 76.6 | 86 | 5.6 | 0.78 | 6.7 | 323.9 | 0.04 | 86.3 | 16.4 | 102.7 | 106.3 | 3.3 | 0.4 | 11.4 | 514.8 | 0.05 | 106.5 | 26.8 | 133.3 | 366.4 | 25.5 | 3.57 | 28 | 1320.4 | 0.2 | 368.1 | 67.4 | 435.5 | 3269309.4 | 140.9 | 18.4 | 314957 | 14587.5 | 1.5 | 3278528.3 | 750067.7 | 4028596 | 0 | 16.65 | 15.05 | 0 | 31.71 | 19.69 | 19.96 | 0 | 39.65 | 53722356 | 30429370 | 9110534 | 28606 | 0 | 0 | 769251.6 | 0 | 221845.2 | 2271810.8 | 6230536.5 | 0 | 1176.8 | 5010982 | 2141884.8 | 0 | 15.5 | 0 | 0 | 27605850 | 329864.5 | 0 | 5280.2 | 9.8 | 0 | 218.4 | 0 | 110 | 1324.2 | 4603.9 | 0 | 1122.6 | 672.9 | 1051.7 | 0 | 108 | 0 | 0 | 10096.9 | 0 | 150 | 25597.1 | 0 | 0 | 0 | 0.44 | 0 | 0 | 0
NV_2040 | NV | 2040 | 53991956 | 19410706 | 0 | 773784.2 | 74176446.5 | 52051375.1 | 30607505.9 | 24090626 | 21693290 | 0.0359 | 0.0539 | 0.1435 | 83879.89 | 13725 | 0.93 | 0.91 | 35.7 | 1.6 | 0.21 | 3.4 | 158.2 | 0.02 | 35.8 | 8.1 | 43.9 | 55.5 | 3.7 | 0.52 | 4.3 | 205.9 | 0.03 | 55.8 | 10.5 | 66.2 | 132.6 | 4.7 | 0.59 | 13.7 | 623.3 | 0.06 | 132.9 | 32.3 | 165.3 | 335.9 | 24 | 3.37 | 24.6 | 1191.4 | 0.18 | 337.6 | 60.2 | 397.8 | 2492699.7 | 110.7 | 14.5 | 237189.4 | 11017.6 | 1.1 | 2499966.8 | 565822.3 | 3065789.1 | 0 | 13.52 | 13.25 | 0 | 26.77 | 16.68 | 19.57 | 0 | 36.25 | 71826840 | 43568940 | 16548259 | 24750.8 | 0 | 0 | 620318.8 | 0 | 220253.9 | 2166084.8 | 4704764 | 0 | 470.7 | 4232047.5 | 2127289.2 | 0 | 0 | 0 | 0 | 40857836 | 324767.7 | 0 | 8645 | 9.8 | 0 | 218.4 | 0 | 110 | 1383.6 | 4530.9 | 0 | 1122.6 | 570 | 1051.7 | 0 | 108 | 0 | 0 | 14869.9 | 0 | 150 | 47266.3 | 0 | 0 | 0 | 0.44 | 0 | 0 | 0
NV_2045 | NV | 2045 | 58635710 | 27163644 | 0 | 869947.3 | 86669307.6 | 56528201.5 | 29706135.2 | 23931180 | 27569732 | 0.0359 | 0.0539 | 0.1435 | 86890.31 | 14993.6 | 0.95 | 0.94 | 22.8 | 1 | 0.13 | 2.2 | 101.1 | 0.01 | 22.8 | 5.2 | 28 | 36.7 | 2.3 | 0.32 | 3 | 141.9 | 0.02 | 36.9 | 7.2 | 44.1 | 135.8 | 5.3 | 0.68 | 13.7 | 623 | 0.06 | 136.1 | 32.2 | 168.4 | 251.2 | 16.6 | 2.31 | 20.2 | 933.3 | 0.14 | 252.3 | 48.1 | 300.4 | 1987473.4 | 88.1 | 11.6 | 189275.2 | 8789.3 | 0.9 | 1993256.9 | 451441.3 | 2444698.2 | 0 | 10.6 | 12.85 | 0 | 23.45 | 14.08 | 20.27 | 0 | 34.35 | 90372510 | 56963176 | 23051074 | 21069.9 | 0 | 0 | 494881.8 | 0 | 205508.9 | 2124238.5 | 3802032.5 | 0 | 470.7 | 3985052 | 2054759.6 | 0 | 0 | 0 | 0 | 54633420 | 0 | 0 | 11627.7 | 9.8 | 0 | 218.4 | 0 | 110 | 1458.7 | 4530.9 | 0 | 1122.6 | 545.1 | 1051.7 | 0 | 108 | 0 | 0 | 19770.5 | 0 | 0 | 65838.5 | 0 | 0 | 0 | 0.44 | 0 | 0 | 0
NV_2050 | NV | 2050 | 63261336 | 28894540 | 0 | 893223.5 | 93049102.1 | 60987519 | 28487933.6 | 22713486 | 28814346 | 0.0359 | 0.0539 | 0.1435 | 88970.55 | 16134 | 0.95 | 0.93 | 23.7 | 1 | 0.13 | 2.3 | 105.9 | 0.01 | 23.7 | 5.4 | 29.2 | 37.4 | 2 | 0.27 | 3.3 | 154.8 | 0.02 | 37.5 | 8 | 45.5 | 140.3 | 5.9 | 0.77 | 13.8 | 631.1 | 0.07 | 140.7 | 32.6 | 173.3 | 239.5 | 13.2 | 1.8 | 21.4 | 975.8 | 0.13 | 240.3 | 50.5 | 290.8 | 2283568.1 | 98.4 | 12.9 | 219984.4 | 10188.6 | 1 | 2290008.9 | 523885.4 | 2813894.2 | 0 | 11.23 | 13.13 | 0 | 24.36 | 14.97 | 20.61 | 0 | 35.58 | 99193630 | 64561164 | 24554166 | 21004.1 | 0 | 0 | 540068.8 | 0 | 0 | 2138450.8 | 4403195 | 0 | 353 | 3016266 | 2097411.8 | 0 | 0 | 0 | 0 | 62422710 | 0 | 0 | 13258.2 | 9.8 | 0 | 218.4 | 0 | 0 | 1580.6 | 4145.9 | 0 | 696 | 415 | 1051.7 | 0 | 0 | 0 | 0 | 22744.3 | 0 | 0 | 69034.6 | 0 | 0 | 0 | 0.45 | 0 | 0 | 0
NY_2024 | NY | 2024 | 154072400 | 1668020.6 | 1393849.1 | 434058.8 | 157568330.1 | 148533067.8 | 130529638.4 | 27486892 | 13722966 | 0.0359 | 0.054 | 0.15 | 10097.62 | 34902.2 | 0.68 | 0.65 | 161.3 | 5.2 | 0.76 | 20.7 | 673.5 | 0.19 | 161.7 | 40.8 | 202.5 | 182.5 | 6.2 | 0.88 | 22.8 | 771.1 | 0.2 | 182.9 | 45.9 | 228.8 | 246.7 | 8.1 | 1.08 | 26.9 | 1113.2 | 0.16 | 247.3 | 60.1 | 307.3 | 689.6 | 41.4 | 6.04 | 59.8 | 2396.4 | 0.54 | 692.5 | 131.3 | 823.8 | 22940282 | 739.3 | 107.6 | 2939534.9 | 95889.1 | 26.3 | 22991689.4 | 5804208.6 | 28795898.1 | 0 | 33.31 | 2.05 | 5.18 | 40.54 | 35.42 | 2.26 | 5.47 | 43.14 | 143947660 | 27038692 | 1426944 | 2012466.8 | 0 | 13723090 | 1649607.2 | 0 | 0 | 2489203.8 | 36841290 | 0 | 1360266.1 | 0 | 26825330 | 25580812 | 6372602.5 | 1116574.1 | 0 | 7190846.5 | 16875878 | 482764.3 | 1857.5 | 394.6 | 0 | 445 | 0 | 0 | 1928.7 | 9759.5 | 0 | 2825.1 | 0 | 4550.6 | 3203 | 10926.5 | 1427.1 | 0 | 3685 | 130 | 5099.1 | 3840.4 | 14271 | 0 | 11.7 | 0.47 | 0 | 0 | 0
NY_2026 | NY | 2026 | 155267710 | 1883087.6 | 1565547.2 | 479601.6 | 159195941 | 149685311.2 | 121356388.9 | 24136174 | 21957602 | 0.0359 | 0.054 | 0.15 | 40331.35 | 35231 | 0.75 | 0.73 | 112.3 | 3.2 | 0.43 | 14.9 | 509.6 | 0.12 | 112.5 | 30.1 | 142.6 | 129.9 | 3.9 | 0.52 | 16.9 | 590.1 | 0.13 | 130.2 | 34.6 | 164.7 | 213.2 | 6.5 | 0.86 | 23.9 | 965.2 | 0.15 | 213.6 | 52.7 | 266.4 | 631.9 | 36.1 | 5.15 | 55.5 | 2332.6 | 0.44 | 634.4 | 125.2 | 759.6 | 17465063.1 | 494.8 | 66.9 | 2321093.6 | 79301.9 | 18.5 | 17498071 | 4689331.6 | 22187402.6 | 0 | 29.93 | 8.01 | 0 | 37.94 | 31.86 | 8.83 | 0 | 40.69 | 157177250 | 37839550 | 1607114.6 | 2001249.8 | 0 | 22661086 | 927272.9 | 0 | 0 | 2833035.2 | 33723550 | 0 | 809784.1 | 0 | 27635302 | 25553040 | 3147550.8 | 1271744.8 | 0 | 7075147 | 16784872 | 11146498 | 2006.7 | 394.6 | 0 | 445 | 0 | 0 | 2234.8 | 9759.5 | 0 | 2253.7 | 0 | 4671.1 | 3203 | 10516 | 1427.1 | 0 | 3685 | 3088 | 5099.1 | 4453 | 14271 | 0 | 0 | 0.54 | 0 | 0 | 0
NY_2028 | NY | 2028 | 157365060 | 2524089.2 | 1760815.4 | 560969.8 | 162210928.5 | 151707185.5 | 119679953.4 | 27089884 | 26686768 | 0.0359 | 0.054 | 0.15 | 47414.93 | 35902.5 | 0.78 | 0.76 | 97.4 | 2.5 | 0.34 | 13.3 | 451.9 | 0.1 | 97.6 | 26.8 | 124.4 | 112.9 | 3.1 | 0.4 | 15.2 | 525.2 | 0.12 | 113.1 | 30.8 | 144 | 138.7 | 3.5 | 0.45 | 16.2 | 651.9 | 0.09 | 139 | 35.6 | 174.6 | 571.1 | 28.9 | 4.08 | 53.7 | 2228.1 | 0.4 | 573.1 | 120.2 | 693.3 | 15622916.7 | 409 | 54.2 | 2132177 | 72476.3 | 16.8 | 15649898.5 | 4296547.4 | 19946445.9 | 0 | 25.69 | 9.33 | 0 | 35.02 | 27.43 | 10.33 | 0 | 37.76 | 161944130 | 42530976 | 2159781.2 | 1980483.4 | 0 | 25161198 | 551808.2 | 0 | 0 | 3372916.8 | 31539120 | 0 | 709943 | 0 | 27822364 | 25447464 | 2630115 | 1410871.2 | 0 | 6957111 | 16694354 | 15506594 | 2500 | 394.6 | 0 | 445 | 0 | 0 | 2680.8 | 9759.5 | 0 | 1901.1 | 0 | 4720.3 | 3203 | 10411.5 | 1427.1 | 0 | 3685 | 4318 | 5099.1 | 6239 | 14271 | 0 | 0 | 0.62 | 0 | 0 | 0
NY_2030 | NY | 2030 | 160291620 | 4590202.5 | 1973627 | 595601.3 | 167451042.5 | 154528472 | 113108275.6 | 27180134 | 30158874 | 0.0359 | 0.054 | 0.15 | 65079.8 | 36877 | 0.82 | 0.9 | 80.9 | 2.1 | 0.27 | 11.3 | 376.6 | 0.09 | 81 | 22.6 | 103.6 | 47.1 | 1.3 | 0.17 | 6.5 | 218.3 | 0.05 | 47.2 | 13 | 60.1 | 81.2 | 2 | 0.27 | 9.7 | 369.6 | 0.06 | 81.3 | 20.7 | 102 | 529.9 | 25.3 | 3.54 | 51 | 2137 | 0.35 | 531.6 | 114.8 | 646.4 | 13661629.5 | 347.4 | 46 | 1910779 | 63594.7 | 15.4 | 13684541.9 | 3810106.4 | 17494648.3 | 0 | 24.59 | 12.15 | 3.77 | 40.51 | 26.41 | 13.61 | 3.99 | 44.01 | 170528720 | 54342772 | 3904798 | 1948413.4 | 0 | 24765420 | 371687 | 0 | 0 | 4248445 | 27744876 | 0 | 641974 | 0 | 27697132 | 25165082 | 2372179.5 | 1574388.9 | 0 | 18064484 | 16604243 | 15425594 | 3532.3 | 394.6 | 0 | 370 | 0 | 0 | 3362.3 | 9759.5 | 0 | 1884 | 0 | 4738.4 | 3203 | 9781.3 | 1427.1 | 0 | 9253.4 | 4318 | 5099.1 | 11631.1 | 14271 | 0 | 0 | 0.7 | 4.5 | 0.9 | 0
NY_2035 | NY | 2035 | 168657580 | 6569641 | 1916898.4 | 668716.1 | 177812844.9 | 162593607.5 | 106849384.7 | 29432234 | 34448296 | 0.0359 | 0.054 | 0.15 | 91589.94 | 39749.1 | 0.85 | 0.95 | 63.8 | 1.4 | 0.17 | 9.2 | 309 | 0.07 | 63.9 | 18.4 | 82.3 | 23.2 | 0.6 | 0.07 | 3.2 | 111.3 | 0.02 | 23.3 | 6.5 | 29.8 | 24.8 | 0.6 | 0.08 | 2.9 | 114.5 | 0.02 | 24.9 | 6.3 | 31.2 | 472.7 | 19.7 | 2.69 | 48.2 | 2016.1 | 0.31 | 474.1 | 108.4 | 582.4 | 11542568.7 | 250.9 | 31.4 | 1667980.1 | 55932.9 | 13.1 | 11558625.2 | 3338367.3 | 14896992.5 | 0 | 22.74 | 17.26 | 0 | 40 | 24.5 | 19.52 | 0 | 44.03 | 182936580 | 70963464 | 5602665 | 1507715.8 | 0 | 24039834 | 0 | 0 | 0 | 5277882.5 | 23497018 | 0 | 1770253.2 | 0 | 27427226 | 24922274 | 1691023.2 | 1515112.2 | 0 | 17448220 | 16585222 | 31652134 | 4547.3 | 339.6 | 0 | 0 | 0 | 0 | 4221.7 | 9759.5 | 0 | 2264.8 | 0 | 4750.3 | 3203 | 8832.6 | 1427.1 | 0 | 9253.4 | 9000 | 5135.7 | 17860.8 | 14271 | 0 | 0 | 0.7 | 0 | 0.95 | 0
NY_2040 | NY | 2040 | 179295620 | 9252661 | 2227942.2 | 691185.8 | 191467404.5 | 172849122.1 | 102935016.2 | 27074988 | 39768456 | 0.0359 | 0.054 | 0.15 | 96641.21 | 43031.9 | 0.86 | 1 | 62.6 | 1.3 | 0.15 | 8.9 | 315.5 | 0.06 | 62.7 | 18.3 | 81 | 0 | 0 | 0 | 0 | 0 | 0 | 0 | 0 | 0 | 7.1 | 0.2 | 0.02 | 0.8 | 34.7 | 0 | 7.1 | 1.8 | 9 | 450 | 16.3 | 2.15 | 47.8 | 2025.3 | 0.27 | 451.1 | 108.2 | 559.3 | 12629594 | 257.8 | 29.5 | 1786405 | 63678.9 | 12.4 | 12645332.8 | 3687427.9 | 16332760.7 | 0 | 21.54 | 17.87 | 1.87 | 41.29 | 23.37 | 20.47 | 1.99 | 45.82 | 204323940 | 88532390 | 7900216 | 1488370.2 | 0 | 23039164 | 0 | 0 | 0 | 5474068 | 24565338 | 0 | 3946722 | 0 | 27253242 | 24776306 | 1008618.7 | 1813566.2 | 0 | 31298970 | 20523480 | 31235876 | 5459.8 | 339.6 | 0 | 0 | 0 | 0 | 4506.9 | 9759.5 | 0 | 4306.6 | 0 | 4765.8 | 3203 | 6235 | 1427.1 | 0 | 16190.1 | 9000 | 5740.1 | 25497.2 | 14271 | 0 | 0 | 0.7 | 2.1 | 1 | 0
NY_2045 | NY | 2045 | 189133010 | 10857951 | 2190068.2 | 691171.4 | 202872206 | 182332627.9 | 107913073.5 | 25609154 | 41573270 | 0.0359 | 0.054 | 0.15 | 94255.41 | 45652.4 | 0.84 | 1 | 71.3 | 1.4 | 0.16 | 9.8 | 359.9 | 0.06 | 71.4 | 20.5 | 91.9 | 0 | 0 | 0 | 0 | 0 | 0 | 0 | 0 | 0 | 0 | 0 | 0 | 0 | 0 | 0 | 0 | 0 | 0 | 462.4 | 15.2 | 1.96 | 50.3 | 2139.6 | 0.27 | 463.4 | 114.1 | 577.5 | 15411092.5 | 312.8 | 35.5 | 2118028.8 | 77823.7 | 13.9 | 15430115.1 | 4440966.5 | 19871081.6 | 0 | 21.26 | 17.43 | 0.73 | 39.42 | 22.99 | 20.05 | 0.77 | 43.82 | 219006750 | 94959140 | 9273931 | 1515029.8 | 0 | 23079352 | 0 | 0 | 0 | 6293379 | 29700516 | 0 | 5226634.5 | 0 | 27421824 | 24925642 | 1122312.4 | 1782368.8 | 0 | 35474988 | 22362578 | 30828186 | 6741.9 | 339.6 | 0 | 0 | 0 | 0 | 5240.2 | 9866.2 | 0 | 5883.3 | 0 | 4780 | 3203 | 4920.6 | 1427.1 | 0 | 18646.9 | 9000 | 6186.4 | 31434.7 | 14271 | 0 | 0 | 0.7 | 0.8 | 1 | 0
NY_2050 | NY | 2050 | 199197520 | 12934537 | 2494479.8 | 692570.1 | 215319106.2 | 192034833.7 | 99996329.8 | 22363656 | 45066864 | 0.0359 | 0.054 | 0.15 | 93487.33 | 47866.7 | 0.82 | 1 | 80.7 | 1.5 | 0.16 | 10.4 | 420.2 | 0.05 | 80.8 | 22.9 | 103.8 | 0 | 0 | 0 | 0 | 0 | 0 | 0 | 0 | 0 | 0 | 0 | 0 | 0 | 0 | 0 | 0 | 0 | 0 | 448.3 | 12.8 | 1.55 | 50.1 | 2169.2 | 0.24 | 449.1 | 114.8 | 563.9 | 18947904.3 | 362.9 | 37.4 | 2440529.1 | 98622.1 | 12.1 | 18968922.5 | 5382774.6 | 24351697.1 | 0 | 21.1 | 16.9 | 2.59 | 40.58 | 22.97 | 19.57 | 2.75 | 45.28 | 238265950 | 115322776 | 11031965 | 1477852.2 | 0 | 23078046 | 0 | 0 | 0 | 6878811 | 30087612 | 0 | 12594924 | 0 | 27093300 | 15306237 | 289845.8 | 1983410.2 | 0 | 50628260 | 27449760 | 30365946 | 7703.7 | 339.6 | 0 | 0 | 0 | 0 | 5880.6 | 7051.5 | 0 | 13976.3 | 0 | 4784.9 | 1991.6 | 1427.1 | 1427.1 | 0 | 26128.4 | 9000 | 7595.8 | 35988.7 | 14271 | 0 | 0 | 0.7 | 2.8 | 1 | 0
OH_2024 | OH | 2024 | 161576720 | 65746.4 | 0 | 778767.9 | 162421232.1 | 155767487.2 | 154244769.1 | 59616756 | 47608156 | 0.0359 | 0.054 | 0.146 | 19333.54 | 34615.2 | 0.17 | 0.24 | 503.5 | 39.1 | 5.51 | 33.8 | 1698.9 | 0.26 | 506.1 | 84.5 | 590.6 | 489.5 | 38.4 | 5.42 | 32.9 | 1639.3 | 0.26 | 492.1 | 81.8 | 573.9 | 379.7 | 25.3 | 3.53 | 28.6 | 1395.8 | 0.19 | 381.4 | 70.3 | 451.6 | 776.9 | 60.8 | 8.76 | 51.9 | 2451.6 | 0.47 | 781.1 | 125.1 | 906.2 | 75191194 | 5828.7 | 822.7 | 5049948 | 253849 | 39.1 | 75589493.7 | 12625320.7 | 88214814.4 | 0 | 31.8 | 3.97 | 0 | 35.77 | 33.67 | 4.28 | 0 | 37.96 | 150335600 | 8176463 | 55421.9 | 470291.1 | 0 | 0 | 44749028 | 0 | 0 | 362581.2 | 78697100 | 0 | 785458.8 | 0 | 328149.9 | 17043568 | 30112.4 | 0 | 0 | 4642491.5 | 3102600.8 | 68789.7 | 67.4 | 96.9 | 0 | 10088.5 | 0 | 0 | 269.2 | 11076.2 | 0 | 5480.5 | 0 | 101.9 | 2134 | 426.9 | 0 | 0 | 2217.5 | 21 | 1063.8 | 167.4 | 0 | 0 | 0 | 0.06 | 0 | 0 | 0
OH_2026 | OH | 2026 | 164245460 | 362617.8 | 0 | 837611.4 | 165445687.3 | 158340270.2 | 156181207.5 | 68633540 | 45080180 | 0.0359 | 0.054 | 0.146 | 49036.94 | 35384.9 | 0.19 | 0.27 | 475.5 | 35.7 | 5.02 | 33.2 | 1643.8 | 0.25 | 477.9 | 82.2 | 560.1 | 449.2 | 33.6 | 4.73 | 31.9 | 1554.5 | 0.25 | 451.5 | 78.3 | 529.8 | 352.7 | 17.4 | 2.34 | 32 | 1494 | 0.17 | 353.9 | 76.6 | 430.5 | 733.7 | 56.5 | 8.09 | 49.4 | 2382.1 | 0.42 | 737.6 | 120.5 | 858.1 | 66942084.7 | 5015.8 | 705.7 | 4671284.6 | 231552.5 | 35.1 | 67284204.8 | 11581125.1 | 78865330 | 0 | 30.05 | 10.07 | 0 | 40.12 | 31.83 | 10.89 | 0 | 42.72 | 141765440 | 9264480 | 312152.9 | 470118.5 | 0 | 0 | 38242940 | 0 | 0 | 551112.8 | 75663470 | 0 | 429645.6 | 0 | 328057.8 | 17035558 | 19016 | 0 | 0 | 5559078.5 | 3085869.5 | 68418.8 | 401.7 | 96.9 | 0 | 10068.5 | 0 | 0 | 408.2 | 11076.2 | 0 | 5352.8 | 0 | 101.9 | 2134 | 426.9 | 0 | 0 | 2666.9 | 21 | 1063.8 | 836 | 0 | 0 | 0 | 0.06 | 0 | 0 | 0
OH_2028 | OH | 2028 | 167756850 | 3282447.2 | 0 | 1086859.8 | 172126151.7 | 161725421.6 | 153455190.4 | 90632320 | 50762080 | 0.0359 | 0.054 | 0.146 | 59784.46 | 36497.2 | 0.3 | 0.4 | 351.3 | 20.5 | 2.8 | 30.2 | 1400.7 | 0.19 | 352.6 | 72 | 424.6 | 319.9 | 19.3 | 2.65 | 27.5 | 1255.9 | 0.18 | 321.2 | 64.9 | 386.2 | 304.3 | 6 | 0.62 | 35.7 | 1581.8 | 0.13 | 304.7 | 82.9 | 387.6 | 660 | 47.1 | 6.7 | 48 | 2261.5 | 0.38 | 663.2 | 115.5 | 778.7 | 46030809.3 | 2679.2 | 366.4 | 3961272.9 | 183691.4 | 24.7 | 46210690.5 | 9442027.5 | 55652717.9 | 0 | 26.58 | 11.91 | 0 | 38.49 | 28.28 | 13.11 | 0 | 41.4 | 132009520 | 18670962 | 2796499.5 | 465156.6 | 0 | 0 | 18376788 | 0 | 0 | 849965.4 | 74015416 | 0 | 377487.9 | 0 | 326055.5 | 16961220 | 19936.7 | 0 | 0 | 14683718 | 3069227.8 | 68049.8 | 2248.9 | 96.9 | 0 | 7743.5 | 0 | 0 | 628.2 | 11178.7 | 0 | 5352.8 | 0 | 101.9 | 2134 | 426.9 | 0 | 0 | 6800 | 21 | 1063.8 | 7791.1 | 0 | 0 | 0 | 0 | 0 | 0 | 0
OH_2030 | OH | 2030 | 171834510 | 8849832 | 0 | 1209928.6 | 181894278.9 | 165656516.1 | 146780831.5 | 94841890 | 58149844 | 0.0359 | 0.054 | 0.146 | 70932.32 | 37872.5 | 0.42 | 0.5 | 278.7 | 14.8 | 2 | 25.4 | 1158 | 0.15 | 279.7 | 60 | 339.7 | 256.9 | 14.4 | 1.96 | 23.2 | 1043.6 | 0.15 | 257.8 | 54.3 | 312.2 | 307.9 | 9.9 | 1.22 | 32.7 | 1477.8 | 0.14 | 308.5 | 76.8 | 385.2 | 615.9 | 43.6 | 6.15 | 44.8 | 2161.2 | 0.33 | 618.9 | 109.3 | 728.2 | 40083499.9 | 2122.4 | 286.6 | 3659612 | 166686.7 | 21.8 | 40224980.5 | 8632829.7 | 48857810.1 | 0 | 25.1 | 13.39 | 0 | 38.49 | 26.97 | 15.18 | 0 | 42.15 | 144944800 | 35113450 | 7543177 | 454562 | 0 | 0 | 14099008 | 0 | 0 | 1327968.2 | 70409560 | 0 | 222535.5 | 0 | 321473.1 | 16769277 | 11767 | 0 | 0 | 30665120 | 3052677 | 67682.8 | 5608.4 | 96.9 | 0 | 6175.2 | 0 | 0 | 979.8 | 11178.7 | 0 | 5226.6 | 0 | 101.9 | 2134 | 253.7 | 0 | 0 | 13925.9 | 21 | 1063.8 | 21276.9 | 0 | 0 | 0 | 0 | 0 | 0 | 0
OH_2035 | OH | 2035 | 182574750 | 15118909 | 0 | 1656483.3 | 199350139.6 | 176010702.3 | 141489114.4 | 104032240 | 93962920 | 0.0359 | 0.054 | 0.146 | 86929.61 | 41649.9 | 0.47 | 0.5 | 227.3 | 9.2 | 1.18 | 23.3 | 1036.2 | 0.12 | 227.9 | 54.2 | 282.1 | 222.9 | 8.9 | 1.14 | 23.3 | 1020.2 | 0.13 | 223.5 | 53.8 | 277.2 | 323.6 | 15.7 | 2.1 | 29.6 | 1385.3 | 0.15 | 324.6 | 70.9 | 395.5 | 560.7 | 37.4 | 5.25 | 43 | 2033.5 | 0.31 | 563.3 | 103.7 | 667 | 42637277.2 | 1710.9 | 220.4 | 4376060.8 | 194598.4 | 22.6 | 42748439.9 | 10181259.4 | 52929699.3 | 0 | 22.59 | 15.74 | 0 | 38.34 | 24.56 | 18.4 | 0 | 42.96 | 189163360 | 57861024 | 12874327 | 441604.8 | 0 | 0 | 9393372 | 0 | 0 | 3419987.2 | 91242536 | 0 | 435880.9 | 0 | 311715.8 | 16596789 | 6108 | 0 | 0 | 51352068 | 3022197.5 | 66774.1 | 8523.5 | 96.9 | 0 | 6169.5 | 0 | 0 | 2512.7 | 15373 | 0 | 6578.1 | 0 | 101.9 | 2134 | 251.3 | 0 | 0 | 23325.8 | 21 | 1063.8 | 38873.9 | 0 | 0 | 0 | 0 | 0 | 0 | 0
OH_2040 | OH | 2040 | 194894910 | 42868524 | 0 | 2587070.8 | 240350512.1 | 187888000.6 | 89397521.2 | 139502460 | 200542400 | 0.0359 | 0.054 | 0.146 | 79099.21 | 45638 | 0.68 | 0.62 | 132.3 | 4.7 | 0.6 | 14.1 | 621.7 | 0.07 | 132.6 | 32.6 | 165.2 | 160.6 | 5.6 | 0.7 | 17.6 | 760.5 | 0.09 | 160.9 | 40.3 | 201.2 | 339.2 | 18.6 | 2.52 | 29.2 | 1386.3 | 0.16 | 340.5 | 70.5 | 411 | 496.9 | 30.2 | 4.2 | 40.7 | 1902.1 | 0.26 | 498.9 | 97.4 | 596.4 | 39504619 | 1407.6 | 176.8 | 4219410.4 | 185932.2 | 21 | 39594843.1 | 9765917.5 | 49360760.6 | 0 | 18.84 | 12.3 | 0 | 31.14 | 21.87 | 16.18 | 0 | 38.05 | 301452320 | 150953000 | 36686884 | 361902 | 0 | 0 | 6931828 | 0 | 0 | 5092179.5 | 89421980 | 0 | 501731 | 0 | 290504.6 | 16297299 | 7197.9 | 0 | 0 | 142813840 | 2981174 | 65792.8 | 18340.6 | 89.7 | 0 | 6169.5 | 0 | 0 | 3923.6 | 15373 | 0 | 6578.1 | 0 | 101.9 | 2134 | 234.8 | 0 | 0 | 64962.9 | 21 | 1063.8 | 117069.1 | 0 | 0 | 0 | 0 | 0 | 0 | 0
OH_2045 | OH | 2045 | 205703920 | 38935500 | 0 | 2829164.4 | 247468586 | 198308344.2 | 90579532.5 | 150661040 | 212550320 | 0.0359 | 0.054 | 0.146 | 81970.15 | 48786.7 | 0.67 | 0.62 | 137.6 | 5 | 0.63 | 14.6 | 644.2 | 0.07 | 137.9 | 33.8 | 171.7 | 164.6 | 6 | 0.75 | 17.7 | 771.1 | 0.09 | 164.9 | 40.7 | 205.6 | 332.6 | 15.6 | 2.07 | 31.5 | 1443.9 | 0.17 | 333.7 | 74.5 | 408.2 | 497.7 | 30.2 | 4.19 | 41.1 | 1912.7 | 0.26 | 499.8 | 98.1 | 597.9 | 42206915.7 | 1530.6 | 193 | 4473234.3 | 197783.9 | 22.2 | 42305228.9 | 10373256.1 | 52678485 | 0 | 18.68 | 13.13 | 0 | 31.81 | 21.39 | 16.87 | 0 | 38.26 | 309387520 | 156889060 | 33273116 | 360859 | 0 | 0 | 7683505.5 | 0 | 0 | 5925692.5 | 93220504 | 0 | 1386523.4 | 0 | 283336.6 | 16283944 | 6669.8 | 0 | 0 | 145140420 | 5757969 | 64975.5 | 14480 | 89.7 | 0 | 4694.5 | 0 | 0 | 4648.6 | 15373 | 0 | 9262.9 | 0 | 101.9 | 2134 | 222.8 | 0 | 0 | 68228.8 | 21 | 1715.4 | 106299.5 | 0 | 0 | 0 | 0 | 0 | 0 | 0
OH_2050 | OH | 2050 | 215605300 | 35586120 | 0 | 2986813.1 | 254178227.3 | 207853550.1 | 96314875.7 | 159497630 | 218923940 | 0.0359 | 0.054 | 0.146 | 83799.53 | 51281.4 | 0.6 | 0.56 | 153.2 | 3.6 | 0.4 | 17.5 | 777.9 | 0.07 | 153.5 | 40.7 | 194.1 | 181.3 | 4.6 | 0.53 | 20.6 | 908.9 | 0.09 | 181.6 | 47.7 | 229.3 | 323.3 | 11.8 | 1.5 | 33.9 | 1509.5 | 0.16 | 324.1 | 78.9 | 403 | 489.9 | 25.9 | 3.52 | 43.6 | 2010.9 | 0.25 | 491.6 | 103.5 | 595.2 | 47724961.5 | 1127.6 | 125.2 | 5440429.4 | 242330.7 | 21 | 47792741.8 | 12667612.2 | 60460354.1 | 0 | 19.25 | 13.75 | 0 | 33 | 21.97 | 17.3 | 0 | 39.28 | 313498600 | 157863340 | 30335236 | 354289.8 | 0 | 0 | 2351881.8 | 0 | 0 | 6567663 | 117008744 | 0 | 5301760 | 0 | 278795.4 | 0 | 4542.7 | 0 | 0 | 145491900 | 5739700 | 64085.5 | 12910.9 | 89.7 | 0 | 1414.5 | 0 | 0 | 5291.6 | 18573.1 | 0 | 12766.7 | 0 | 101.9 | 0 | 148.8 | 0 | 0 | 71129.2 | 21 | 1617 | 94811.7 | 0 | 0 | 0 | 0 | 0 | 0 | 0
OK_2024 | OK | 2024 | 60163456 | 11086.8 | 443341.2 | 946026.5 | 61563910.6 | 58000262.1 | -23395703 | 29385446 | 72480580 | 0.0359 | 0.054 | 0.16 | 5995.99 | 14104.9 | 0.83 | 0.81 | 85.7 | 4.4 | 0.6 | 7.6 | 358.7 | 0.04 | 86 | 18.3 | 104.3 | 107.9 | 6.4 | 0.87 | 8.9 | 426.9 | 0.05 | 108.4 | 21.6 | 130 | 337.8 | 21.7 | 3.08 | 27 | 1210.5 | 0.21 | 339.3 | 63.1 | 402.4 | 595.1 | 47.7 | 6.9 | 39.1 | 1827 | 0.38 | 598.4 | 93.7 | 692.1 | 8878850.3 | 458.5 | 61.7 | 785899.8 | 37157.6 | 4.1 | 8909370.7 | 1894311 | 10803681.7 | 0 | 21.21 | 1.31 | 0 | 22.52 | 22.67 | 1.43 | 0 | 24.1 | 104940060 | 84959620 | 9346.3 | 19338.7 | 0 | 0 | 2772219.5 | 0 | 0 | 162678.4 | 14840718 | 0 | 80046.5 | 0 | 1883843.2 | 0 | 20426.6 | 354511.3 | 0 | 16623126 | 68173810 | 0 | 10 | 5.6 | 0 | 3255 | 0 | 0 | 110.5 | 7334.8 | 0 | 1093.7 | 0 | 849.8 | 0 | 434 | 258 | 0 | 6787.7 | 0 | 18336 | 20 | 2580 | 0 | 0 | 0 | 0 | 0 | 0
OK_2026 | OK | 2026 | 61456000 | 262877 | 442576.1 | 1023317.3 | 63184770.7 | 59246336.6 | -31638754.5 | 28412122 | 75865040 | 0.0359 | 0.054 | 0.16 | 41277.38 | 14417.6 | 0.88 | 0.85 | 60.1 | 2.8 | 0.38 | 5.6 | 260.2 | 0.03 | 60.3 | 13.3 | 73.7 | 79.3 | 4.4 | 0.6 | 6.8 | 322.1 | 0.04 | 79.6 | 16.4 | 96 | 233.5 | 12.3 | 1.7 | 21 | 932.2 | 0.14 | 234.3 | 48.8 | 283.2 | 502.8 | 40 | 5.75 | 32.9 | 1588.4 | 0.3 | 505.6 | 80.3 | 585.8 | 6595857.9 | 311.7 | 41.4 | 609980.3 | 28530.9 | 3 | 6616444.3 | 1461024.2 | 8077468.5 | 0 | 17.7 | 8.49 | 0 | 26.19 | 18.98 | 9.33 | 0 | 28.31 | 110943060 | 94823530 | 221992.7 | 16695 | 0 | 0 | 1778427.2 | 0 | 0 | 360964.9 | 11882096 | 0 | 61867 | 0 | 1787030.8 | 0 | 10879.6 | 360530.4 | 0 | 16412614 | 78049944 | 0 | 176.2 | 5.6 | 0 | 2786 | 0 | 0 | 244.5 | 7334.8 | 0 | 1093.7 | 0 | 849.8 | 0 | 434 | 258 | 0 | 6939.4 | 0 | 22597.8 | 509.5 | 2580 | 0 | 0 | 0 | 0 | 0 | 0
OK_2028 | OK | 2028 | 62990856 | 557508.4 | 404667.2 | 1459408.5 | 65412438.4 | 60726021 | -53553144.1 | 33649904 | 99022310 | 0.0359 | 0.054 | 0.16 | 54739.87 | 15521.4 | 0.93 | 0.9 | 34.7 | 1.5 | 0.19 | 3.4 | 155.2 | 0.02 | 34.8 | 8 | 42.8 | 50.6 | 2.6 | 0.35 | 4.6 | 212.9 | 0.02 | 50.8 | 10.9 | 61.7 | 143.9 | 5 | 0.63 | 15.1 | 671.6 | 0.07 | 144.2 | 35.1 | 179.4 | 406.5 | 30.2 | 4.3 | 28.8 | 1355.4 | 0.24 | 408.5 | 69.2 | 477.8 | 4481619.9 | 191.2 | 24.9 | 433202.8 | 20041.3 | 2 | 4494122.9 | 1030986.7 | 5525109.7 | 0 | 14.35 | 9.09 | 0 | 23.45 | 15.45 | 9.99 | 0 | 25.44 | 131254060 | 118965580 | 468187.4 | 15133.3 | 0 | 0 | 1023314.9 | 0 | 0 | 699318.9 | 8677978 | 0 | 32223 | 0 | 1746450.2 | 0 | 6379.7 | 318812.4 | 0 | 16112938 | 102153330 | 0 | 346.7 | 5.6 | 0 | 2786 | 0 | 0 | 475.4 | 7178.8 | 0 | 1093.7 | 0 | 861.8 | 0 | 434 | 258 | 0 | 7060.6 | 0 | 30532.1 | 1197.4 | 2580 | 0 | 0 | 0 | 0 | 0 | 0
OK_2030 | OK | 2030 | 64747924 | 804863.1 | 395763.8 | 1648665 | 67597217.2 | 62419943.9 | -57653236.7 | 39476388 | 105922490 | 0.0359 | 0.054 | 0.16 | 60277.02 | 16047.1 | 0.95 | 0.93 | 23.6 | 1.1 | 0.15 | 2.2 | 101.3 | 0.01 | 23.6 | 5.2 | 28.8 | 37.2 | 2.3 | 0.31 | 3.1 | 145.6 | 0.02 | 37.4 | 7.4 | 44.8 | 99.1 | 3.4 | 0.43 | 10.5 | 462.2 | 0.05 | 99.3 | 24.2 | 123.5 | 370 | 28.2 | 4.02 | 25.4 | 1225.4 | 0.21 | 372 | 61.9 | 433.9 | 3115853.5 | 150.7 | 20.1 | 285102.6 | 13376.7 | 1.4 | 3125821.8 | 684116 | 3809937.8 | 0 | 13.27 | 9.91 | 0 | 23.18 | 14.3 | 10.92 | 0 | 25.21 | 134509920 | 125250456 | 683598.8 | 14077 | 0 | 0 | 880622.6 | 0 | 0 | 1199154.9 | 5634872.5 | 0 | 17255.2 | 0 | 1709366.4 | 0 | 2543.1 | 317124.7 | 0 | 15422058 | 108629230 | 0 | 476.9 | 5.6 | 0 | 2786 | 0 | 0 | 819.8 | 6910 | 0 | 1093.7 | 0 | 861.8 | 0 | 434 | 258 | 0 | 7060.6 | 0 | 32704.5 | 1806.7 | 2580 | 0 | 0 | 0 | 0 | 0 | 0
OK_2035 | OK | 2035 | 69232770 | 1345552.5 | 392547.3 | 1833076.5 | 72803946.8 | 66743632.2 | -63800049.6 | 44557576 | 115666700 | 0.0359 | 0.0539 | 0.16 | 84940.87 | 17445.4 | 0.97 | 0.95 | 16.2 | 0.9 | 0.12 | 1.4 | 67 | 0.01 | 16.3 | 3.4 | 19.7 | 27.2 | 1.9 | 0.26 | 2.1 | 100 | 0.01 | 27.3 | 5.1 | 32.4 | 124.5 | 5.7 | 0.76 | 11.8 | 537.7 | 0.06 | 124.9 | 27.8 | 152.7 | 337.8 | 25.4 | 3.62 | 23.5 | 1129.7 | 0.19 | 339.6 | 57.2 | 396.8 | 2285440.4 | 122.3 | 16.5 | 198409.2 | 9439.3 | 1 | 2293603 | 479987.2 | 2773590.2 | 0 | 12.12 | 13.99 | 0 | 26.11 | 13.08 | 15.51 | 0 | 28.59 | 144413820 | 136604000 | 1142992.4 | 13172.1 | 0 | 0 | 772309.5 | 0 | 0 | 2434344.2 | 3901671.2 | 0 | 5202.4 | 0 | 1661986 | 0 | 938.7 | 311558.4 | 0 | 15369133 | 118800530 | 0 | 707.6 | 5.6 | 0 | 2786 | 0 | 0 | 1756.8 | 6628 | 0 | 1093.7 | 0 | 861.8 | 0 | 434 | 258 | 0 | 7406.9 | 0 | 36005.3 | 3280.4 | 2580 | 0 | 0 | 0 | 0 | 0 | 0
OK_2040 | OK | 2040 | 74400830 | 1882953.6 | 401024.4 | 2127773.8 | 78812583.5 | 71725976 | -76022061.9 | 49713044 | 132300140 | 0.0359 | 0.0539 | 0.16 | 85811.26 | 19030.8 | 0.98 | 0.97 | 10.7 | 0.5 | 0.07 | 1 | 45.5 | 0 | 10.8 | 2.3 | 13.1 | 18.3 | 1.2 | 0.17 | 1.4 | 68.4 | 0.01 | 18.4 | 3.5 | 21.9 | 156.7 | 8.1 | 1.1 | 14 | 652.7 | 0.08 | 157.3 | 33.5 | 190.8 | 293.5 | 21.1 | 2.98 | 21.4 | 1020.3 | 0.17 | 294.9 | 51.9 | 346.8 | 1694618.4 | 85.5 | 11.5 | 151904.2 | 7162.8 | 0.8 | 1700296.7 | 365567.5 | 2065864.2 | 0 | 10.72 | 13.78 | 0 | 24.5 | 11.61 | 15.35 | 0 | 26.96 | 161960620 | 154834640 | 1604541.6 | 12138.5 | 0 | 0 | 521957.6 | 0 | 0 | 3274211 | 3062420.5 | 0 | 2814.8 | 0 | 1597351.2 | 0 | 1141.2 | 323617.6 | 0 | 20467440 | 131092990 | 0 | 943 | 5.6 | 0 | 2786 | 0 | 0 | 2393 | 6628 | 0 | 1093.7 | 0 | 861.8 | 0 | 434 | 258 | 0 | 9969.3 | 0 | 40485 | 4406.9 | 2580 | 0 | 0 | 0 | 0 | 0 | 0
OK_2045 | OK | 2045 | 78887544 | 3750156.8 | 415913.5 | 2083540.6 | 85137155.6 | 76051426.7 | -70138729 | 50450092 | 128955970 | 0.0359 | 0.0539 | 0.16 | 86341.61 | 20300.5 | 0.98 | 0.97 | 10.6 | 0.4 | 0.06 | 1 | 47.8 | 0 | 10.7 | 2.5 | 13.1 | 15.2 | 0.8 | 0.11 | 1.3 | 62.4 | 0.01 | 15.3 | 3.2 | 18.5 | 169.8 | 8.3 | 1.11 | 16 | 725.3 | 0.09 | 170.4 | 37.6 | 208 | 240.2 | 15.6 | 2.17 | 19 | 893.4 | 0.13 | 241.3 | 45.6 | 286.9 | 1698430.4 | 71.8 | 9.3 | 164782.5 | 7621.9 | 0.8 | 1703120.3 | 392124.5 | 2095244.9 | 0 | 9.14 | 13.48 | 0 | 22.62 | 10.03 | 15.28 | 0 | 25.31 | 164200060 | 155275890 | 3168938.8 | 10843.8 | 0 | 0 | 394523.7 | 0 | 0 | 3643615.2 | 3505054 | 0 | 1431.8 | 0 | 1510129.4 | 0 | 0 | 333266.4 | 0 | 19658004 | 131974260 | 0 | 1587.1 | 5.6 | 0 | 2786 | 0 | 0 | 2820.9 | 6508 | 0 | 1093.7 | 0 | 861.8 | 0 | 0 | 258 | 0 | 10465.1 | 0 | 40868.1 | 9064 | 2580 | 0 | 0 | 0 | 0 | 0 | 0
OK_2050 | OK | 2050 | 82772100 | 4445940.5 | 440551.6 | 2269200.2 | 89927790.6 | 79796310.2 | -70786392.7 | 56001110 | 137446160 | 0.0359 | 0.0539 | 0.16 | 85351.25 | 21299.7 | 0.97 | 0.96 | 17.8 | 1.1 | 0.15 | 1.4 | 68.7 | 0.01 | 17.9 | 3.5 | 21.4 | 21.2 | 1.4 | 0.2 | 1.6 | 79 | 0.01 | 21.3 | 4 | 25.3 | 168.5 | 7.8 | 1.04 | 16.4 | 734 | 0.09 | 169 | 38.3 | 207.4 | 227.6 | 12.9 | 1.77 | 19.5 | 909.1 | 0.12 | 228.5 | 46.6 | 275.1 | 2989170.9 | 187.3 | 25.8 | 234581.3 | 11485 | 1.4 | 3001809 | 577211.5 | 3579020.5 | 0 | 9.1 | 13.01 | 0 | 22.11 | 10.02 | 14.82 | 0 | 24.84 | 171983470 | 160714180 | 3782642.8 | 10437 | 0 | 0 | 1269793 | 0 | 0 | 4313792 | 4362591 | 0 | 1290.8 | 0 | 1489984.9 | 0 | 0 | 352550.1 | 0 | 19717996 | 136682400 | 0 | 1888.9 | 5.6 | 0 | 2786 | 0 | 0 | 3382.6 | 6463.9 | 0 | 1093.7 | 0 | 861.8 | 0 | 0 | 258 | 0 | 10833.2 | 0 | 41454.4 | 10369.5 | 2580 | 0 | 0 | 0 | 0 | 0 | 0
OR_2024 | OR | 2024 | 56558348 | 3340.6 | 0 | 1927379.8 | 58489067.7 | 54524491.3 | 45268232.4 | 59785850 | 61248250 | 0.036 | 0.054 | 0.1435 | 56759.94 | 10817.7 | 0.82 | 0.83 | 73 | 1.4 | 0.14 | 9.1 | 382.5 | 0.03 | 73.1 | 20.5 | 93.6 | 84 | 3.5 | 0.46 | 8.9 | 378.8 | 0.05 | 84.2 | 20.2 | 104.4 | 293.5 | 8.6 | 1.02 | 31.9 | 1437.4 | 0.13 | 294 | 74.8 | 368.8 | 635.8 | 44.8 | 6.29 | 45.9 | 2262.7 | 0.32 | 638.9 | 113.4 | 752.3 | 4333347.1 | 81.7 | 8.2 | 538392.3 | 22690.7 | 2 | 4338010.9 | 1215123.6 | 5553134.4 | 0 | 28.63 | 9.82 | 0 | 38.45 | 30.29 | 10.58 | 0 | 40.87 | 59997030 | 13220835 | 2877 | 627057.8 | 0 | 0 | 0 | 0 | 0 | 354761.6 | 11052002 | 0 | 31530.9 | 145213.6 | 34917516 | 0 | 0 | 0 | 0 | 2511450.8 | 10354623 | 0 | 6.2 | 103.5 | 0 | 0 | 0 | 0 | 286.8 | 3380.5 | 0 | 753 | 19.5 | 8366 | 0 | 0 | 0 | 0 | 1137.4 | 0 | 3951.8 | 12.5 | 0 | 0 | 0 | 0.13 | 0 | 0.23 | 0
OR_2026 | OR | 2026 | 58008884 | 3947.8 | 0 | 2077030.3 | 60089862.9 | 55922869.8 | 46827604 | 66377930 | 65376492 | 0.036 | 0.054 | 0.1435 | 66224.11 | 11168.5 | 0.84 | 0.85 | 64.3 | 1.2 | 0.12 | 8 | 336.8 | 0.03 | 64.4 | 18.1 | 82.5 | 69.9 | 2.8 | 0.36 | 7.6 | 320 | 0.04 | 70 | 17.2 | 87.2 | 215.5 | 7.7 | 0.97 | 22.1 | 1010.7 | 0.1 | 216 | 52.3 | 268.3 | 580.6 | 39.2 | 5.47 | 43.5 | 2125.5 | 0.29 | 583.2 | 106.9 | 690.1 | 3753638.8 | 70.7 | 7.1 | 469542.4 | 19659 | 1.8 | 3757678.6 | 1055859 | 4813537.6 | 0 | 27.05 | 11.53 | 0 | 38.58 | 28.64 | 12.41 | 0 | 41.04 | 59128076 | 13262259 | 3334.9 | 616557.6 | 0 | 0 | 0 | 0 | 0 | 487064.3 | 9561773 | 0 | 29392.6 | 145213.6 | 35509548 | 0 | 0 | 0 | 0 | 2476413.8 | 10298781 | 0 | 6.5 | 103.5 | 0 | 0 | 0 | 0 | 394.2 | 3380.5 | 0 | 753 | 19.5 | 8603.1 | 0 | 0 | 0 | 0 | 1137.4 | 0 | 3951.8 | 13.4 | 0 | 0 | 0 | 0.18 | 0 | 0.42 | 0
OR_2028 | OR | 2028 | 59723016 | 4612.5 | 0 | 2385205.3 | 62112830.8 | 57575365.2 | 48756639.3 | 79024170 | 73541450 | 0.036 | 0.054 | 0.1435 | 62531.35 | 11619.6 | 0.87 | 0.89 | 50.3 | 0.9 | 0.09 | 6.4 | 263.8 | 0.02 | 50.4 | 14.3 | 64.7 | 54.9 | 2.7 | 0.35 | 5.7 | 236.8 | 0.03 | 55 | 12.8 | 67.8 | 144.4 | 6.4 | 0.83 | 13.8 | 639.5 | 0.07 | 144.8 | 32.9 | 177.6 | 505.6 | 33.4 | 4.66 | 38.8 | 1870.2 | 0.26 | 507.9 | 94.6 | 602.5 | 2805269.1 | 52.9 | 5.3 | 356863.5 | 14699.2 | 1.3 | 2808288.2 | 795265 | 3603553.2 | 0 | 23.31 | 11.02 | 0 | 34.33 | 24.68 | 11.88 | 0 | 36.56 | 56662040 | 13356192 | 3893.9 | 596325.3 | 0 | 0 | 0 | 0 | 0 | 671086 | 7214319 | 0 | 815.5 | 1202616.6 | 34287884 | 0 | 0 | 0 | 0 | 2441865 | 10243240 | 0 | 6.7 | 103.5 | 0 | 0 | 0 | 0 | 543.5 | 3380.5 | 0 | 753 | 161.5 | 8652.5 | 0 | 0 | 0 | 0 | 1137.4 | 0 | 3951.8 | 14.2 | 0 | 0 | 0 | 0.18 | 0 | 0.61 | 0
OR_2030 | OR | 2030 | 61703416 | 94502.4 | 0 | 2661409 | 64459329.3 | 59484567.4 | 50625265.3 | 93039150 | 82060550 | 0.036 | 0.054 | 0.1435 | 63591.71 | 12165.6 | 0.9 | 0.92 | 40.8 | 0.8 | 0.08 | 5.1 | 213.6 | 0.02 | 40.8 | 11.5 | 52.3 | 42.8 | 2.3 | 0.3 | 4.2 | 179.1 | 0.03 | 43 | 9.6 | 52.6 | 65.1 | 2.6 | 0.33 | 6.5 | 297.1 | 0.03 | 65.2 | 15.3 | 80.6 | 435.1 | 29.9 | 4.18 | 32.8 | 1583.5 | 0.23 | 437.2 | 80.1 | 517.2 | 2138668.2 | 40.3 | 4 | 269842.1 | 11203.7 | 1 | 2140969.9 | 603986.5 | 2744956.4 | 0 | 21.95 | 11.32 | 0 | 33.27 | 23.31 | 12.26 | 0 | 35.57 | 53484428 | 13834064 | 80852.2 | 407555.2 | 0 | 0 | 0 | 0 | 0 | 935407.1 | 5444003.5 | 0 | 19998.3 | 1202616.6 | 32495338 | 0 | 0 | 0 | 0 | 2733462 | 10165195 | 0 | 71 | 81 | 0 | 0 | 0 | 0 | 757.7 | 3048.7 | 0 | 753 | 161.5 | 8661.3 | 0 | 0 | 0 | 0 | 1268.9 | 0 | 3926.8 | 281.6 | 0 | 0 | 0 | 0.24 | 0 | 0.8 | 0
OR_2035 | OR | 2035 | 67367736 | 1416318 | 0 | 2532716.1 | 71316770.6 | 64945242.7 | 52638454.6 | 90427896 | 77104150 | 0.0359 | 0.054 | 0.1435 | 93726.54 | 13742.7 | 0.91 | 0.93 | 35.1 | 0.7 | 0.07 | 4.3 | 183.5 | 0.02 | 35.1 | 9.8 | 44.9 | 37.8 | 1.9 | 0.26 | 3.6 | 159.3 | 0.02 | 38 | 8.4 | 46.4 | 40 | 1.3 | 0.16 | 4.3 | 192.3 | 0.02 | 40.1 | 10 | 50.1 | 361.5 | 22.1 | 3.05 | 30.2 | 1403.6 | 0.2 | 363 | 72.1 | 435.1 | 1991472 | 37.5 | 3.8 | 246263.2 | 10426.6 | 0.9 | 1993615.3 | 557224.9 | 2550840.2 | 0 | 19.55 | 16.86 | 0 | 36.41 | 21.04 | 18.8 | 0 | 39.84 | 57969036 | 18678316 | 1199158.5 | 273893.6 | 0 | 0 | 0 | 0 | 0 | 1402393.4 | 4995438 | 0 | 49734.4 | 1202616.6 | 31569882 | 0 | 0 | 0 | 0 | 5797418.5 | 11478504 | 0 | 1159.1 | 65.7 | 0 | 0 | 0 | 0 | 1146.4 | 2911.7 | 0 | 753 | 161.5 | 8670 | 0 | 0 | 0 | 0 | 2522 | 0 | 4224.1 | 4955.4 | 0 | 0 | 0 | 0.31 | 0 | 0.9 | 0
OR_2040 | OR | 2040 | 74456456 | 3840776.5 | 0 | 2138465.3 | 80435696.4 | 71779102 | 50090148.9 | 78675610 | 65938710 | 0.0359 | 0.054 | 0.1435 | 90233.43 | 14908.2 | 0.95 | 1 | 20.1 | 0.4 | 0.04 | 2.5 | 105.2 | 0.01 | 20.1 | 5.7 | 25.8 | 0 | 0 | 0 | 0 | 0 | 0 | 0 | 0 | 0 | 14.5 | 0.4 | 0.05 | 1.6 | 70.9 | 0.01 | 14.5 | 3.7 | 18.2 | 352.9 | 21.8 | 3 | 28.8 | 1363.4 | 0.18 | 354.3 | 69.5 | 423.8 | 1324114.6 | 25 | 2.5 | 166799.7 | 6936.2 | 0.6 | 1325539.6 | 373668.8 | 1699208.5 | 0 | 17.51 | 16.14 | 0 | 33.66 | 19.02 | 18.53 | 0 | 37.56 | 67640130 | 30345548 | 3264876 | 257805.9 | 0 | 0 | 0 | 0 | 0 | 1479224.4 | 3280548.2 | 0 | 79066.2 | 1202616.6 | 29209668 | 0 | 0 | 0 | 0 | 14395787 | 14470536 | 0 | 3457.1 | 65.7 | 0 | 0 | 0 | 0 | 1242.2 | 2043.3 | 0 | 729 | 161.5 | 8678.8 | 0 | 0 | 0 | 0 | 5968.1 | 0 | 4291.8 | 16055 | 0 | 0 | 0 | 0.34 | 0 | 1 | 0
OR_2045 | OR | 2045 | 81596460 | 6792961.5 | 0 | 2535444.2 | 90924872.7 | 78662391.9 | 51464674.5 | 93954890 | 79410540 | 0.0359 | 0.054 | 0.1435 | 92338.92 | 16610.1 | 0.96 | 1 | 18.1 | 0.3 | 0.03 | 2.3 | 94.8 | 0.01 | 18.1 | 5.1 | 23.2 | 0 | 0 | 0 | 0 | 0 | 0 | 0 | 0 | 0 | 0 | 0 | 0 | 0 | 0 | 0 | 0 | 0 | 0 | 296.8 | 17.4 | 2.39 | 25.6 | 1175.3 | 0.16 | 298 | 60.7 | 358.7 | 1341936.7 | 25.3 | 2.5 | 168360.6 | 7028.7 | 0.6 | 1343380.9 | 377988.8 | 1721369.8 | 0 | 15.51 | 16.26 | 0.46 | 32.24 | 17.06 | 19.27 | 0.5 | 36.83 | 76315220 | 39460200 | 5787616.5 | 241720.4 | 0 | 0 | 0 | 0 | 0 | 1546546.5 | 3316913.2 | 0 | 72273.8 | 1070807.5 | 26365688 | 0 | 0 | 0 | 0 | 21198660 | 16714990 | 0 | 5797.7 | 65.7 | 0 | 0 | 0 | 0 | 1333 | 2043.3 | 0 | 729 | 143.8 | 8681.2 | 0 | 0 | 0 | 0 | 8776.2 | 0 | 4626.6 | 28777.3 | 0 | 0 | 0 | 0.34 | 1 | 1 | 0
OR_2050 | OR | 2050 | 88774850 | 8602949 | 0 | 2603438.7 | 99981238.4 | 85582645.7 | 42606346.4 | 92184270 | 87838710 | 0.0359 | 0.054 | 0.1435 | 92872.01 | 18224.5 | 0.96 | 1 | 16.9 | 0.3 | 0.03 | 2.1 | 88.6 | 0.01 | 16.9 | 4.7 | 21.7 | 0 | 0 | 0 | 0 | 0 | 0 | 0 | 0 | 0 | 0 | 0 | 0 | 0 | 0 | 0 | 0 | 0 | 0 | 303.8 | 15.8 | 2.13 | 27.6 | 1270.3 | 0.16 | 304.8 | 65.5 | 370.3 | 1564950.6 | 29.5 | 2.9 | 194838 | 8195 | 0.7 | 1566634.9 | 439248.5 | 2005883.4 | 0 | 16.39 | 16.02 | 0 | 32.41 | 18.15 | 19.15 | 0 | 37.3 | 95626830 | 57374892 | 7323864 | 244054.8 | 0 | 0 | 0 | 0 | 0 | 1647455.8 | 3696352.8 | 0 | 192843.6 | 1057403 | 25737420 | 0 | 0 | 0 | 0 | 20965030 | 34762404 | 0 | 6497.5 | 65.7 | 0 | 0 | 0 | 0 | 1451.8 | 2043.3 | 0 | 729 | 142 | 8681.2 | 0 | 0 | 0 | 0 | 8810.3 | 0 | 10005.9 | 34712.7 | 0 | 0 | 0 | 0.34 | 0 | 1 | 0
PA_2024 | PA | 2024 | 157152300 | 43331.4 | 1442621.6 | 1196896.6 | 159835146.7 | 151501077.2 | 147285266.5 | 24911482 | 96271670 | 0.0359 | 0.054 | 0.146 | 11233.3 | 33488.8 | 0.39 | 0.4 | 301.1 | 16.2 | 2.2 | 29.1 | 1242.8 | 0.21 | 302.2 | 66.2 | 368.4 | 312.1 | 16.9 | 2.3 | 30.1 | 1284.9 | 0.21 | 313.2 | 68.4 | 381.6 | 360.7 | 22.2 | 3.1 | 29.2 | 1358.2 | 0.19 | 362.2 | 69.7 | 431.9 | 731.5 | 53.3 | 7.65 | 52.5 | 2425.5 | 0.45 | 735.2 | 124.9 | 860.1 | 69320233.6 | 3735.4 | 506.9 | 6696835.3 | 286047.1 | 47.4 | 69569940.2 | 15233981.1 | 84803921.4 | 0 | 31.27 | 2.16 | 0.05 | 33.48 | 33.16 | 2.35 | 0.06 | 35.56 | 231600980 | 12549880 | 36879.6 | 1418822.4 | 0 | 0 | 23989596 | 0 | 0 | 2138188.5 | 116125230 | 0 | 171101.1 | 0 | 3045445 | 72616490 | 474300.6 | 1173234.2 | 0 | 858477.2 | 9553214 | 0 | 51.6 | 319.1 | 0 | 9051.9 | 0 | 0 | 1580.2 | 18531.9 | 0 | 1974.2 | 0 | 942.7 | 9093.3 | 5064.7 | 1572 | 0 | 439.6 | 0 | 2771.1 | 103.1 | 15720 | 0 | 0.7 | 0.08 | 0 | 0 | 0
PA_2026 | PA | 2026 | 158663060 | 55125.5 | 1520303.8 | 1459116.6 | 161697603.5 | 152957459.9 | 148011597.9 | 37440540 | 98515250 | 0.0359 | 0.054 | 0.146 | 41912.91 | 33938.5 | 0.41 | 0.42 | 277.5 | 13.4 | 1.79 | 28.5 | 1194.3 | 0.2 | 278.4 | 64.2 | 342.5 | 282.3 | 13.7 | 1.83 | 29.1 | 1214.5 | 0.2 | 283.2 | 65.3 | 348.5 | 324.4 | 15.2 | 2.04 | 30.4 | 1385.3 | 0.16 | 325.4 | 71.7 | 397.1 | 680.2 | 47.4 | 6.73 | 50.4 | 2361.4 | 0.39 | 683.5 | 120.9 | 804.3 | 61519152.1 | 2979.7 | 398 | 6323269.7 | 264770.4 | 43.4 | 61716599.5 | 14225284.9 | 75941884.4 | 0 | 29.33 | 8.02 | 0.09 | 37.45 | 31.12 | 8.75 | 0.1 | 39.98 | 223146580 | 13686006 | 46518.5 | 1419855.6 | 0 | 0 | 18047932 | 0 | 0 | 3337806 | 112598824 | 0 | 132214.2 | 0 | 3044679 | 72556616 | 376647.9 | 1237287.8 | 0 | 846500.4 | 9501699 | 0 | 67.1 | 319.1 | 0 | 9051.9 | 0 | 0 | 2468.4 | 18531.9 | 0 | 1804.6 | 0 | 942.7 | 9093.3 | 5064.7 | 1572 | 0 | 439.6 | 0 | 2771.1 | 134.1 | 15720 | 0 | 1.3 | 0.08 | 0 | 0 | 0
PA_2028 | PA | 2028 | 161157650 | 76335.9 | 2101511 | 1741971.7 | 165077458.9 | 155362299 | 149726796.4 | 54584536 | 104682710 | 0.0359 | 0.054 | 0.146 | 50724.46 | 34740.6 | 0.44 | 0.46 | 252.5 | 10.5 | 1.36 | 27.9 | 1142.9 | 0.19 | 253.2 | 62 | 315.2 | 251.1 | 10.4 | 1.36 | 27.8 | 1135.5 | 0.19 | 251.8 | 61.7 | 313.5 | 275.8 | 6.2 | 0.69 | 31.8 | 1402.3 | 0.13 | 276.2 | 73.6 | 349.8 | 611.8 | 38.6 | 5.43 | 49.3 | 2250.1 | 0.36 | 614.5 | 116.4 | 730.9 | 54041609.1 | 2240.2 | 291.5 | 5978895.9 | 244644.1 | 39.7 | 54187940.4 | 13280132.3 | 67468072.7 | 0 | 25.88 | 9.66 | 0.05 | 35.59 | 27.51 | 10.59 | 0.06 | 38.16 | 215521950 | 15350662 | 64739.5 | 1408126.8 | 0 | 0 | 12133850 | 0 | 0 | 5065516.5 | 109119500 | 0 | 117358.3 | 0 | 3021393.8 | 72231180 | 366024 | 1709105.6 | 0 | 834690.9 | 9450455 | 0 | 87 | 319.1 | 0 | 9051.9 | 0 | 0 | 3750.3 | 18388.9 | 0 | 1754.5 | 0 | 942.7 | 9093.3 | 5064.7 | 1572 | 0 | 439.6 | 0 | 2771.1 | 174 | 15720 | 0 | 0.8 | 0.08 | 0 | 0 | 0
PA_2030 | PA | 2030 | 164492820 | 107586.9 | 2280689.8 | 1559559.5 | 168440659.1 | 158577523 | 150753557.1 | 53172300 | 92865270 | 0.0359 | 0.054 | 0.146 | 67349.82 | 35845.4 | 0.46 | 0.49 | 237.9 | 9.6 | 1.24 | 26.8 | 1086.6 | 0.18 | 238.5 | 59.2 | 297.7 | 233.5 | 9.5 | 1.24 | 26.3 | 1063 | 0.18 | 234.1 | 58 | 292.1 | 293.7 | 9.7 | 1.2 | 31.1 | 1398.4 | 0.14 | 294.3 | 72.8 | 367.1 | 569.9 | 35.3 | 4.92 | 46.2 | 2150.3 | 0.31 | 572.3 | 110.3 | 682.6 | 49211279.9 | 1984.5 | 256.7 | 5547196.9 | 224835.4 | 37.2 | 49340485.9 | 12257444.4 | 61597930.2 | 0 | 24.91 | 12.88 | 0.07 | 37.86 | 26.53 | 14.12 | 0.07 | 40.71 | 208467120 | 17687102 | 91261.9 | 1382334.9 | 0 | 0 | 10547527 | 0 | 0 | 7464562.5 | 102008030 | 0 | 88912.1 | 0 | 2970075 | 71583790 | 265334.6 | 1842743 | 0 | 823046.4 | 9399493 | 0 | 102.7 | 319.1 | 0 | 9051.9 | 0 | 0 | 5534.6 | 18287.9 | 0 | 1797.9 | 0 | 942.7 | 9093.3 | 4191.6 | 1572 | 0 | 439.6 | 0 | 2771.1 | 240.8 | 15720 | 0 | 1.2 | 0.08 | 0 | 0 | 0
PA_2035 | PA | 2035 | 173966540 | 282382.1 | 2515378.2 | 1728908.6 | 178493212.2 | 167710545.9 | 160212118.6 | 74522650 | 92218380 | 0.0359 | 0.054 | 0.146 | 87465.17 | 39040.7 | 0.49 | 0.54 | 226.3 | 9.3 | 1.21 | 25.7 | 1029.5 | 0.18 | 226.9 | 56.4 | 283.3 | 209.5 | 8.6 | 1.12 | 23.8 | 952.3 | 0.17 | 210.1 | 52.2 | 262.3 | 323.7 | 14.5 | 1.91 | 30.8 | 1420.5 | 0.15 | 324.6 | 73.2 | 397.8 | 528.9 | 31.2 | 4.34 | 44.4 | 2035 | 0.29 | 531 | 105.1 | 636.2 | 44084873.4 | 1812.7 | 235.2 | 5000669.2 | 200583.2 | 34.6 | 44203093.8 | 10987507.2 | 55190601 | 0 | 22.95 | 17.02 | 0 | 39.98 | 24.48 | 18.65 | 0 | 43.13 | 196455440 | 18281094 | 241610.4 | 1343365.5 | 0 | 0 | 9832302 | 0 | 0 | 8059325 | 90519380 | 0 | 162651.3 | 0 | 2874887.2 | 70945800 | 189476.6 | 2064872.2 | 0 | 794640.1 | 9427129 | 0 | 188.2 | 319.1 | 0 | 8932.6 | 0 | 0 | 6150.3 | 18287.9 | 0 | 2264.8 | 0 | 942.7 | 9093.3 | 4191.6 | 1572 | 0 | 439.6 | 0 | 2771.1 | 682.4 | 15720 | 0 | 0 | 0.08 | 0 | 0 | 0
PA_2040 | PA | 2040 | 185632080 | 2080633.6 | 2652899.5 | 1988143 | 192353762.6 | 178956554 | 170941971.4 | 93543430 | 95460664 | 0.0359 | 0.054 | 0.146 | 92528.19 | 42583.8 | 0.51 | 0.58 | 205.4 | 7.1 | 0.89 | 24.8 | 976.4 | 0.17 | 205.8 | 54 | 259.8 | 183.1 | 6.3 | 0.79 | 22.1 | 870.6 | 0.15 | 183.5 | 48.1 | 231.6 | 348.5 | 16.8 | 2.24 | 32.1 | 1494.1 | 0.16 | 349.6 | 76.7 | 426.3 | 483.3 | 25.2 | 3.44 | 43.7 | 1976.7 | 0.26 | 485 | 102.7 | 587.7 | 39573768.4 | 1368.3 | 171.4 | 4787744.5 | 188229.9 | 32.4 | 39661325.1 | 10405839.3 | 50067164.4 | 0 | 21.43 | 18.38 | 0 | 39.82 | 22.99 | 20.31 | 0 | 43.3 | 194489250 | 21411792 | 1778452.2 | 1318923.1 | 0 | 0 | 6275294 | 0 | 0 | 7877333 | 87862984 | 0 | 401602.6 | 0 | 2802729 | 70242750 | 236899.8 | 2157828.5 | 0 | 760845 | 12773613 | 0 | 1309.4 | 319.1 | 0 | 8850.2 | 0 | 0 | 6219.8 | 18287.9 | 0 | 2877.8 | 0 | 942.7 | 9093.3 | 3392.6 | 1572 | 0 | 435.7 | 0 | 3437.3 | 5209.8 | 15720 | 0 | 0 | 0.08 | 0 | 0 | 0
PA_2045 | PA | 2045 | 196201230 | 4482533.5 | 2417769.8 | 2153961 | 205255491 | 189145403.6 | 178409859.5 | 98666910 | 104207540 | 0.0359 | 0.054 | 0.146 | 92565.5 | 45382.8 | 0.51 | 0.57 | 205.4 | 6.3 | 0.77 | 25.3 | 1002.9 | 0.16 | 205.8 | 55.2 | 261 | 184.7 | 5.6 | 0.68 | 22.8 | 902.8 | 0.14 | 185.1 | 49.7 | 234.8 | 343.5 | 13.7 | 1.76 | 34.4 | 1564.3 | 0.16 | 344.4 | 81 | 425.4 | 494.3 | 24.8 | 3.36 | 45.8 | 2061.7 | 0.26 | 495.9 | 107.3 | 603.2 | 42940866.6 | 1320.4 | 160.2 | 5286716.6 | 209660.1 | 33.7 | 43023942.4 | 11543778.7 | 54567721.1 | 0 | 21.23 | 18.17 | 0 | 39.41 | 22.8 | 20.3 | 0 | 43.1 | 211099630 | 26845632 | 3842108 | 1336060.6 | 0 | 0 | 4996677 | 0 | 0 | 7766920 | 94816550 | 0 | 3785431.5 | 0 | 2833357 | 70606180 | 122698.7 | 1914940.4 | 0 | 722910.6 | 18355800 | 0 | 2547.7 | 319.1 | 0 | 5167.1 | 0 | 0 | 6336.5 | 18287.9 | 0 | 10718.5 | 0 | 942.7 | 9093.3 | 2650.6 | 1572 | 0 | 421 | 0 | 4773.5 | 10835.2 | 15720 | 0 | 0 | 0.08 | 0 | 0 | 0
PA_2050 | PA | 2050 | 206580260 | 4606557.5 | 2802305.2 | 2128253.3 | 216117377.3 | 199150739.1 | 188863499.8 | 96133570 | 105636940 | 0.0359 | 0.054 | 0.146 | 91392.51 | 47690.7 | 0.48 | 0.54 | 219.1 | 5.3 | 0.6 | 27.8 | 1114.6 | 0.16 | 219.4 | 61.1 | 280.5 | 200.5 | 4.8 | 0.54 | 25.4 | 1021.8 | 0.14 | 200.8 | 55.9 | 256.7 | 333.4 | 10.6 | 1.29 | 35.9 | 1604.5 | 0.16 | 334 | 83.8 | 417.8 | 487.8 | 20.3 | 2.65 | 48.5 | 2179.2 | 0.25 | 489.1 | 113.5 | 602.6 | 49003656.8 | 1187.2 | 133.3 | 6221024.8 | 249321.1 | 36 | 49075418.4 | 13660615.2 | 62736033.6 | 0 | 21.96 | 17.95 | 0 | 39.91 | 23.61 | 20.09 | 0 | 43.69 | 226012370 | 27253878 | 3938237.5 | 1313316.2 | 0 | 0 | 2638769.5 | 0 | 0 | 7773123 | 101417820 | 0 | 14126229 | 0 | 2803913.2 | 70236840 | 68303.7 | 2215050.2 | 0 | 544737.8 | 18936016 | 0 | 2600.9 | 319.1 | 0 | 2895.5 | 0 | 0 | 6534.7 | 18287.9 | 0 | 16449.3 | 0 | 942.7 | 9093.3 | 1364 | 1572 | 0 | 323.4 | 0 | 4995.5 | 11005.2 | 15720 | 0 | 0 | 0.08 | 0 | 0 | 0
RI_2024 | RI | 2024 | 7591439 | 2513.8 | 0 | 48061.6 | 7642014.8 | 7318533.1 | 3946981.3 | 6158901.5 | 4930804 | 0.0359 | 0.0539 | 0.135 | 10184.65 | 1917.1 | 0.61 | 0.57 | 168.3 | 3.2 | 0.32 | 20.6 | 881.1 | 0.08 | 168.5 | 46.9 | 215.4 | 179.8 | 3.4 | 0.34 | 23.9 | 944.8 | 0.12 | 180 | 52.1 | 232.1 | 301.6 | 7.5 | 0.88 | 34.5 | 1486.9 | 0.16 | 302 | 78.8 | 380.9 | 634.6 | 37.1 | 5.23 | 54 | 2387.3 | 0.39 | 637.2 | 125.3 | 762.4 | 1075495.4 | 20.3 | 2 | 131646.4 | 5629.2 | 0.5 | 1076652.9 | 299531.6 | 1376184.5 | 0 | 31.91 | 2.31 | 0 | 34.22 | 33.82 | 2.51 | 0 | 36.33 | 6406692.5 | 3695033.5 | 2129.2 | 192465.1 | 0 | 0 | 0 | 0 | 0 | 291144 | 2510456.5 | 0 | 0 | 0 | 6608.3 | 0 | 0 | 0 | 0 | 529509 | 70745.4 | 2803635 | 3 | 40.1 | 0 | 0 | 0 | 0 | 211.7 | 1730.2 | 0 | 0 | 0 | 2.7 | 0 | 0 | 0 | 0 | 273 | 734 | 21 | 6 | 0 | 0 | 0 | 0.28 | 0 | 0 | 0
RI_2026 | RI | 2026 | 7665141 | 2437.9 | 0 | 42434.7 | 7710013.8 | 7389585.8 | 923288.3 | 4599609 | 6471678.5 | 0.0359 | 0.0539 | 0.135 | 40678.95 | 1949.3 | 0.73 | 0.65 | 117.2 | 2.2 | 0.22 | 14.3 | 613.2 | 0.05 | 117.3 | 32.6 | 149.9 | 148.7 | 2.8 | 0.28 | 19.5 | 781.1 | 0.09 | 148.9 | 42.8 | 191.7 | 247.3 | 5.5 | 0.63 | 28.7 | 1241.1 | 0.13 | 247.7 | 65.8 | 313.4 | 588.7 | 32.2 | 4.47 | 51.7 | 2320.7 | 0.34 | 590.9 | 120.9 | 711.8 | 1119887.9 | 21.1 | 2.1 | 136865.7 | 5861.3 | 0.5 | 1121093.2 | 311672.7 | 1432765.9 | 0 | 28.92 | 9.05 | 0 | 37.96 | 30.64 | 9.83 | 0 | 40.46 | 9603503 | 6786725.5 | 2073.2 | 192443.2 | 0 | 0 | 0 | 0 | 0 | 350401.2 | 2615661.8 | 0 | 0 | 0 | 6599.5 | 0 | 0 | 0 | 0 | 522121.8 | 70350.6 | 5843852 | 3 | 40.1 | 0 | 0 | 0 | 0 | 256.7 | 1730.2 | 0 | 0 | 0 | 2.7 | 0 | 0 | 0 | 0 | 273 | 1538 | 21 | 6 | 0 | 0 | 0 | 0.41 | 0 | 0 | 0
RI_2028 | RI | 2028 | 7791601.5 | 2335.6 | 0 | 35584.3 | 7829521.3 | 7511501.2 | 1035531.9 | 3711683.2 | 5509919.5 | 0.0359 | 0.0539 | 0.135 | 47983.75 | 2005.2 | 0.73 | 0.67 | 118.8 | 2.2 | 0.22 | 14.5 | 621.5 | 0.05 | 118.9 | 33 | 151.9 | 142.2 | 2.7 | 0.27 | 18.4 | 746.4 | 0.09 | 142.4 | 40.7 | 183.1 | 183.1 | 3.6 | 0.37 | 21.6 | 947.4 | 0.08 | 183.3 | 49.9 | 233.2 | 532.4 | 25.9 | 3.54 | 50 | 2198.5 | 0.31 | 534.2 | 115.6 | 649.7 | 1142088.9 | 21.5 | 2.2 | 139453.3 | 5977.4 | 0.5 | 1143318.1 | 317721 | 1461039.1 | 0 | 24.69 | 10.48 | 0 | 35.17 | 26.16 | 11.37 | 0 | 37.52 | 9643754 | 6793989.5 | 1979.2 | 190487.8 | 0 | 0 | 0 | 0 | 0 | 396948 | 2650740 | 0 | 0 | 0 | 6557.3 | 0 | 0 | 0 | 0 | 514740.4 | 69984.5 | 5812316.5 | 3 | 40.1 | 0 | 0 | 0 | 0 | 293.2 | 1730.2 | 0 | 0 | 0 | 2.7 | 0 | 0 | 0 | 0 | 273 | 1538 | 21 | 6 | 0 | 0 | 0 | 0.55 | 0 | 0 | 0
RI_2030 | RI | 2030 | 7956577 | 4055.3 | 0 | 37546 | 7998178 | 7670547.6 | 1125122.7 | 4051543.2 | 5405754 | 0.0359 | 0.0539 | 0.135 | 68591.45 | 2079.8 | 0.75 | 0.71 | 105.4 | 2 | 0.2 | 12.9 | 551.9 | 0.05 | 105.5 | 29.4 | 134.9 | 121.6 | 2.3 | 0.23 | 16 | 638.8 | 0.08 | 121.8 | 35 | 156.8 | 104.2 | 2 | 0.21 | 12.3 | 536.8 | 0.05 | 104.3 | 28.3 | 132.6 | 500.3 | 23.3 | 3.14 | 47.6 | 2126.1 | 0.27 | 501.8 | 111 | 612.9 | 984593.1 | 18.6 | 1.9 | 120769.3 | 5153.8 | 0.4 | 985652.8 | 274473.9 | 1260126.7 | 0 | 24.03 | 14.94 | 0 | 38.97 | 25.47 | 16.19 | 0 | 41.66 | 9367356 | 6873055 | 3467.9 | 186400.2 | 0 | 0 | 0 | 0 | 0 | 514718.9 | 2297948.2 | 0 | 0 | 0 | 6484.2 | 0 | 0 | 0 | 0 | 507655.2 | 69607.1 | 5781074 | 4 | 40.1 | 0 | 0 | 0 | 0 | 380.7 | 1730.2 | 0 | 0 | 0 | 2.7 | 0 | 0 | 0 | 0 | 273 | 1538 | 21 | 10 | 0 | 0 | 0 | 0.71 | 0 | 0 | 0
RI_2035 | RI | 2035 | 8428825 | 4079.4 | 0 | 36692 | 8469596.7 | 8125825.3 | 1659621.7 | 4061383.5 | 4682028 | 0.0359 | 0.0539 | 0.135 | 100466.91 | 2294.7 | 0.77 | 0.99 | 101.8 | 1.9 | 0.19 | 12.5 | 532.9 | 0.05 | 101.9 | 28.4 | 130.3 | 4.3 | 0.1 | 0.01 | 0.6 | 22.6 | 0 | 4.3 | 1.2 | 5.6 | 44.4 | 0.9 | 0.09 | 5.3 | 227.9 | 0.02 | 44.5 | 12.1 | 56.5 | 456.1 | 19.2 | 2.56 | 45.6 | 1997.2 | 0.26 | 457.4 | 105.2 | 562.6 | 923657 | 17.4 | 1.7 | 113413.6 | 4834.9 | 0.4 | 924651 | 257609.8 | 1182260.8 | 0 | 22.58 | 22.44 | 0 | 45.02 | 23.93 | 24.34 | 0 | 48.27 | 9102309 | 6809975 | 3517.6 | 181533.6 | 0 | 0 | 0 | 0 | 0 | 550402.6 | 1960565.4 | 0 | 140376.5 | 0 | 6341.3 | 0 | 0 | 0 | 0 | 490100.4 | 68572.7 | 5700899.5 | 4 | 40.1 | 0 | 0 | 0 | 0 | 418.8 | 1730.2 | 0 | 740.6 | 0 | 2.7 | 0 | 0 | 0 | 0 | 273 | 1538 | 21 | 10 | 0 | 0 | 0 | 0.99 | 0 | 0 | 0
RI_2040 | RI | 2040 | 9017174 | 1671519.9 | 0 | 35899.9 | 10724593.5 | 8693027.1 | 4014665.4 | 4227303 | 4036074 | 0.0359 | 0.0539 | 0.135 | 99023 | 2529.6 | 0.79 | 0.99 | 94.1 | 1.8 | 0.18 | 11.5 | 492.6 | 0.04 | 94.2 | 26.2 | 120.4 | 4.5 | 0.1 | 0.01 | 0.6 | 23.9 | 0 | 4.5 | 1.3 | 5.9 | 4.7 | 0.1 | 0.01 | 0.6 | 24.1 | 0 | 4.7 | 1.3 | 6 | 434.6 | 14.5 | 1.84 | 46.8 | 2030.8 | 0.24 | 435.5 | 107.4 | 542.9 | 988302 | 18.6 | 1.9 | 121048.4 | 5173 | 0.4 | 989365.6 | 275325.4 | 1264691 | 0 | 21.1 | 19.36 | 0 | 40.46 | 23.42 | 24.85 | 0 | 48.27 | 10542047 | 6709928 | 1451424.9 | 180058.6 | 0 | 0 | 0 | 0 | 0 | 536847.8 | 1893619.8 | 0 | 300693 | 0 | 6322.6 | 0 | 0 | 0 | 0 | 478627.9 | 67750.4 | 5626702 | 723.6 | 40.1 | 0 | 0 | 0 | 0 | 422.5 | 1730.2 | 0 | 1708.8 | 0 | 2.7 | 0 | 0 | 0 | 0 | 275.4 | 1538 | 21 | 4339.5 | 0 | 0 | 0 | 0.99 | 0 | 0 | 0
RI_2045 | RI | 2045 | 9585931 | 1513237.4 | 0 | 35854.3 | 11135022.8 | 9241334.6 | 4339490.9 | 4214602 | 3983640 | 0.0359 | 0.0539 | 0.135 | 96718.37 | 2723.5 | 0.76 | 0.99 | 113.2 | 2.1 | 0.21 | 13.8 | 592.3 | 0.05 | 113.3 | 31.4 | 144.7 | 4.6 | 0.1 | 0.01 | 0.6 | 24.4 | 0 | 4.6 | 1.3 | 6 | 4.8 | 0.1 | 0.01 | 0.6 | 25 | 0 | 4.8 | 1.3 | 6.2 | 449.9 | 13.7 | 1.7 | 49.5 | 2148.3 | 0.24 | 450.7 | 113.6 | 564.4 | 1230363 | 23.2 | 2.3 | 149717.6 | 6438.8 | 0.6 | 1231687.2 | 341745.1 | 1573432.3 | 0 | 21.12 | 19.59 | 0 | 40.72 | 23.28 | 24.61 | 0 | 47.89 | 10912349 | 6795532 | 1276933.2 | 183578.9 | 0 | 0 | 0 | 0 | 0 | 530092.4 | 2115622.8 | 0 | 534266.8 | 0 | 6415.6 | 0 | 0 | 0 | 0 | 647315.2 | 66840.7 | 5551283.5 | 826.3 | 40.1 | 0 | 0 | 0 | 0 | 430.9 | 1511.6 | 0 | 2007.9 | 0 | 2.7 | 0 | 0 | 0 | 0 | 354.8 | 1538 | 21 | 4750.3 | 0 | 0 | 0 | 0.99 | 0 | 0 | 0
RI_2050 | RI | 2050 | 10182332 | 2151345 | 0 | 35371.6 | 12369048.9 | 9816281.5 | 4775647.9 | 3959432.5 | 4367233.5 | 0.0359 | 0.0539 | 0.135 | 95382 | 2890 | 0.75 | 0.99 | 121.8 | 2.3 | 0.23 | 14.7 | 637.2 | 0.05 | 121.9 | 33.7 | 155.6 | 4.9 | 0.1 | 0.01 | 0.6 | 25.8 | 0 | 4.9 | 1.4 | 6.3 | 4.9 | 0.1 | 0.01 | 0.6 | 25.7 | 0 | 5 | 1.4 | 6.3 | 440.5 | 12 | 1.43 | 49.6 | 2166.6 | 0.22 | 441.3 | 114.2 | 555.4 | 1552268.6 | 29.3 | 2.9 | 187658.3 | 8121.9 | 0.7 | 1553939.2 | 429881.3 | 1983820.5 | 0 | 20.65 | 18.28 | 0 | 38.93 | 23.25 | 23.98 | 0 | 47.24 | 12780123 | 7593401 | 1818932.4 | 178195.5 | 0 | 0 | 0 | 0 | 0 | 543056.5 | 2045623.8 | 0 | 1137737.4 | 0 | 6232.5 | 0 | 0 | 0 | 0 | 1541615.8 | 187.3 | 5508541.5 | 1263.2 | 40.1 | 0 | 0 | 0 | 0 | 453.1 | 822 | 0 | 2559.6 | 0 | 2.7 | 0 | 0 | 0 | 0 | 699.3 | 1538 | 0 | 6497.7 | 0 | 0 | 0 | 0.99 | 0 | 0 | 0
SC_2024 | SC | 2024 | 89131864 | 0 | 3338258 | 465159.5 | 92935282.7 | 85927197.3 | 88187528.4 | 25458424 | 21783330 | 0.0359 | 0.054 | 0.15 | 10231.5 | 20071 | 0.72 | 0.66 | 185.4 | 14.9 | 2.1 | 17.5 | 624 | 0.21 | 186.5 | 36.2 | 222.6 | 227.7 | 17.9 | 2.53 | 20.3 | 773 | 0.23 | 228.9 | 43.4 | 272.3 | 323.2 | 24.8 | 3.52 | 21.3 | 1086 | 0.16 | 324.9 | 53.7 | 378.6 | 735.4 | 54.6 | 7.82 | 51.7 | 2423.7 | 0.44 | 739.1 | 124 | 863.2 | 16426089.3 | 1314.8 | 186.1 | 1552075.9 | 55294.4 | 18.7 | 16516081.5 | 3204956.9 | 19721038.4 | 0 | 32.71 | 2.03 | 0 | 34.74 | 34.85 | 2.27 | 0 | 37.12 | 89246180 | 4747754.5 | 0 | 1225861.1 | 0 | 0 | 10027446 | 0 | 0 | 1307609.5 | 15206078 | 0 | 48423.9 | 0 | 2401822.2 | 52851692 | 3401.5 | 2733694.8 | 0 | 3440144.8 | 0 | 0 | 0 | 180.1 | 0 | 4769 | 0 | 0 | 873.9 | 3185 | 0 | 2555.2 | 0 | 1355.7 | 6617.2 | 720.6 | 2796 | 0 | 1606.7 | 0 | 0 | 0 | 27960 | 0 | 0 | 0 | 0 | 0 | 0
SC_2026 | SC | 2026 | 90977860 | 9929.2 | 3483072.8 | 426314.3 | 94897173.9 | 87706831.3 | 78160337 | 21306698 | 25464364 | 0.0359 | 0.054 | 0.15 | 41830.49 | 20514.6 | 0.77 | 0.72 | 152.3 | 12.2 | 1.72 | 14.9 | 514.9 | 0.18 | 153.1 | 30.3 | 183.4 | 190.4 | 15.1 | 2.14 | 17.3 | 642.6 | 0.2 | 191.4 | 36.5 | 227.9 | 235.5 | 13.9 | 1.91 | 19.4 | 926.1 | 0.11 | 236.4 | 47 | 283.4 | 699.3 | 51.8 | 7.37 | 48.8 | 2351.1 | 0.39 | 702.9 | 119 | 821.8 | 14954691.6 | 1192.2 | 168.7 | 1463403.8 | 50601 | 18 | 15036279.7 | 2976226.2 | 18012505.9 | 0 | 30.36 | 7.85 | 0 | 38.21 | 32.42 | 8.75 | 0 | 41.18 | 99065290 | 16736837 | 8509.5 | 1225307.8 | 0 | 0 | 9096362 | 0 | 0 | 1688846 | 14018798 | 0 | 38210.6 | 0 | 2401418.8 | 52757750 | 2798.9 | 2779289.8 | 0 | 15047990 | 0 | 0 | 5.8 | 180.1 | 0 | 4769 | 0 | 0 | 1136.3 | 3185 | 0 | 2495.2 | 0 | 1355.7 | 6617.2 | 720.6 | 2796 | 0 | 6671 | 0 | 0 | 23 | 27960 | 0 | 0 | 0 | 0 | 0 | 0
SC_2028 | SC | 2028 | 93284504 | 4386252.5 | 4828041 | 695852.5 | 103194647.5 | 89930567.5 | 59582386.4 | 26856058 | 46439020 | 0.0359 | 0.054 | 0.15 | 53493.31 | 21086.6 | 0.87 | 0.81 | 73.9 | 4.7 | 0.66 | 9.9 | 290.2 | 0.12 | 74.2 | 18.6 | 92.8 | 108.6 | 7 | 0.96 | 13 | 422.9 | 0.15 | 109 | 25.6 | 134.7 | 180.4 | 4.9 | 0.58 | 20 | 892.3 | 0.08 | 180.7 | 46.6 | 227.3 | 589.7 | 39.5 | 5.57 | 45.5 | 2115.5 | 0.34 | 592.4 | 108.6 | 701 | 8991836.7 | 575.9 | 79.7 | 1207315 | 35354.7 | 14.9 | 9030753.9 | 2264951 | 11295704.9 | 0 | 25.5 | 9.35 | 0 | 34.85 | 28.02 | 11.07 | 0 | 39.09 | 122825710 | 43612260 | 3710768.5 | 1207539 | 0 | 0 | 4037190.5 | 0 | 0 | 2302070 | 12162894 | 0 | 30436.1 | 0 | 2347421 | 51862320 | 2234.3 | 3852656 | 0 | 41310190 | 0 | 0 | 2452 | 180.1 | 0 | 3639 | 0 | 0 | 1561.2 | 3185 | 0 | 2455.2 | 0 | 1355.7 | 6617.2 | 696.6 | 2796 | 0 | 17961.9 | 0 | 0 | 10188.3 | 27960 | 0 | 0 | 0 | 0 | 0 | 0
SC_2030 | SC | 2030 | 95990800 | 10277400 | 5438006.5 | 870406.8 | 112576614.9 | 92539601.6 | 48099475.8 | 28524742 | 60075970 | 0.0359 | 0.054 | 0.15 | 56669.13 | 21698.7 | 0.91 | 0.86 | 45.5 | 2.8 | 0.38 | 7.1 | 184.9 | 0.09 | 45.7 | 12.7 | 58.3 | 75.5 | 4.5 | 0.62 | 10.3 | 305.9 | 0.12 | 75.8 | 19.4 | 95.3 | 196.1 | 6.9 | 0.87 | 20.3 | 919.6 | 0.09 | 196.5 | 47.7 | 244.3 | 523.8 | 35.3 | 4.95 | 40.1 | 1903.9 | 0.28 | 526.2 | 96.9 | 623.1 | 6476854.8 | 395.7 | 54.4 | 1021398.9 | 26389.8 | 13.5 | 6503510.8 | 1811509.2 | 8315020 | 0 | 22.76 | 9.22 | 0 | 31.98 | 25.87 | 11.57 | 0 | 37.44 | 144216460 | 64477140 | 8747470 | 1164808.6 | 0 | 0 | 2735789 | 0 | 0 | 3104958.8 | 9511840 | 0 | 18225.5 | 0 | 2223948.5 | 50999376 | 1045.8 | 4336827 | 0 | 61372180 | 0 | 0 | 5815.4 | 180.1 | 0 | 3639 | 0 | 0 | 2229.4 | 3057 | 0 | 2455.2 | 0 | 1355.7 | 6617.2 | 696.6 | 2796 | 0 | 27047.9 | 0 | 0 | 23641.3 | 27960 | 0 | 0 | 0 | 0 | 0 | 0
SC_2035 | SC | 2035 | 103176600 | 23105742 | 5875242 | 876542.6 | 133034123.2 | 99467151 | 45465022.2 | 24291364 | 64037770 | 0.0359 | 0.054 | 0.15 | 82334.69 | 23820.6 | 0.95 | 0.91 | 21.4 | 1 | 0.13 | 4.9 | 100.5 | 0.07 | 21.5 | 7.9 | 29.4 | 41.8 | 1.9 | 0.25 | 7.6 | 191.5 | 0.09 | 42 | 13.3 | 55.3 | 247.7 | 12.9 | 1.75 | 21.8 | 1030.4 | 0.12 | 248.5 | 52.6 | 301.1 | 452.1 | 29 | 4.05 | 36.2 | 1682.9 | 0.25 | 454.1 | 86.4 | 540.4 | 3664636.1 | 168 | 22.2 | 835962.3 | 17189 | 12 | 3675696.7 | 1351457.8 | 5027154.4 | 0 | 18.79 | 12.22 | 0 | 31.01 | 22.83 | 16.85 | 0 | 39.68 | 172886080 | 87569100 | 19694956 | 1120711 | 0 | 0 | 998763.2 | 0 | 0 | 3869461.5 | 6873857.5 | 0 | 11377 | 0 | 2071989.8 | 49804628 | 583 | 4740119.5 | 0 | 83699640 | 0 | 0 | 10202.8 | 180.1 | 0 | 3639 | 0 | 0 | 3075.6 | 3057 | 0 | 2455.2 | 0 | 1366.7 | 6617.2 | 446.6 | 2796 | 0 | 39223.5 | 0 | 0 | 56721.4 | 27960 | 0 | 0 | 0 | 0 | 0 | 0
SC_2040 | SC | 2040 | 111253040 | 26811160 | 6118935 | 779535.6 | 144962668.1 | 107253320.1 | 58015512.2 | 24402656 | 53641030 | 0.0359 | 0.054 | 0.15 | 82522.36 | 25870.7 | 0.96 | 0.93 | 16.4 | 0.6 | 0.07 | 4.5 | 84.6 | 0.07 | 16.4 | 7.1 | 23.5 | 33.2 | 1.2 | 0.15 | 7 | 163.9 | 0.09 | 33.3 | 11.9 | 45.2 | 296.9 | 18.5 | 2.56 | 23.5 | 1141.9 | 0.14 | 298.2 | 57.5 | 355.7 | 420.8 | 24.8 | 3.43 | 35.5 | 1643.1 | 0.23 | 422.5 | 84.6 | 507.1 | 2803595.9 | 93.4 | 11.6 | 785046.5 | 14526.9 | 11.5 | 2809535.3 | 1221086.8 | 4030622.2 | 0 | 17.82 | 12.24 | 0 | 30.07 | 21.87 | 17.08 | 0 | 38.95 | 174287060 | 86947150 | 22884112 | 1118267.9 | 0 | 0 | 428843.5 | 0 | 0 | 4004972 | 6252301.5 | 0 | 9370.3 | 0 | 2042848.8 | 49603330 | 822.3 | 5000001.5 | 0 | 82942184 | 0 | 0 | 11635.6 | 180.1 | 0 | 3639 | 0 | 0 | 3207.1 | 3057 | 0 | 2455.2 | 0 | 1366.7 | 6617.2 | 446.6 | 2796 | 0 | 40106.8 | 0 | 0 | 66507.7 | 27960 | 0 | 0 | 0 | 0 | 0 | 0
SC_2045 | SC | 2045 | 118459110 | 28364538 | 6464733 | 764907.2 | 154053292.4 | 114200381.6 | 63061528.9 | 26900732 | 52003896 | 0.0359 | 0.054 | 0.15 | 85513.42 | 27911.5 | 0.96 | 0.92 | 18.6 | 0.6 | 0.07 | 4.5 | 95.9 | 0.06 | 18.6 | 7.3 | 26 | 35.4 | 1.2 | 0.15 | 6.8 | 174.7 | 0.08 | 35.5 | 12 | 47.5 | 313 | 18.7 | 2.56 | 25.9 | 1232.3 | 0.16 | 314.2 | 62.6 | 376.9 | 372.3 | 20.2 | 2.75 | 33.4 | 1514.9 | 0.2 | 373.7 | 78.6 | 452.2 | 3257806.3 | 100.1 | 12.1 | 793358.9 | 16897.1 | 11.4 | 3264098.5 | 1299993.3 | 4564091.7 | 0 | 16.13 | 12.85 | 0 | 28.98 | 20.2 | 17.86 | 0 | 38.07 | 179259090 | 90991760 | 24104012 | 457714.6 | 0 | 0 | 425314.7 | 0 | 0 | 3651494.8 | 7183015 | 0 | 153858 | 0 | 1927434.2 | 48826148 | 628.4 | 5189204 | 0 | 87340270 | 0 | 0 | 10789.3 | 95.1 | 0 | 3297 | 0 | 0 | 3334.7 | 3057 | 0 | 5199.2 | 0 | 1366.7 | 6617.2 | 446.6 | 2796 | 0 | 46421.8 | 0 | 0 | 72108.7 | 27960 | 0 | 0 | 0 | 0 | 0 | 0
SC_2050 | SC | 2050 | 125354860 | 26201038 | 6726633 | 768558.7 | 159051093.8 | 120848233.5 | 68438635.2 | 31812250 | 49502692 | 0.0359 | 0.0539 | 0.15 | 84843.86 | 29707.3 | 0.94 | 0.9 | 27.6 | 1.1 | 0.14 | 5.1 | 131 | 0.07 | 27.6 | 9 | 36.6 | 48.9 | 1.9 | 0.24 | 7.7 | 231.2 | 0.08 | 49 | 14.6 | 63.5 | 310.4 | 17.4 | 2.37 | 26.9 | 1257.6 | 0.16 | 311.6 | 64.4 | 376 | 374.1 | 17.5 | 2.34 | 35.7 | 1611.5 | 0.19 | 375.3 | 83.8 | 459.1 | 4783292.7 | 191 | 24.6 | 888554 | 22836.4 | 11.4 | 4795698.5 | 1572191.2 | 6367889.7 | 0 | 16.73 | 13.18 | 0 | 29.91 | 20.83 | 17.9 | 0 | 38.72 | 176806800 | 90612456 | 22308740 | 446439.7 | 0 | 0 | 1061005.9 | 0 | 0 | 3644234.8 | 9147579 | 0 | 351616.1 | 0 | 1888639.6 | 45642660 | 0 | 5347654.5 | 0 | 86968220 | 0 | 0 | 10667.8 | 95.1 | 0 | 2350 | 0 | 0 | 3530.2 | 3057 | 0 | 12418.3 | 0 | 1366.7 | 6219 | 446.6 | 2796 | 0 | 47965.5 | 0 | 0 | 64624.2 | 27960 | 0 | 0 | 0 | 0 | 0 | 0
SD_2024 | SD | 2024 | 12826142 | 573.2 | 0 | 243841.1 | 13070556.3 | 12364776.3 | 2356993.8 | 8487187 | 14232429 | 0.036 | 0.054 | 0.1577 | 5604.52 | 2551.2 | 0.86 | 0.78 | 100.6 | 8.6 | 1.23 | 5.8 | 312.5 | 0.05 | 101.2 | 15.1 | 116.3 | 206 | 21.3 | 3.07 | 8.6 | 526.9 | 0.1 | 207.5 | 24.3 | 231.8 | 259.7 | 20.2 | 2.87 | 17 | 861.1 | 0.13 | 261.1 | 42.7 | 303.8 | 762.8 | 67.4 | 9.74 | 43.6 | 2207.2 | 0.44 | 767.5 | 109.5 | 877 | 1872034 | 160.3 | 22.8 | 107841.5 | 5823.3 | 0.9 | 1883047.5 | 281619.8 | 2164667.4 | 0 | 25.56 | 1.06 | 0 | 26.63 | 27.08 | 1.14 | 0 | 28.22 | 18832330 | 10713563 | 482.1 | 0 | 0 | 0 | 1250528.5 | 0 | 0 | 133316.7 | 1339420.9 | 0 | 133221.4 | 0 | 5392403 | 0 | 2711.5 | 0 | 0 | 2137 | 10578109 | 0 | 0.8 | 0 | 0 | 474 | 0 | 0 | 87.9 | 295 | 0 | 813.2 | 0 | 1598 | 0 | 147.3 | 0 | 0 | 1 | 0 | 2767.2 | 1.6 | 0 | 0 | 0 | 0 | 0 | 0 | 0
SD_2026 | SD | 2026 | 13086975 | 795.8 | 0 | 264223.9 | 13351994.9 | 12616228.3 | 2654214.9 | 9556773 | 14625277 | 0.036 | 0.054 | 0.1577 | 37082.04 | 2606.3 | 0.9 | 0.85 | 67.1 | 5.4 | 0.77 | 4.1 | 218.3 | 0.03 | 67.5 | 10.7 | 78.1 | 125.5 | 12.6 | 1.82 | 5.6 | 332.3 | 0.06 | 126.4 | 15.5 | 141.9 | 162.7 | 11.6 | 1.63 | 11.7 | 574.2 | 0.08 | 163.5 | 28.8 | 192.3 | 626.9 | 54.7 | 7.86 | 36.3 | 1864.9 | 0.35 | 630.7 | 92 | 722.6 | 1215242.9 | 98.2 | 13.9 | 75303.1 | 3965.3 | 0.6 | 1221971.9 | 193628.7 | 1415600.5 | 0 | 20.97 | 6.88 | 0 | 27.85 | 22.21 | 7.4 | 0 | 29.61 | 18440454 | 10697780 | 685.1 | 0 | 0 | 0 | 759737.7 | 0 | 0 | 172323.8 | 1066861.6 | 0 | 73902 | 0 | 5839776 | 0 | 1711.8 | 0 | 0 | 2103.4 | 10523353 | 0 | 0.8 | 0 | 0 | 474 | 0 | 0 | 115.9 | 295 | 0 | 633.2 | 0 | 1727 | 0 | 146.7 | 0 | 0 | 1 | 0 | 2767.2 | 1.6 | 0 | 0 | 0 | 0 | 0 | 0 | 0
SD_2028 | SD | 2028 | 13405379 | 49525.3 | 0 | 286603.4 | 13741507.8 | 12923182.4 | 3044528.3 | 11095921 | 15196784 | 0.036 | 0.054 | 0.1577 | 56651.16 | 2710.6 | 0.93 | 0.91 | 43.9 | 3.4 | 0.48 | 2.8 | 147.3 | 0.02 | 44.1 | 7.2 | 51.3 | 76.4 | 7.6 | 1.1 | 3.4 | 204.1 | 0.04 | 76.9 | 9.5 | 86.5 | 101.8 | 4.9 | 0.67 | 9.4 | 430.7 | 0.05 | 102.1 | 22.2 | 124.3 | 500.5 | 42.6 | 6.11 | 30.3 | 1523.1 | 0.28 | 503.4 | 75.8 | 579.2 | 768210.7 | 59.7 | 8.4 | 49771.3 | 2585.9 | 0.4 | 772289.1 | 126929.1 | 899218.2 | 0 | 16.29 | 10.63 | 0 | 26.92 | 17.29 | 11.47 | 0 | 28.76 | 17858412 | 10696980 | 41785.5 | 0 | 0 | 0 | 456489.2 | 0 | 0 | 233277.9 | 795797.2 | 0 | 32391.3 | 0 | 5834842 | 0 | 127.7 | 0 | 0 | 2069.7 | 10461632 | 0 | 24.7 | 0 | 0 | 474 | 0 | 0 | 160.1 | 295 | 0 | 633.2 | 0 | 1727 | 0 | 14.6 | 0 | 0 | 1 | 0 | 2964.4 | 145.2 | 0 | 0 | 0 | 0 | 0 | 0 | 0
SD_2030 | SD | 2030 | 13767147 | 118275.7 | 0 | 345721.5 | 14231144.1 | 13271941.9 | -4177869.3 | 12049199 | 22707456 | 0.036 | 0.054 | 0.1577 | 62510.38 | 2804.9 | 0.97 | 0.95 | 18.8 | 1.6 | 0.22 | 1.1 | 59.5 | 0.01 | 18.9 | 2.9 | 21.8 | 42.9 | 4.4 | 0.64 | 1.8 | 108.9 | 0.02 | 43.2 | 5 | 48.2 | 111.6 | 5.8 | 0.78 | 10 | 461.4 | 0.06 | 112 | 23.8 | 135.7 | 383.5 | 33.6 | 4.81 | 22.2 | 1152.5 | 0.21 | 385.8 | 56.6 | 442.4 | 453003.4 | 37.9 | 5.4 | 26918.3 | 1440.2 | 0.2 | 455601.1 | 69893.7 | 525494.8 | 0 | 12.12 | 12.31 | 0 | 24.43 | 12.91 | 13.39 | 0 | 26.3 | 24923624 | 18409014 | 100600 | 0 | 0 | 0 | 300062.3 | 0 | 0 | 321686 | 398061.8 | 0 | 11354.7 | 0 | 5704510.5 | 0 | 22.3 | 0 | 0 | 2011.8 | 18085316 | 0 | 61.7 | 0 | 0 | 474 | 0 | 0 | 229.5 | 295 | 0 | 613.5 | 0 | 1727 | 0 | 7.5 | 0 | 0 | 1 | 0 | 5707.3 | 293.2 | 0 | 0 | 0 | 0 | 0 | 0 | 0
SD_2035 | SD | 2035 | 14706698 | 163726.4 | 0 | 382035 | 15252459 | 14177711.6 | -5604252.8 | 13848376 | 25664638 | 0.036 | 0.054 | 0.1576 | 84534.65 | 2981 | 0.98 | 0.96 | 12.3 | 1 | 0.15 | 0.7 | 38.2 | 0.01 | 12.3 | 1.8 | 14.2 | 34.5 | 3.7 | 0.53 | 1.3 | 84.7 | 0.02 | 34.8 | 3.9 | 38.6 | 139.2 | 7.7 | 1.05 | 12 | 562.2 | 0.07 | 139.7 | 28.8 | 168.5 | 340.3 | 30.1 | 4.33 | 19.5 | 1007.3 | 0.19 | 342.4 | 49.5 | 391.9 | 317118.1 | 26.9 | 3.8 | 18445.7 | 994.3 | 0.2 | 318968.2 | 48117.5 | 367085.7 | 0 | 10.38 | 16.71 | 0 | 27.08 | 11.06 | 18.22 | 0 | 29.28 | 27098340 | 20856712 | 139200.2 | 0 | 0 | 0 | 218729.7 | 0 | 0 | 451877.6 | 272999.8 | 0 | 3224.3 | 0 | 5607473 | 0 | 0 | 0 | 0 | 1949.8 | 20402884 | 0 | 87.5 | 0 | 0 | 474 | 0 | 0 | 338.5 | 295 | 0 | 651.2 | 0 | 1727 | 0 | 7.5 | 0 | 0 | 1 | 0 | 6555.4 | 398 | 0 | 0 | 0 | 0 | 0 | 0 | 0
SD_2040 | SD | 2040 | 15796016 | 166666.6 | 0 | 451274.3 | 16413957.4 | 15227859.8 | -5007208.7 | 17826050 | 28590332 | 0.036 | 0.054 | 0.1576 | 82561.29 | 3268.9 | 0.99 | 0.98 | 5.6 | 0.4 | 0.06 | 0.4 | 19 | 0 | 5.6 | 0.9 | 6.5 | 19.8 | 2.1 | 0.31 | 0.7 | 47.3 | 0.01 | 19.9 | 2.1 | 22.1 | 161.8 | 9.2 | 1.26 | 14.4 | 649.6 | 0.1 | 162.4 | 33.8 | 196.2 | 284.6 | 24.4 | 3.49 | 16.9 | 873 | 0.15 | 286.3 | 43 | 329.2 | 137452.8 | 10.2 | 1.4 | 9350.2 | 478.3 | 0.1 | 138147.2 | 23620.8 | 161768.1 | 0 | 8.8 | 15.88 | 0 | 24.68 | 9.34 | 17.35 | 0 | 26.68 | 27201108 | 21421166 | 141524.7 | 0 | 0 | 0 | 85814.3 | 0 | 0 | 455318 | 166018 | 0 | 688.3 | 0 | 5385893.5 | 0 | 0 | 0 | 0 | 1879.2 | 20963968 | 0 | 87.5 | 0 | 0 | 474 | 0 | 0 | 356.3 | 295 | 0 | 651.2 | 0 | 1727 | 0 | 7.5 | 0 | 0 | 1 | 0 | 6940.3 | 398 | 0 | 0 | 0 | 0 | 0 | 0 | 0
SD_2045 | SD | 2045 | 16802080 | 36525.6 | 0 | 459580.8 | 17298186.2 | 16197735 | -5455604.3 | 18585770 | 29815628 | 0.036 | 0.054 | 0.1575 | 83989.23 | 3516.4 | 0.99 | 0.98 | 8 | 0.6 | 0.09 | 0.5 | 26.5 | 0 | 8.1 | 1.3 | 9.4 | 18.4 | 1.9 | 0.28 | 0.7 | 45.6 | 0.01 | 18.5 | 2.1 | 20.6 | 164.4 | 8.4 | 1.13 | 15.7 | 693.3 | 0.1 | 165 | 36.4 | 201.4 | 253.8 | 20.8 | 2.97 | 16 | 809.9 | 0.13 | 255.2 | 40.2 | 295.4 | 210460.7 | 16.5 | 2.3 | 13537 | 705.1 | 0.1 | 211585.8 | 34576.6 | 246162.4 | 0 | 8.1 | 16.36 | 0 | 24.46 | 8.54 | 17.69 | 0 | 26.22 | 28541184 | 22753790 | 31605.6 | 0 | 0 | 0 | 137654.3 | 0 | 0 | 473045.1 | 230108.2 | 0 | 213.3 | 0 | 5387811.5 | 0 | 0 | 0 | 0 | 1816.6 | 22278928 | 0 | 26.6 | 0 | 0 | 474 | 0 | 0 | 375.7 | 295 | 0 | 651.2 | 0 | 1727 | 0 | 7.5 | 0 | 0 | 1 | 0 | 7439.7 | 106.4 | 0 | 0 | 0 | 0 | 0 | 0 | 0
SD_2050 | SD | 2050 | 17748376 | 1851.5 | 0 | 518648 | 18268876.5 | 17109979.5 | -5843833.2 | 21673562 | 33116644 | 0.036 | 0.054 | 0.1575 | 84201.92 | 3727.7 | 0.99 | 0.98 | 3.5 | 0.1 | 0.01 | 0.4 | 18.2 | 0 | 3.5 | 1 | 4.4 | 15.3 | 1.6 | 0.22 | 0.7 | 39.7 | 0.01 | 15.4 | 1.8 | 17.2 | 168.7 | 8.1 | 1.07 | 17.1 | 729.9 | 0.11 | 169.3 | 38.8 | 208.1 | 232.3 | 17 | 2.39 | 16.4 | 809.2 | 0.12 | 233.5 | 40.5 | 274 | 99350 | 1.9 | 0.2 | 11735.9 | 519.5 | 0 | 99457 | 27228.8 | 126685.8 | 0 | 7.97 | 16.53 | 0 | 24.49 | 8.38 | 17.89 | 0 | 26.27 | 29717012 | 24112710 | 1575.8 | 0 | 0 | 0 | 0 | 0 | 0 | 490835.8 | 286476 | 0 | 2269.2 | 0 | 5313979 | 0 | 0 | 0 | 0 | 2021.2 | 23619852 | 0 | 0.8 | 0 | 0 | 0 | 0 | 0 | 410.3 | 295 | 0 | 770.2 | 0 | 1727 | 0 | 7.5 | 0 | 0 | 0.8 | 0 | 7764.3 | 4.5 | 0 | 0 | 0 | 0 | 0 | 0 | 0
TN_2024 | TN | 2024 | 111979120 | 17381.6 | 1340661.8 | 774837.1 | 114112004.9 | 107952406.5 | 109360128.6 | 45261704 | 20776046 | 0.0359 | 0.054 | 0.15 | 19533.36 | 23625 | 0.58 | 0.51 | 301.6 | 27.4 | 3.92 | 19.6 | 899.5 | 0.23 | 303.5 | 46.4 | 349.9 | 362.8 | 32.6 | 4.66 | 22.6 | 1086.3 | 0.25 | 365 | 55.1 | 420.1 | 310.4 | 21.7 | 3.05 | 22.5 | 1104.1 | 0.16 | 311.9 | 55.5 | 367.4 | 779.7 | 61 | 8.8 | 52.3 | 2448.5 | 0.48 | 783.9 | 125.4 | 909.3 | 26795068.3 | 2430.5 | 347.7 | 1738929 | 79952.3 | 20.2 | 26962421 | 4127015.2 | 31089436.2 | 0 | 31.87 | 3.96 | 0 | 35.82 | 33.8 | 4.32 | 0 | 38.12 | 89475130 | 4751876.5 | 14935.6 | 70014.3 | 0 | 0 | 19282258 | 0 | 0 | 217514.5 | 18284020 | 0 | 297132.2 | 0 | 9574786 | 36119400 | 1639.7 | 1079070.2 | 0 | 4480323 | 54038.8 | 0 | 20 | 14.2 | 0 | 4844 | 0 | 0 | 149.2 | 2455.1 | 0 | 3752.8 | 0 | 2608.6 | 4522.7 | 43.2 | 1616.3 | 0 | 1985.3 | 0 | 29.1 | 40 | 16163 | 0 | 0 | 0 | 0 | 0 | 0
TN_2026 | TN | 2026 | 114336280 | 1631001 | 1937206.6 | 832611.9 | 118737105.2 | 110224813 | 107036156.9 | 51660160 | 21888716 | 0.0359 | 0.054 | 0.15 | 48803.14 | 24139.7 | 0.68 | 0.61 | 194.7 | 15.4 | 2.18 | 16 | 656.1 | 0.17 | 195.8 | 35.6 | 231.4 | 267.5 | 22.2 | 3.15 | 19.2 | 861.7 | 0.2 | 269 | 44.9 | 314 | 294.7 | 14.9 | 2 | 26.5 | 1237.1 | 0.14 | 295.7 | 63.4 | 359.1 | 734.3 | 56.8 | 8.13 | 49.3 | 2375.6 | 0.42 | 738.3 | 120.2 | 858.4 | 17161010.2 | 1355.7 | 191.7 | 1410994.4 | 57853 | 15.4 | 17253739.1 | 3139225.1 | 20392964.2 | 0 | 29.9 | 9.48 | 0 | 39.38 | 31.87 | 10.53 | 0 | 42.39 | 88748790 | 11700948 | 1388677.4 | 69915.7 | 0 | 0 | 10245823 | 0 | 0 | 319540.5 | 17524442 | 0 | 202294 | 0 | 9958484 | 36076744 | 820.3 | 1580642.6 | 0 | 11327660 | 53747.4 | 0 | 991.7 | 14.2 | 0 | 3091 | 0 | 0 | 218.6 | 2455.1 | 0 | 3511.2 | 0 | 2705.6 | 4522.7 | 43.2 | 1616.3 | 0 | 4942.7 | 0 | 29.1 | 4069.6 | 16163 | 0 | 0 | 0 | 0 | 0 | 0
TN_2028 | TN | 2028 | 117285260 | 4759536 | 2862498.8 | 1173914 | 126081213.9 | 113067774.2 | 106003004.8 | 68904824 | 34825024 | 0.0359 | 0.054 | 0.15 | 62116.97 | 24800.7 | 0.79 | 0.72 | 84.2 | 2.5 | 0.3 | 12.6 | 419.9 | 0.12 | 84.3 | 25.1 | 109.4 | 155.4 | 9.8 | 1.36 | 15.1 | 600.9 | 0.14 | 156.1 | 33 | 189.1 | 288.3 | 5.9 | 0.61 | 33.7 | 1493.9 | 0.13 | 288.7 | 78.2 | 366.9 | 620.8 | 43.5 | 6.17 | 46.2 | 2157.3 | 0.36 | 623.8 | 110.6 | 734.4 | 7667756.8 | 226.8 | 27.2 | 1144203.7 | 38269.1 | 10.5 | 7681928.4 | 2287502 | 9969430.3 | 0 | 25.64 | 11.13 | 0 | 36.77 | 27.76 | 12.76 | 0 | 40.52 | 91708664 | 20078210 | 4095138.5 | 67782.8 | 0 | 0 | 692775.1 | 0 | 0 | 484074.6 | 18680292 | 0 | 163717.1 | 0 | 10037961 | 35541536 | 449.9 | 2350807 | 0 | 19540676 | 53457.6 | 0 | 2459.3 | 14.2 | 0 | 976 | 0 | 0 | 330 | 2841.2 | 0 | 3325.6 | 0 | 2745.3 | 4522.7 | 43.2 | 1616.3 | 0 | 8456.1 | 0 | 29.1 | 11406.4 | 16163 | 0 | 0 | 0 | 0 | 0 | 0
TN_2030 | TN | 2030 | 120746216 | 7821981.5 | 3061816.8 | 1364982.6 | 132994996.8 | 116404312.2 | 107776220.2 | 75824210 | 41324084 | 0.0359 | 0.054 | 0.15 | 70125.99 | 25898.1 | 0.81 | 0.77 | 73.7 | 2 | 0.24 | 11.3 | 373.3 | 0.11 | 73.8 | 22.5 | 96.3 | 125.5 | 7.7 | 1.06 | 12.7 | 493.8 | 0.12 | 126.1 | 27.4 | 153.5 | 349.3 | 13 | 1.64 | 35.5 | 1624.2 | 0.16 | 350.1 | 84 | 434.1 | 571.3 | 40.1 | 5.65 | 42.3 | 2013.6 | 0.32 | 574 | 102.4 | 676.4 | 7183667.4 | 196.1 | 22.9 | 1103542.7 | 36412.1 | 10.3 | 7195769.7 | 2191423.5 | 9387193.2 | 0 | 23.81 | 12.26 | 0 | 36.07 | 26.17 | 14.4 | 0 | 40.57 | 98194270 | 25218776 | 6587038 | 65330 | 0 | 0 | 505603.2 | 0 | 0 | 755710.6 | 18249040 | 0 | 80643 | 0 | 9966723 | 35015864 | 271.4 | 2504984 | 0 | 24409896 | 53169.2 | 0 | 4394.3 | 14.2 | 0 | 976 | 0 | 0 | 513.7 | 2841.2 | 0 | 2572 | 0 | 2748.9 | 4522.7 | 43.2 | 1616.3 | 0 | 10571.3 | 0 | 29.1 | 18834.5 | 16163 | 0 | 0 | 0 | 0 | 0 | 0
TN_2035 | TN | 2035 | 129909784 | 12438674 | 2871394.2 | 1505886.3 | 146725745.3 | 125238507.2 | 109663394.4 | 79764456 | 47542280 | 0.0359 | 0.054 | 0.15 | 87621.1 | 28367.3 | 0.83 | 0.81 | 63.6 | 1.2 | 0.12 | 10.2 | 339.3 | 0.09 | 63.7 | 20.3 | 84 | 96.1 | 5.4 | 0.74 | 10.4 | 394.6 | 0.1 | 96.5 | 22.2 | 118.7 | 400.5 | 21.9 | 2.98 | 34.3 | 1638 | 0.19 | 401.9 | 83.2 | 485.1 | 520.2 | 36.2 | 5.1 | 38.7 | 1843.3 | 0.29 | 522.7 | 93.7 | 616.4 | 7208151 | 135.8 | 13.6 | 1156429.2 | 38451.5 | 10.1 | 7215908.7 | 2305043 | 9520951.7 | 0 | 21.03 | 14.95 | 0 | 35.98 | 23.58 | 18.01 | 0 | 41.6 | 114195470 | 37062350 | 10699756 | 62005.6 | 0 | 0 | 0 | 0 | 0 | 1458686.4 | 19452162 | 0 | 433105.8 | 0 | 9786498 | 34437710 | 0 | 2261873.8 | 0 | 35603664 | 0 | 0 | 6517.8 | 14.2 | 0 | 0 | 0 | 0 | 994.7 | 3672.5 | 0 | 4967.5 | 0 | 2752.6 | 4522.7 | 43.2 | 1616.3 | 0 | 15434.8 | 0 | 0 | 30656.5 | 16163 | 0 | 0 | 0 | 0 | 0 | 0
TN_2040 | TN | 2040 | 140130020 | 14779514 | 3373322.5 | 1602837.6 | 159885696.2 | 135091357.9 | 117640378.6 | 85913656 | 46811980 | 0.0359 | 0.054 | 0.15 | 86902.48 | 31540.2 | 0.84 | 0.84 | 57.8 | 1.1 | 0.11 | 9.3 | 308.6 | 0.08 | 57.9 | 18.5 | 76.4 | 76.7 | 3.9 | 0.52 | 8.9 | 329.5 | 0.08 | 77 | 18.8 | 95.7 | 402.8 | 27.1 | 3.77 | 30 | 1487.8 | 0.19 | 404.7 | 74.4 | 479.1 | 474.1 | 31.4 | 4.39 | 36.7 | 1740.4 | 0.26 | 476.3 | 88.6 | 564.9 | 6909799.4 | 130.2 | 13 | 1114491.4 | 36874.7 | 9.8 | 6917236 | 2216041.7 | 9133277.7 | 0 | 19.07 | 14.69 | 0 | 33.76 | 21.64 | 17.88 | 0 | 39.52 | 120425070 | 42245316 | 12692311 | 59476.5 | 0 | 0 | 0 | 0 | 0 | 2238674.8 | 18443392 | 0 | 611200.4 | 0 | 9673662 | 33959160 | 9.8 | 2740553.2 | 0 | 40006644 | 0 | 0 | 8329 | 14.2 | 0 | 0 | 0 | 0 | 1542.5 | 3672.5 | 0 | 6518.4 | 0 | 2756.2 | 4522.7 | 43.2 | 1616.3 | 0 | 17671.4 | 0 | 0 | 36262.8 | 16163 | 0 | 0 | 0 | 0 | 0 | 0
TN_2045 | TN | 2045 | 149233860 | 21170648 | 4033779.5 | 1544255.5 | 175982531.3 | 143867883.4 | 83633718.1 | 63667064 | 63208212 | 0.0359 | 0.054 | 0.15 | 83612.76 | 33984.6 | 0.89 | 0.87 | 39.4 | 0.7 | 0.07 | 6.3 | 210.3 | 0.06 | 39.4 | 12.6 | 52.1 | 61.6 | 2.7 | 0.35 | 7.6 | 277.9 | 0.07 | 61.8 | 15.9 | 77.6 | 373.2 | 23.7 | 3.28 | 29.5 | 1424 | 0.19 | 374.8 | 72 | 446.8 | 404.4 | 24.9 | 3.45 | 33.2 | 1550.7 | 0.21 | 406.1 | 79.5 | 485.6 | 6849766.6 | 129.1 | 12.9 | 1102102.4 | 36547.7 | 9.7 | 6857138.6 | 2193868.3 | 9051007 | 0 | 16.21 | 13.77 | 0 | 29.99 | 19.12 | 17.34 | 0 | 36.46 | 175189490 | 92348820 | 18013650 | 54941.6 | 0 | 0 | 0 | 0 | 0 | 2925583.2 | 18527496 | 0 | 477167.2 | 0 | 9422797 | 33089244 | 0 | 3255374 | 0 | 89423230 | 0 | 0 | 12110.8 | 14.2 | 0 | 0 | 0 | 0 | 2271.9 | 3672.5 | 0 | 6518.4 | 0 | 2759.9 | 4522.7 | 43.2 | 1616.3 | 0 | 39127.3 | 0 | 0 | 50092.3 | 16163 | 0 | 0 | 0 | 0 | 0 | 0
TN_2050 | TN | 2050 | 158016060 | 17160828 | 4267255 | 1758520.4 | 181202667.7 | 152334273.3 | 91174546.4 | 77084470 | 66033720 | 0.0359 | 0.054 | 0.15 | 82411.79 | 36124 | 0.89 | 0.87 | 41.7 | 0.8 | 0.08 | 6.6 | 222.4 | 0.06 | 41.7 | 13.3 | 55 | 55.9 | 2.1 | 0.27 | 7.1 | 262.5 | 0.06 | 56 | 14.9 | 71 | 339.9 | 19.4 | 2.65 | 29.1 | 1366.4 | 0.17 | 341.2 | 69.9 | 411.1 | 400.9 | 22.2 | 3.04 | 34.8 | 1617.8 | 0.2 | 402.3 | 83 | 485.4 | 7025719.8 | 132.4 | 13.2 | 1119627.2 | 37460.3 | 9.7 | 7033281.2 | 2238589.5 | 9271870.6 | 0 | 16.74 | 14.08 | 0 | 30.81 | 19.43 | 17.22 | 0 | 36.65 | 169760530 | 90028120 | 14598851 | 40354.6 | 0 | 0 | 0 | 0 | 0 | 4053094.5 | 18925872 | 0 | 476735.6 | 0 | 9362656 | 32878186 | 0 | 3449757.5 | 0 | 85885624 | 89401.5 | 0 | 10241.4 | 12.4 | 0 | 0 | 0 | 0 | 3266.4 | 3672.5 | 0 | 8666.1 | 0 | 2759.9 | 4522.7 | 23.4 | 1616.3 | 0 | 39128.4 | 0 | 28.4 | 39651.5 | 16163 | 0 | 0 | 0 | 0 | 0 | 0
TX_2024 | TX | 2024 | 446567740 | 1915119.4 | 10814.8 | 6714674.6 | 455208328.5 | 430514888.6 | 218319036.3 | 285643400 | 296760700 | 0.0359 | 0.0539 | 0.1409 | 34009.61 | 103124.9 | 0.6 | 0.58 | 224.1 | 13.1 | 1.81 | 19.6 | 871.5 | 0.14 | 225 | 45.6 | 270.5 | 241.5 | 14.3 | 1.99 | 20.9 | 933.5 | 0.15 | 242.5 | 48.7 | 291.2 | 254 | 10.9 | 1.46 | 25.1 | 1096.6 | 0.14 | 254.7 | 57.8 | 312.5 | 561.4 | 38.5 | 5.49 | 43.1 | 1941.6 | 0.35 | 564.1 | 101 | 665.1 | 103749464.8 | 6048.6 | 838.9 | 9064173.4 | 403663.2 | 62.8 | 104158721.1 | 21110479.5 | 125269200.6 | 0 | 23.32 | 6.73 | 0 | 30.05 | 24.87 | 7.35 | 0 | 32.21 | 466374980 | 236889300 | 1625282.4 | 1679040.8 | 0 | 0 | 41181850 | 0 | 0 | 3028754.5 | 138713680 | 0 | 3732317.2 | 0 | 855853.3 | 37684412 | 4004416.5 | 8788.9 | 0 | 87765100 | 146095440 | 0 | 1580.1 | 260.5 | 0 | 17851.6 | 0 | 0 | 2052.1 | 39370.4 | 0 | 9289.9 | 0 | 728.8 | 4980 | 12100.9 | 5 | 0 | 38752.2 | 0 | 42838.8 | 3160.2 | 50 | 0 | 0 | 0.04 | 0 | 0 | 0
TX_2026 | TX | 2026 | 456171680 | 5290212.5 | 12035.4 | 6307154.7 | 467781093 | 439773638.8 | 179328600.8 | 267911890 | 283002100 | 0.0359 | 0.0539 | 0.1409 | 44579.93 | 105378.3 | 0.69 | 0.68 | 160.7 | 8.3 | 1.12 | 15.1 | 666.5 | 0.1 | 161.2 | 35 | 196.2 | 174.2 | 9.1 | 1.24 | 16.2 | 717.6 | 0.1 | 174.9 | 37.6 | 212.5 | 166.8 | 4.9 | 0.6 | 18.4 | 802.3 | 0.09 | 167.1 | 42.3 | 209.4 | 482.9 | 30.6 | 4.31 | 39.1 | 1765.5 | 0.29 | 485 | 91.8 | 576.8 | 76989938.6 | 3958.9 | 537.3 | 7250045.8 | 319585.3 | 45.8 | 77254585.3 | 16786195.2 | 94040780.5 | 0 | 19.85 | 8.87 | 0 | 28.72 | 21.29 | 9.73 | 0 | 31.02 | 482963650 | 288452480 | 4497919.5 | 1583102 | 0 | 0 | 25414860 | 0 | 0 | 5454300.5 | 121664130 | 0 | 2554423.5 | 0 | 808321.6 | 36206856 | 1771972.8 | 9618.2 | 0 | 92487040 | 190511150 | 0 | 3569.9 | 260.5 | 0 | 17851.6 | 0 | 0 | 3653.4 | 41228.7 | 0 | 9289.9 | 0 | 728.8 | 4980 | 9655 | 5 | 0 | 41027.9 | 0 | 54119.1 | 10685.9 | 50 | 0 | 0 | 0.04 | 0 | 0 | 0
TX_2028 | TX | 2028 | 467496960 | 11522673 | 10034.2 | 6463696.5 | 485493372.1 | 450691862.8 | 114538620.3 | 274565100 | 307732500 | 0.0359 | 0.0539 | 0.1409 | 45142.17 | 108526.1 | 0.8 | 0.8 | 91.5 | 3.8 | 0.49 | 9.7 | 410.8 | 0.06 | 91.8 | 22 | 113.8 | 100.9 | 4.3 | 0.57 | 10.5 | 446.5 | 0.06 | 101.2 | 23.8 | 125 | 78.1 | 2.4 | 0.29 | 8.5 | 375.8 | 0.04 | 78.3 | 19.7 | 98 | 372.4 | 21.4 | 3 | 32.2 | 1428 | 0.23 | 373.9 | 74.8 | 448.7 | 47098331.9 | 1928.1 | 252.4 | 5004877.4 | 211498.5 | 30.2 | 47224687.1 | 11315771.4 | 58540458.5 | 0 | 15.19 | 8.66 | 0 | 23.85 | 16.43 | 9.6 | 0 | 26.03 | 518886500 | 370954750 | 9736345 | 1464314.9 | 0 | 0 | 10755116 | 0 | 0 | 9108730 | 88537330 | 0 | 1396044.2 | 0 | 741133.4 | 34244904 | 1048599.6 | 7976.3 | 0 | 108913460 | 252932560 | 0 | 7400.6 | 260.5 | 0 | 16196.6 | 0 | 0 | 6118.5 | 40909.7 | 0 | 9289.9 | 0 | 728.8 | 4980 | 9163 | 5 | 0 | 50784.9 | 0 | 73875.5 | 26095.5 | 50 | 0 | 0 | 0.04 | 0 | 0 | 0
TX_2030 | TX | 2030 | 480483650 | 16227485 | 8720.6 | 6954134.5 | 503673985.3 | 463211801.1 | 78364987.6 | 290050900 | 337058000 | 0.0359 | 0.0539 | 0.1409 | 56624.33 | 112072.4 | 0.86 | 0.85 | 65 | 2.8 | 0.38 | 6.9 | 286.8 | 0.04 | 65.2 | 15.4 | 80.6 | 72.7 | 3.4 | 0.45 | 7.5 | 315.1 | 0.05 | 73 | 16.9 | 89.9 | 52.4 | 2.2 | 0.3 | 5.1 | 231.3 | 0.03 | 52.6 | 12 | 64.6 | 325.4 | 19.6 | 2.74 | 27.3 | 1231.5 | 0.19 | 326.8 | 64.1 | 390.8 | 35440284.2 | 1543.8 | 204 | 3752591.8 | 156583.9 | 24.2 | 35541988 | 8425392.4 | 43967380.4 | 0 | 13.52 | 10.57 | 0 | 24.09 | 14.7 | 11.81 | 0 | 26.51 | 551012700 | 425309000 | 13769162 | 1336461.4 | 0 | 0 | 9209138 | 0 | 0 | 13978798 | 65773784 | 0 | 920870.7 | 0 | 703638.6 | 33279494 | 704045.2 | 7079.1 | 0 | 124301670 | 287028540 | 0 | 10049.7 | 260.5 | 0 | 14507.6 | 0 | 0 | 9606.3 | 40757.7 | 0 | 9184.9 | 0 | 728.8 | 4980 | 9008 | 5 | 0 | 59376.7 | 0 | 86589.7 | 36241.4 | 50 | 0 | 0 | 0.04 | 0 | 0 | 0
TX_2035 | TX | 2035 | 514958940 | 33560824 | 7011.1 | 7340019.5 | 555866791.2 | 496448114.4 | 72215464.5 | 303674000 | 352063000 | 0.0359 | 0.0539 | 0.1409 | 81620.45 | 121670.2 | 0.9 | 0.9 | 45.2 | 2.1 | 0.28 | 4.8 | 196.8 | 0.03 | 45.3 | 10.7 | 56 | 52 | 2.5 | 0.33 | 5.4 | 223.4 | 0.04 | 52.2 | 12.1 | 64.3 | 75.1 | 3.8 | 0.51 | 6.8 | 315 | 0.04 | 75.4 | 16.1 | 91.5 | 286.2 | 17.6 | 2.46 | 23.7 | 1074.7 | 0.17 | 287.4 | 55.7 | 343.1 | 26969942.6 | 1232.1 | 164 | 2873134.3 | 117638.3 | 19.9 | 27051418.3 | 6384179.1 | 33435597.4 | 0 | 11.49 | 14.4 | 0 | 25.89 | 12.76 | 16.54 | 0 | 29.29 | 604576000 | 483651330 | 28380956 | 1225904.8 | 0 | 0 | 7644959 | 0 | 0 | 19942800 | 49042616 | 0 | 784959.6 | 0 | 654224.4 | 32694092 | 491406.9 | 5521.4 | 0 | 152623120 | 311085400 | 0 | 17472.2 | 260.5 | 0 | 14507.6 | 0 | 0 | 14229.4 | 39774.7 | 0 | 9496.9 | 0 | 728.8 | 4980 | 7863 | 5 | 0 | 79331.3 | 0 | 95675.6 | 81109.8 | 50 | 0 | 0 | 0.04 | 0 | 0 | 0
TX_2040 | TX | 2040 | 555669570 | 43743930 | 7414.8 | 7807978.7 | 607228872.8 | 535695589.8 | 79413740.2 | 324335100 | 370220320 | 0.0359 | 0.0539 | 0.1409 | 85163.8 | 132809.3 | 0.92 | 0.91 | 38.9 | 1.8 | 0.23 | 4.2 | 170.8 | 0.03 | 39 | 9.3 | 48.3 | 45.8 | 2.1 | 0.28 | 4.9 | 199.2 | 0.03 | 46 | 10.8 | 56.8 | 93.1 | 4.9 | 0.66 | 8.9 | 389 | 0.06 | 93.4 | 20.5 | 113.9 | 264.5 | 14.9 | 2.06 | 23.2 | 1041.3 | 0.15 | 265.5 | 54.2 | 319.7 | 25107925.2 | 1127.7 | 149.4 | 2708319.6 | 110366.6 | 18.8 | 25182325.6 | 6002372.7 | 31184698.4 | 0 | 10.98 | 14.94 | 0 | 25.93 | 12.34 | 17.36 | 0 | 29.7 | 653528260 | 527815100 | 37100460 | 1112393.9 | 0 | 0 | 6937382.5 | 0 | 0 | 20634032 | 46036788 | 0 | 872134.2 | 0 | 639838.3 | 32631706 | 376564.3 | 5864.6 | 0 | 159138780 | 348042300 | 0 | 22582 | 260.5 | 0 | 12422.6 | 0 | 0 | 15089.6 | 39032.7 | 0 | 10494.7 | 0 | 728.8 | 4980 | 6499.3 | 5 | 0 | 86301.9 | 0 | 108101.8 | 101013.5 | 50 | 0 | 0 | 0.04 | 0 | 0 | 0
TX_2045 | TX | 2045 | 592782660 | 54588096 | 7338.6 | 7917402.5 | 655295470.6 | 571474680.1 | 80309663.7 | 332693800 | 373857920 | 0.0359 | 0.0539 | 0.1409 | 85488.83 | 142441.2 | 0.92 | 0.91 | 38 | 1.5 | 0.2 | 4 | 173.3 | 0.02 | 38.1 | 9.2 | 47.3 | 44.8 | 1.8 | 0.24 | 4.7 | 202.8 | 0.03 | 44.9 | 10.7 | 55.6 | 83.3 | 4.2 | 0.56 | 8.9 | 355.9 | 0.07 | 83.6 | 19.5 | 103.1 | 232.5 | 11.3 | 1.52 | 21.9 | 977.1 | 0.13 | 233.3 | 51.1 | 284.3 | 26094768 | 1043.3 | 134.6 | 2756704.1 | 119104.9 | 15.2 | 26162608.3 | 6310180.6 | 32472789 | 0 | 9.86 | 14.57 | 0 | 24.43 | 11.23 | 17.1 | 0 | 28.33 | 696932400 | 574985800 | 46354810 | 1038006.1 | 0 | 0 | 6006679.5 | 0 | 0 | 21690310 | 50182108 | 0 | 2039143.8 | 0 | 614324.8 | 15603870 | 101717.4 | 5947.3 | 0 | 185508510 | 367786980 | 0 | 27484.8 | 260.5 | 0 | 9908.6 | 0 | 0 | 16457.8 | 37770.6 | 0 | 20718.5 | 0 | 728.8 | 2400 | 3896.5 | 5 | 0 | 103481.8 | 0 | 113954.7 | 125135.6 | 50 | 0 | 0 | 0.03 | 0 | 0 | 0
TX_2050 | TX | 2050 | 628118140 | 53343944 | 6501.4 | 7943484.4 | 689412053.9 | 605539849.8 | 46665484.9 | 328706530 | 385884000 | 0.0359 | 0.0539 | 0.1408 | 85291.47 | 151031.9 | 0.92 | 0.91 | 36.2 | 1.5 | 0.2 | 3.5 | 162.2 | 0.02 | 36.3 | 8.4 | 44.6 | 42.2 | 1.8 | 0.24 | 4.1 | 187.9 | 0.02 | 42.3 | 9.7 | 52 | 63.9 | 2.9 | 0.39 | 8.1 | 284.5 | 0.08 | 64.1 | 16.6 | 80.7 | 215.1 | 9.8 | 1.3 | 20.5 | 935.1 | 0.11 | 215.8 | 48.4 | 264.2 | 26631459.2 | 1118.8 | 145.5 | 2617725.3 | 119694.5 | 12.2 | 26704521.3 | 6187944.8 | 32892466.1 | 0 | 8.92 | 13.78 | 0 | 22.71 | 10.12 | 16.03 | 0 | 26.15 | 747193860 | 642746560 | 45144290 | 938394.6 | 0 | 0 | 6688204 | 0 | 0 | 23645244 | 48018624 | 0 | 3062304 | 0 | 565169.4 | 0 | 25100.2 | 5226.6 | 0 | 182342290 | 436759040 | 0 | 26425.1 | 260.5 | 0 | 9908.6 | 0 | 0 | 18857.5 | 37322.3 | 0 | 27789.2 | 0 | 728.8 | 0 | 1528.5 | 5 | 0 | 108302.3 | 0 | 155640.6 | 110532.1 | 50 | 0 | 0 | 0.03 | 0 | 0 | 0
UT_2024 | UT | 2024 | 34426984 | 0 | 0 | 611062.6 | 35038048.4 | 33189040.2 | 28816488.4 | 18161794 | 16343501 | 0.036 | 0.054 | 0.1435 | 55282.24 | 6472.4 | 0.23 | 0.34 | 622.1 | 61.7 | 8.88 | 28.3 | 1671.9 | 0.3 | 626.4 | 78.2 | 704.6 | 574 | 57.9 | 8.35 | 25.2 | 1510.8 | 0.28 | 578 | 70.3 | 648.3 | 296.7 | 8.7 | 1.04 | 32.3 | 1453.4 | 0.13 | 297.3 | 75.6 | 372.9 | 727.9 | 59.8 | 8.51 | 44.9 | 2321 | 0.37 | 732 | 114.2 | 846.2 | 20525646.5 | 2035.2 | 293.1 | 932025.5 | 55148.4 | 10 | 20666316.7 | 2578174.6 | 23244491.4 | 0 | 28.47 | 9.52 | 0 | 38 | 30.11 | 10.26 | 0 | 40.37 | 33214444 | 6221560 | 0 | 54711.5 | 0 | 0 | 16646088 | 0 | 0 | 767344 | 8819912 | 0 | 13951.9 | 603193.4 | 853725.5 | 0 | 1301.7 | 0 | 0 | 4705212 | 749004 | 0 | 0 | 10.6 | 0 | 2781 | 0 | 0 | 482.1 | 1838.4 | 0 | 533.1 | 81 | 270.2 | 0 | 275.1 | 0 | 0 | 1812.7 | 0 | 389.7 | 0 | 0 | 0 | 0 | 0 | 0 | 0 | 0
UT_2026 | UT | 2026 | 35310600 | 876570.6 | 0 | 750137.5 | 36937308.4 | 34040880.7 | 27481623.2 | 21734732 | 19865612 | 0.036 | 0.054 | 0.1435 | 65906.8 | 6641.3 | 0.33 | 0.44 | 544.8 | 54.3 | 7.83 | 24.5 | 1454.8 | 0.27 | 548.6 | 67.9 | 616.5 | 490.6 | 49.6 | 7.15 | 21.5 | 1288 | 0.24 | 494.1 | 59.9 | 554 | 217.8 | 7.8 | 0.98 | 22.4 | 1022 | 0.1 | 218.3 | 52.9 | 271.2 | 647.7 | 50.1 | 7.09 | 42.9 | 2167.6 | 0.33 | 651.2 | 107.6 | 758.7 | 18967878.7 | 1891.3 | 272.5 | 851808.9 | 50630.8 | 9.2 | 19098629.4 | 2363128.3 | 21461757.7 | 0 | 26.37 | 11 | 0 | 37.37 | 28.14 | 12.13 | 0 | 40.26 | 35068204 | 9455685 | 750455 | 52204.2 | 0 | 0 | 15496477 | 0 | 0 | 891356.5 | 7856121 | 0 | 6218.9 | 603193.4 | 846913.7 | 0 | 935.3 | 0 | 0 | 7819364 | 744964.8 | 0 | 585.6 | 10.6 | 0 | 2781 | 0 | 0 | 563.8 | 1838.4 | 0 | 533.1 | 81 | 270.2 | 0 | 275.1 | 0 | 0 | 2928.3 | 0 | 389.7 | 2342.4 | 0 | 0 | 0 | 0 | 0 | 0 | 0
UT_2028 | UT | 2028 | 36350576 | 978603.2 | 0 | 1058476 | 38387653.3 | 35043462.2 | 28550103.9 | 32970938 | 25798132 | 0.036 | 0.054 | 0.1435 | 60798.37 | 6885.8 | 0.42 | 0.62 | 487.7 | 49.3 | 7.1 | 21.3 | 1281.4 | 0.24 | 491.1 | 59.6 | 550.6 | 334 | 34.1 | 4.92 | 14.4 | 867.4 | 0.16 | 336.4 | 40.3 | 376.7 | 153.5 | 6.7 | 0.88 | 14.7 | 682.3 | 0.07 | 153.9 | 35.1 | 189 | 579.5 | 45.5 | 6.44 | 38 | 1918.3 | 0.3 | 582.6 | 95.2 | 677.9 | 15080471.1 | 1523.8 | 219.8 | 659145.5 | 39617.9 | 7.4 | 15185873.4 | 1841766.4 | 17027639.8 | 0 | 22.27 | 10.11 | 0 | 32.39 | 23.84 | 11.16 | 0 | 34.99 | 31200794 | 9837549 | 837489.9 | 47611.2 | 0 | 0 | 12543960 | 0 | 0 | 1047066.9 | 5703737.5 | 0 | 2482.9 | 1400229.1 | 827371.4 | 0 | 361.9 | 0 | 0 | 8049535 | 740947.2 | 0 | 658.1 | 10.6 | 0 | 2781 | 0 | 0 | 665.9 | 1838.4 | 0 | 533.1 | 188 | 270.2 | 0 | 275.1 | 0 | 0 | 3045.1 | 0 | 389.7 | 2632.2 | 0 | 0 | 0 | 0 | 0 | 0 | 0
UT_2030 | UT | 2030 | 37547276 | 1516275.5 | 0 | 1248872 | 40312424.1 | 36197140.8 | 28972505 | 39903410 | 30938964 | 0.036 | 0.054 | 0.1435 | 64191.47 | 7179.5 | 0.47 | 0.7 | 446.5 | 45.9 | 6.63 | 18.8 | 1148.2 | 0.22 | 449.7 | 53.1 | 502.8 | 266.2 | 27.6 | 3.99 | 11 | 675.7 | 0.13 | 268.1 | 31.2 | 299.3 | 126.7 | 4.3 | 0.54 | 13.3 | 601.5 | 0.06 | 127 | 31.2 | 158.3 | 492.4 | 38.8 | 5.49 | 32.6 | 1632 | 0.26 | 495 | 81.3 | 576.3 | 13855232.3 | 1424.5 | 205.7 | 583317.4 | 35623.5 | 6.8 | 13953834.3 | 1646747.1 | 15600581.4 | 0 | 20.42 | 10.56 | 0 | 30.97 | 22.07 | 11.82 | 0 | 33.89 | 31318628 | 11339919 | 1270251.6 | 42137.3 | 0 | 0 | 11774347 | 0 | 0 | 1269273.2 | 4675250.5 | 0 | 3141.1 | 1400229.1 | 813217.3 | 0 | 132.2 | 0 | 0 | 9333694 | 736951.9 | 0 | 977.8 | 10.6 | 0 | 2781 | 0 | 0 | 809.8 | 1838.4 | 0 | 533.1 | 188 | 270.2 | 0 | 37.6 | 0 | 0 | 3516 | 0 | 389.7 | 3911.2 | 0 | 0 | 0 | 0 | 0 | 0 | 0
UT_2035 | UT | 2035 | 40980500 | 3744099.5 | 685662.7 | 1358874.3 | 46769137.7 | 39506943.3 | 26991337.1 | 43131932 | 34464788 | 0.0359 | 0.054 | 0.1435 | 88446.29 | 8020.9 | 0.68 | 0.8 | 285 | 30 | 4.33 | 11.4 | 712.2 | 0.14 | 287.1 | 32.7 | 319.8 | 188.7 | 20.1 | 2.92 | 7.3 | 461.8 | 0.09 | 190.1 | 21.1 | 211.2 | 159.3 | 4.8 | 0.58 | 17.3 | 776.4 | 0.07 | 159.6 | 40.4 | 200 | 411.7 | 31.8 | 4.49 | 27.7 | 1388 | 0.21 | 413.8 | 69.1 | 483 | 10737337.3 | 1129.1 | 163.3 | 429395 | 26812.6 | 5.3 | 10815556 | 1229845.9 | 12045401.9 | 0 | 16.76 | 13.78 | 0 | 30.54 | 18.73 | 16.47 | 0 | 35.2 | 38055980 | 19777800 | 3181154.2 | 36005.4 | 0 | 0 | 9362836 | 0 | 0 | 1514368.9 | 2945462 | 0 | 2764.9 | 1400048.6 | 790112 | 0 | 154.9 | 559641.8 | 0 | 17536596 | 726836.8 | 0 | 1910.1 | 10.6 | 0 | 2323 | 0 | 0 | 986.5 | 1838.4 | 0 | 533.1 | 188 | 270.2 | 0 | 37.6 | 316.4 | 0 | 6349.1 | 0 | 389.7 | 9443.1 | 3164.4 | 0 | 0 | 0 | 0 | 0 | 0
UT_2040 | UT | 2040 | 45299668 | 3924055.2 | 1824464.2 | 1382481.9 | 52430669 | 43670832 | 29702442 | 45459044 | 33629840 | 0.0359 | 0.054 | 0.1435 | 86967.37 | 8962.5 | 0.73 | 0.84 | 236.1 | 24.9 | 3.61 | 9.3 | 586 | 0.12 | 237.9 | 26.8 | 264.7 | 148.5 | 15.9 | 2.3 | 5.7 | 362.8 | 0.07 | 149.6 | 16.6 | 166.1 | 193.9 | 6.7 | 0.83 | 20.3 | 918.9 | 0.09 | 194.3 | 47.7 | 242 | 391 | 31 | 4.4 | 25.3 | 1289.8 | 0.2 | 393.2 | 63.8 | 457 | 9465378.6 | 1000.6 | 144.7 | 373740.7 | 23469 | 4.6 | 9534711.9 | 1074383.8 | 10609095.7 | 0 | 14.43 | 13.41 | 0 | 27.84 | 16.29 | 16.35 | 0 | 32.64 | 40544456 | 22728226 | 3353675.5 | 32101.2 | 0 | 0 | 8319971 | 0 | 0 | 1504774.6 | 2525806.5 | 0 | 1952 | 1397188.6 | 724579.1 | 0 | 104.1 | 1460848.6 | 0 | 20835488 | 387965.2 | 0 | 2141.8 | 10.6 | 0 | 2323 | 0 | 0 | 1020.2 | 1838.4 | 0 | 533.1 | 188 | 270.2 | 0 | 23.6 | 906.6 | 0 | 7630.5 | 0 | 165.8 | 9988.4 | 9066 | 0 | 0 | 0 | 0 | 0 | 0
UT_2045 | UT | 2045 | 49615820 | 4903163.5 | 2056336.4 | 1396991.1 | 57972311.8 | 47831791.3 | 32686985.3 | 48363610 | 31941316 | 0.0359 | 0.054 | 0.1435 | 91872.38 | 9845.6 | 0.79 | 0.89 | 184.2 | 19.6 | 2.84 | 7.2 | 453.1 | 0.09 | 185.6 | 20.7 | 206.3 | 106.7 | 11.5 | 1.66 | 4.1 | 259.1 | 0.05 | 107.5 | 11.8 | 119.3 | 190.7 | 7.2 | 0.91 | 19.4 | 884.5 | 0.09 | 191.2 | 45.8 | 237 | 307.5 | 23.3 | 3.29 | 21.1 | 1048 | 0.16 | 309.1 | 52.4 | 361.5 | 7537241.6 | 802.6 | 116.2 | 292390 | 18504 | 3.7 | 7592870.5 | 844818.7 | 8437689.2 | 0 | 11.91 | 14.11 | 0 | 26.02 | 13.66 | 17.3 | 0 | 30.96 | 41460410 | 25285326 | 4169132 | 27056.5 | 0 | 0 | 6680133.5 | 0 | 0 | 1511705.5 | 1851507.6 | 0 | 9767.8 | 1106684.2 | 675898 | 0 | 54 | 1654849 | 0 | 23643074 | 130546.4 | 0 | 2671 | 10.6 | 0 | 2230.1 | 0 | 0 | 1054.3 | 1838.4 | 0 | 1234.3 | 149 | 270.2 | 0 | 23.6 | 906.6 | 0 | 8767.5 | 0 | 63.8 | 12104.9 | 9066 | 0 | 0 | 0 | 0 | 0 | 0
UT_2050 | UT | 2050 | 53946920 | 4092895.5 | 2093465 | 1415754.5 | 61549035.4 | 52007126.3 | 36751751.4 | 51124828 | 29478192 | 0.0359 | 0.054 | 0.1435 | 91605.4 | 10669.1 | 0.8 | 0.9 | 170.2 | 17.3 | 2.5 | 7.3 | 443.2 | 0.08 | 171.4 | 20.6 | 192 | 93.5 | 9.6 | 1.39 | 4 | 240.6 | 0.05 | 94.2 | 11.1 | 105.3 | 200.5 | 8.1 | 1.05 | 19.9 | 911.1 | 0.09 | 201 | 47.1 | 248.1 | 309.4 | 21.9 | 3.07 | 22.5 | 1109.1 | 0.16 | 310.9 | 55.6 | 366.5 | 6682623.2 | 681.2 | 98.3 | 286861.6 | 17366.5 | 3.3 | 6729761.9 | 805275.2 | 7535037.1 | 0 | 13.04 | 14.35 | 0 | 27.38 | 14.8 | 17.22 | 0 | 32.01 | 39779380 | 24797284 | 3481544.8 | 27513.1 | 0 | 0 | 5559333 | 0 | 0 | 1541421.1 | 2441466.8 | 0 | 24583.2 | 1106746.2 | 698050 | 0 | 24.3 | 1642835.9 | 0 | 22883724 | 372138.6 | 0 | 2422.8 | 10.6 | 0 | 1780.1 | 0 | 0 | 1105.4 | 1838.4 | 0 | 2116.5 | 149 | 270.2 | 0 | 11.4 | 906.6 | 0 | 8385.1 | 0 | 105.2 | 9962.7 | 9066 | 0 | 0 | 0 | 0 | 0 | 0
VA_2024 | VA | 2024 | 122335950 | 224204.9 | 3129796 | 972630.5 | 126662571.9 | 117937224.2 | 102855736 | 50391864 | 33529628 | 0.0359 | 0.054 | 0.146 | 12281.88 | 26605.3 | 0.54 | 0.47 | 180.8 | 4.5 | 0.5 | 23.5 | 918.5 | 0.14 | 181.1 | 50.9 | 232 | 269 | 14.5 | 1.96 | 26.3 | 1114.3 | 0.18 | 270 | 59.6 | 329.6 | 335.1 | 25.2 | 3.57 | 22.6 | 1141.3 | 0.17 | 336.8 | 56.6 | 393.5 | 744.4 | 55.7 | 8 | 52 | 2433.5 | 0.45 | 748.3 | 124.6 | 872.9 | 19701887.2 | 485.3 | 54.8 | 2561964.5 | 100076.4 | 14.9 | 19731314 | 5548298.8 | 25279612.7 | 0 | 32.63 | 2.48 | 0 | 35.11 | 34.73 | 2.75 | 0 | 37.48 | 109694380 | 23806836 | 190573.8 | 2300603 | 0 | 0 | 1111602.6 | 0 | 0 | 700848.6 | 49658490 | 0 | 140183.4 | 0 | 1430506.8 | 28495450 | 25916.3 | 2534222.8 | 0 | 16438221 | 326204.9 | 6341561.5 | 248.3 | 426.7 | 0 | 877 | 0 | 0 | 486.4 | 8973.1 | 0 | 4192.3 | 0 | 865.1 | 3568 | 1224.9 | 3241 | 0 | 8004.8 | 2500 | 104.9 | 496.7 | 32410 | 0 | 0 | 0 | 0 | 0.2 | 0
VA_2026 | VA | 2026 | 124802800 | 394958 | 4449214 | 972072.6 | 130619047.9 | 120315395.7 | 106244522.5 | 52958410 | 32005590 | 0.0359 | 0.054 | 0.146 | 45249.76 | 27271.2 | 0.55 | 0.51 | 174.1 | 4.2 | 0.48 | 22.8 | 885.7 | 0.13 | 174.3 | 49.2 | 223.5 | 241.5 | 12.1 | 1.61 | 24.9 | 1031.5 | 0.17 | 242.3 | 55.7 | 297.9 | 252 | 14.6 | 2 | 20.9 | 999.2 | 0.12 | 253 | 50.7 | 303.8 | 706.2 | 52.3 | 7.46 | 49.4 | 2362.8 | 0.4 | 709.8 | 119.9 | 829.7 | 18927752.3 | 461 | 51.8 | 2477442.9 | 96334.2 | 14.5 | 18955642 | 5352162.7 | 24307804.7 | 0 | 30.58 | 9.05 | 0 | 39.63 | 32.67 | 10.15 | 0 | 42.82 | 109566310 | 24374526 | 333468.1 | 2236164.8 | 0 | 0 | 1023464.8 | 0 | 0 | 1383402.2 | 47913760 | 0 | 132052.9 | 0 | 1433028.6 | 28460608 | 26130.1 | 3633100.5 | 0 | 16218478 | 324445.8 | 6448198 | 437.4 | 426.7 | 0 | 877 | 0 | 0 | 960.9 | 8973.1 | 0 | 4192.3 | 0 | 865.1 | 3568 | 1224.9 | 3241 | 0 | 8005.6 | 2500 | 104.9 | 874.8 | 32410 | 0 | 0 | 0 | 0 | 0.27 | 0
VA_2028 | VA | 2028 | 127891750 | 1126766.9 | 5801711 | 1350721.9 | 136170948.9 | 123293296.9 | 108650553.6 | 72309690 | 45387404 | 0.0359 | 0.054 | 0.146 | 58630.96 | 28176.2 | 0.58 | 0.56 | 159.6 | 3.7 | 0.4 | 20.8 | 819.6 | 0.12 | 159.8 | 45.3 | 205.1 | 201.6 | 8.5 | 1.1 | 22.4 | 912.4 | 0.15 | 202.2 | 49.6 | 251.8 | 189.4 | 4.9 | 0.56 | 21.2 | 947.6 | 0.08 | 189.7 | 49.5 | 239.2 | 632.9 | 43.1 | 6.1 | 47.9 | 2239.7 | 0.36 | 635.9 | 114.7 | 750.6 | 17289567.9 | 396.6 | 43.6 | 2256127.3 | 88758.3 | 13.5 | 17313283.3 | 4904803 | 22218086.3 | 0 | 27.01 | 11.55 | 0 | 38.55 | 29.09 | 13.16 | 0 | 42.25 | 109119530 | 27520396 | 964030.7 | 760760.6 | 0 | 0 | 682295.3 | 0 | 0 | 2467751.8 | 44586550 | 0 | 117928.1 | 0 | 1465995.5 | 28265750 | 25716.7 | 4730109.5 | 0 | 17623512 | 854621 | 6574510 | 920.3 | 229.4 | 0 | 877 | 0 | 0 | 1716.7 | 8973.1 | 0 | 4192.3 | 0 | 889.1 | 3568 | 1224.9 | 3241 | 0 | 8735.3 | 2500 | 259.7 | 2449.5 | 32410 | 0 | 0 | 0 | 0 | 0.33 | 0
VA_2030 | VA | 2030 | 131495640 | 2392655 | 6193195.5 | 1475554.1 | 141557041.8 | 126767638.8 | 110046555.1 | 78995224 | 48098896 | 0.0359 | 0.054 | 0.146 | 67846.71 | 29287.3 | 0.62 | 0.6 | 143.3 | 3.2 | 0.35 | 18.9 | 738.3 | 0.12 | 143.4 | 41 | 184.4 | 180.9 | 7.5 | 0.97 | 20.4 | 822.7 | 0.14 | 181.4 | 44.9 | 226.3 | 194.1 | 6.8 | 0.86 | 20.1 | 913.9 | 0.09 | 194.6 | 47.4 | 241.9 | 589.9 | 39.8 | 5.59 | 44.7 | 2133 | 0.32 | 592.6 | 108.3 | 700.9 | 15709758.7 | 353.1 | 38.5 | 2077838.4 | 80950.2 | 12.7 | 15730783.3 | 4493621.8 | 20224405.1 | 0 | 25.7 | 13.28 | 0 | 38.98 | 27.87 | 15.29 | 0 | 43.16 | 110521620 | 31510486 | 2024452.4 | 739733.2 | 0 | 0 | 552045.4 | 0 | 0 | 4040584.5 | 41102320 | 0 | 78261.4 | 0 | 1461819.5 | 27973236 | 14836.1 | 5064430 | 0 | 20043006 | 850012.4 | 6576883.5 | 1690.2 | 229.4 | 0 | 877 | 0 | 0 | 2817.4 | 8973.1 | 0 | 4192.3 | 0 | 889.1 | 3568 | 923.9 | 3241 | 0 | 9897.1 | 2500 | 259.7 | 5529.1 | 32410 | 0 | 0 | 0 | 0 | 0.39 | 0
VA_2035 | VA | 2035 | 141027490 | 6833001 | 6106720 | 2025675.8 | 155992885.7 | 135956875.2 | 106987660.4 | 99023944 | 69869260 | 0.0359 | 0.054 | 0.146 | 87932.5 | 32350.3 | 0.71 | 0.66 | 109 | 2.2 | 0.23 | 14.9 | 569.3 | 0.09 | 109.2 | 31.8 | 141 | 146.3 | 5.3 | 0.67 | 17.3 | 689.6 | 0.12 | 146.6 | 37.9 | 184.5 | 184.6 | 9.1 | 1.21 | 16.8 | 787.7 | 0.09 | 185.2 | 40.3 | 225.5 | 537.7 | 34.1 | 4.77 | 43 | 2004.9 | 0.29 | 540 | 102.8 | 642.8 | 13694696.9 | 281.9 | 29.5 | 1866168.8 | 71493.2 | 11.7 | 13711150.7 | 3999865 | 17711015.6 | 0 | 23.22 | 17.02 | 0 | 40.24 | 25.52 | 20.11 | 0 | 45.63 | 126709550 | 49005224 | 5850821.5 | 701840.4 | 0 | 0 | 230968.4 | 0 | 0 | 6133289.5 | 36682216 | 0 | 58286.3 | 0 | 1491730.5 | 27720324 | 1611 | 4966533 | 0 | 28450876 | 838599 | 13582461 | 3660.8 | 229.4 | 0 | 877 | 0 | 0 | 4347.2 | 8973.1 | 0 | 4192.3 | 0 | 919.1 | 3568 | 463.9 | 3241 | 0 | 13820.1 | 5200 | 259.7 | 16125 | 32410 | 0 | 0 | 0 | 0 | 0.56 | 0
VA_2040 | VA | 2040 | 151797390 | 8238353.5 | 6556235 | 2384614.1 | 168976596.6 | 146339640.2 | 118808660.6 | 119509700 | 75852870 | 0.0359 | 0.054 | 0.146 | 91348.29 | 35652.9 | 0.74 | 0.75 | 98.3 | 1.9 | 0.19 | 13.7 | 517.8 | 0.09 | 98.4 | 29.2 | 127.6 | 107.3 | 3.4 | 0.41 | 13.2 | 522.2 | 0.09 | 107.5 | 28.8 | 136.3 | 130 | 8.2 | 1.14 | 10.2 | 496.6 | 0.06 | 130.5 | 25 | 155.5 | 489.3 | 28.4 | 3.93 | 41.4 | 1919.3 | 0.26 | 491.2 | 98.7 | 589.9 | 12168926.4 | 233.8 | 23.6 | 1699029.2 | 64119.2 | 11 | 12182342.3 | 3612774.6 | 15795116.9 | 0 | 21.18 | 18.08 | 0 | 39.25 | 23.49 | 21.46 | 0 | 44.96 | 125148760 | 50167936 | 7022673.5 | 667567 | 0 | 0 | 42566.1 | 0 | 0 | 6300467 | 32933728 | 0 | 81763.4 | 0 | 1469794.6 | 27389348 | 1874.7 | 5371511.5 | 0 | 29529012 | 827339.2 | 13511118 | 4252.8 | 229.4 | 0 | 877 | 0 | 0 | 4608.8 | 8973.1 | 0 | 4192.3 | 0 | 919.1 | 3568 | 447.4 | 3241 | 0 | 14692.1 | 5200 | 259.7 | 19875.1 | 32410 | 0 | 0 | 0 | 0 | 0.76 | 0
VA_2045 | VA | 2045 | 161509470 | 30963158 | 5924050.5 | 2794449.7 | 201191130.8 | 155702554.5 | 122455686 | 141640180 | 80363576 | 0.0359 | 0.054 | 0.146 | 94561.48 | 38433 | 1 | 0.95 | 0.3 | 0 | 0 | 1.9 | 5.2 | 0.04 | 0.3 | 2.1 | 2.4 | 23.1 | 1.1 | 0.14 | 2.9 | 102.7 | 0.03 | 23.2 | 6 | 29.1 | 56.6 | 3.8 | 0.53 | 4.2 | 208.6 | 0.03 | 56.9 | 10.4 | 67.3 | 469.9 | 26.5 | 3.64 | 41.7 | 1875.8 | 0.25 | 471.6 | 97.7 | 569.3 | 40617.1 | 4.7 | 0.7 | 267570.5 | 723.1 | 5.7 | 40942.2 | 290674.5 | 331616.6 | 0 | 20.17 | 16.67 | 1.27 | 38.11 | 23.26 | 22.21 | 1.37 | 46.84 | 139455410 | 78735450 | 26331574 | 675082 | 0 | 0 | 37961.8 | 0 | 0 | 6659655.5 | 0 | 0 | 0 | 0 | 1465086.2 | 27446924 | 1.6 | 4763338.5 | 0 | 56874828 | 1637659.4 | 13563296 | 15907.1 | 229.4 | 0 | 877 | 0 | 0 | 5001.8 | 0 | 0 | 330 | 0 | 919.1 | 3568 | 335.2 | 3241 | 0 | 26517.9 | 5200 | 497.4 | 78001.2 | 32410 | 0 | 0 | 0 | 1.6 | 0.96 | 0
VA_2050 | VA | 2050 | 170980830 | 32747702 | 6550127 | 3026491.7 | 213305160.6 | 164833333.6 | 130227970.5 | 152617540 | 85654700 | 0.0359 | 0.054 | 0.146 | 92196.49 | 40907.9 | 1 | 1 | 0.9 | 0.1 | 0.01 | 1.9 | 6.3 | 0.04 | 0.9 | 2.1 | 2.9 | 0 | 0 | 0 | 0 | 0 | 0 | 0 | 0 | 0 | 11 | 0.7 | 0.09 | 0.9 | 43.1 | 0.01 | 11.1 | 2.2 | 13.2 | 488 | 24 | 3.23 | 45.3 | 2065 | 0.25 | 489.6 | 107 | 596.6 | 126155.7 | 14.5 | 2.1 | 270182.2 | 908.5 | 5.7 | 127165.5 | 298816.2 | 425981.7 | 0 | 20.88 | 16.31 | 1.31 | 38.5 | 24.17 | 21.78 | 1.42 | 47.37 | 145841580 | 83077190 | 27923290 | 700051.1 | 0 | 0 | 118085.3 | 0 | 0 | 7156210.5 | 0 | 0 | 0 | 0 | 1460713 | 27348636 | 0 | 5213619.5 | 0 | 58679810 | 3740553.5 | 13500618 | 17276.3 | 229.4 | 0 | 877 | 0 | 0 | 5498.8 | 0 | 0 | 330 | 0 | 919.1 | 3568 | 198.8 | 3241 | 0 | 27696.4 | 5200 | 1165.6 | 80862 | 32410 | 0 | 0 | 0 | 1.6 | 1 | 0
VT_2024 | VT | 2024 | 6037888 | 1574.7 | 0 | 211009.4 | 6250471.9 | 5820752.8 | 4383502.1 | 7211.2 | 21431764 | 0.036 | 0.054 | 0.135 | 0 | 1053.8 | 1 | 1 | 0 | 0 | 0 | 0.7 | 0.9 | 0 | 0 | 0.8 | 0.8 | 0 | 0 | 0 | 0.8 | 1.1 | 0 | 0 | 0.8 | 0.9 | 164.2 | 4.1 | 0.48 | 18.8 | 811.1 | 0.08 | 164.5 | 43 | 207.4 | 625.7 | 36.5 | 5.12 | 53.2 | 2370.2 | 0.37 | 628.2 | 123.9 | 752.1 | 0 | 0 | 0 | 20525 | 24.6 | 0.1 | 0 | 21283 | 21283 | 0 | 30.67 | 0 | 0 | 30.67 | 32.46 | 0 | 0 | 32.46 | 27802054 | 1866969.8 | 1332.2 | 571968.2 | 0 | 24081692 | 0 | 0 | 0 | 223585.1 | 0 | 0 | 0 | 0 | 1280091.6 | 0 | 0 | 0 | 0 | 235156 | 1408228.6 | 0 | 1.9 | 81.1 | 0 | 0 | 0 | 0 | 172.8 | 0 | 0 | 0 | 0 | 331.3 | 0 | 0 | 0 | 0 | 130.3 | 0 | 385.8 | 3.8 | 0 | 0 | 0 | 0.63 | 0 | 0 | 0
VT_2026 | VT | 2026 | 6103924.5 | 1562.9 | 0 | 203983.5 | 6309470.6 | 5884414.8 | 4419994.8 | 4655.7 | 20647174 | 0.036 | 0.054 | 0.135 | 0 | 1077.1 | 1 | 1 | 0 | 0 | 0 | 0.8 | 0.9 | 0 | 0 | 0.8 | 0.8 | 0 | 0 | 0 | 0.8 | 1.1 | 0 | 0 | 0.8 | 0.9 | 147.1 | 3.2 | 0.37 | 17.1 | 741 | 0.07 | 147.3 | 39.2 | 186.5 | 578.8 | 31.2 | 4.31 | 51.2 | 2304 | 0.32 | 580.9 | 119.9 | 700.8 | 0 | 0 | 0 | 20561.2 | 24.6 | 0.1 | 0 | 21320.5 | 21320.5 | 0 | 27.78 | 0 | 0 | 27.78 | 29.4 | 0 | 0 | 29.4 | 27071590 | 1889475.8 | 1345 | 571968.2 | 0 | 23330610 | 0 | 0 | 0 | 257964.2 | 0 | 0 | 0 | 0 | 1278191.9 | 0 | 0 | 0 | 0 | 231569.4 | 1399942.2 | 0 | 1.9 | 81.1 | 0 | 0 | 0 | 0 | 200.8 | 0 | 0 | 0 | 0 | 331.3 | 0 | 0 | 0 | 0 | 130.3 | 0 | 385.8 | 3.8 | 0 | 0 | 0 | 0.67 | 0 | 0 | 0
VT_2028 | VT | 2028 | 6215366 | 1428.1 | 0 | 201652.2 | 6418446.4 | 5991850 | 4493216.8 | 4125.5 | 20362740 | 0.036 | 0.054 | 0.135 | 0 | 1116.9 | 1 | 1 | 0 | 0 | 0 | 0.8 | 0.9 | 0 | 0 | 0.8 | 0.8 | 0 | 0 | 0 | 0.8 | 1 | 0 | 0 | 0.8 | 0.9 | 131 | 2.6 | 0.27 | 15.5 | 677.4 | 0.06 | 131.1 | 35.7 | 166.8 | 519.1 | 24.4 | 3.31 | 49.5 | 2178.1 | 0.3 | 520.7 | 114.4 | 635.2 | 0 | 0 | 0 | 20513.2 | 24.6 | 0.1 | 0 | 21270.7 | 21270.7 | 0 | 23.63 | 0 | 0 | 23.63 | 25.01 | 0 | 0 | 25.01 | 26890890 | 1925229.6 | 1189.5 | 571497.5 | 0 | 23123586 | 0 | 0 | 0 | 300710.4 | 0 | 0 | 0 | 0 | 1269386.5 | 0 | 0 | 0 | 0 | 227989.8 | 1396529.5 | 0 | 1.9 | 81.1 | 0 | 0 | 0 | 0 | 235.6 | 0 | 0 | 0 | 0 | 331.3 | 0 | 0 | 0 | 0 | 130.3 | 0 | 385.8 | 3.8 | 0 | 0 | 0 | 0.67 | 0 | 0 | 0
VT_2030 | VT | 2030 | 6395260.5 | 1511.4 | 0 | 180211.7 | 6576983.8 | 6165277.2 | 4608337.4 | 58158 | 19218832 | 0.036 | 0.054 | 0.135 | 1056.83 | 1170.1 | 1 | 1 | 0 | 0 | 0 | 0.3 | 0.3 | 0 | 0 | 0.3 | 0.3 | 0.1 | 0 | 0 | 0.3 | 0.9 | 0 | 0.1 | 0.3 | 0.4 | 122.8 | 2.4 | 0.26 | 14.5 | 632.8 | 0.06 | 122.9 | 33.4 | 156.3 | 488.4 | 22.1 | 2.97 | 47 | 2098.6 | 0.26 | 489.8 | 109.7 | 599.5 | 0 | 0 | 0 | 6731.8 | 8.1 | 0 | 0 | 6980.4 | 6980.4 | 0 | 23 | 0.18 | 0 | 23.18 | 24.34 | 0.19 | 0 | 24.53 | 25842454 | 1968646.4 | 1283 | 187520.8 | 0 | 22435712 | 0 | 0 | 0 | 353436.2 | 0 | 0 | 0 | 0 | 1249291.5 | 0 | 0 | 0 | 0 | 225204.8 | 1390005.4 | 0 | 1.9 | 29.1 | 0 | 0 | 0 | 0 | 277.3 | 0 | 0 | 0 | 0 | 331.3 | 0 | 0 | 0 | 0 | 130.3 | 0 | 385.8 | 3.8 | 0 | 0 | 0 | 0.71 | 0 | 0 | 0
VT_2035 | VT | 2035 | 6872111 | 2894.8 | 0 | 160620.2 | 7035626.4 | 6624984.8 | 5045038.7 | 616567.1 | 17082386 | 0.036 | 0.054 | 0.135 | 87938.49 | 1322.6 | 1 | 1 | 0 | 0 | 0 | 0.3 | 0.3 | 0 | 0 | 0.3 | 0.3 | 0.7 | 0 | 0 | 0.4 | 3.9 | 0 | 0.7 | 0.6 | 1.2 | 116.2 | 2.3 | 0.25 | 13.7 | 598 | 0.06 | 116.4 | 31.6 | 147.9 | 448.2 | 18.7 | 2.48 | 45 | 1971 | 0.25 | 449.5 | 103.8 | 553.3 | 0 | 0 | 0 | 6688.4 | 8 | 0 | 0 | 6935.4 | 6935.4 | 0 | 21.67 | 15.57 | 0 | 37.23 | 22.94 | 16.75 | 0 | 39.68 | 23591170 | 1990587.8 | 2444.5 | 186327.4 | 0 | 20188674 | 0 | 0 | 0 | 391988.4 | 0 | 0 | 0 | 0 | 1223137.1 | 0 | 0 | 0 | 0 | 216921.2 | 1381678.2 | 0 | 2.1 | 29.1 | 0 | 0 | 0 | 0 | 315.5 | 0 | 0 | 0 | 0 | 331.3 | 0 | 0 | 0 | 0 | 130.3 | 0 | 389.3 | 8.3 | 0 | 0 | 0 | 0.75 | 0 | 0 | 0
VT_2040 | VT | 2040 | 7444902.5 | 3431.6 | 0 | 178922.4 | 7627256.8 | 7177179.7 | 5647393.3 | 2234796.5 | 17351172 | 0.0359 | 0.054 | 0.135 | 93254.84 | 1482.9 | 0.97 | 0.97 | 16.7 | 0.3 | 0.03 | 2 | 87.5 | 0.01 | 16.7 | 4.6 | 21.4 | 17.1 | 0.3 | 0.03 | 2.2 | 89.2 | 0.01 | 17.1 | 4.8 | 21.9 | 115.6 | 2.3 | 0.24 | 13.6 | 595.8 | 0.05 | 115.7 | 31.4 | 147.1 | 429.4 | 15.3 | 1.98 | 45.5 | 1970.1 | 0.24 | 430.4 | 104.3 | 534.8 | 381786 | 7.2 | 0.7 | 46344.8 | 1997.8 | 0.2 | 382196.9 | 105927.4 | 488124.3 | 0 | 20.82 | 17.18 | 0 | 38 | 22.06 | 18.48 | 0 | 40.53 | 22822802 | 1979863.6 | 2980.2 | 38341.9 | 0 | 18940738 | 0 | 0 | 0 | 408966.1 | 0 | 0 | 644926.4 | 0 | 1215952.2 | 0 | 0 | 0 | 0 | 209123.2 | 1361774.2 | 0 | 2.1 | 9.1 | 0 | 0 | 0 | 0 | 339.1 | 0 | 0 | 852.5 | 0 | 331.3 | 0 | 0 | 0 | 0 | 130.3 | 0 | 389.3 | 8.3 | 0 | 0 | 0 | 0.75 | 0 | 0 | 0
VT_2045 | VT | 2045 | 7921741 | 119276.9 | 0 | 184113.3 | 8225131.4 | 7636862 | 6120204.3 | 2606460.8 | 17602932 | 0.0359 | 0.054 | 0.135 | 91170.54 | 1609.8 | 0.96 | 0.96 | 21.7 | 0.4 | 0.04 | 2.6 | 113.4 | 0.01 | 21.7 | 6 | 27.7 | 21.2 | 0.4 | 0.04 | 2.7 | 110.8 | 0.01 | 21.2 | 6 | 27.2 | 119.2 | 2.3 | 0.24 | 14.1 | 617 | 0.05 | 119.3 | 32.5 | 151.8 | 440.8 | 14.3 | 1.8 | 47.9 | 2074.5 | 0.24 | 441.8 | 109.8 | 551.6 | 504867.6 | 9.5 | 1 | 60931.6 | 2641.5 | 0.2 | 505411 | 139709.6 | 645120.6 | 0 | 20.54 | 16.82 | 0 | 37.35 | 21.87 | 18.38 | 0 | 40.26 | 23297510 | 2104927 | 100203.1 | 38917.2 | 0 | 18973872 | 0 | 0 | 0 | 434337.7 | 0 | 0 | 848668.6 | 0 | 1230921.9 | 0 | 0 | 0 | 0 | 213932.2 | 1456657.2 | 0 | 70.5 | 9.1 | 0 | 0 | 0 | 0 | 367.2 | 0 | 0 | 935.7 | 0 | 331.3 | 0 | 0 | 0 | 0 | 125.9 | 0 | 389.3 | 395.4 | 0 | 0 | 0 | 0.75 | 0 | 0 | 0
VT_2050 | VT | 2050 | 8409475 | 202336 | 0 | 181923.5 | 8793734.4 | 8107034.4 | 6401262.8 | 2531478.2 | 17460886 | 0.036 | 0.054 | 0.135 | 90393.65 | 1712.3 | 0.96 | 0.96 | 25.5 | 0.5 | 0.05 | 3.1 | 133.2 | 0.01 | 25.5 | 7 | 32.5 | 23.9 | 0.5 | 0.05 | 3 | 125 | 0.01 | 23.9 | 6.7 | 30.6 | 121.8 | 2.4 | 0.24 | 14.4 | 632.1 | 0.06 | 121.9 | 33.3 | 155.2 | 430.2 | 11.9 | 1.42 | 48.3 | 2108.4 | 0.22 | 430.9 | 111.2 | 542.1 | 605849.8 | 11.4 | 1.1 | 72820.5 | 3169.5 | 0.3 | 606501.9 | 167344.4 | 773846.3 | 0 | 20.56 | 16.5 | 0 | 37.06 | 21.97 | 18.16 | 0 | 40.13 | 23790972 | 2392471.5 | 170001.1 | 37942.5 | 0 | 18971030 | 0 | 0 | 0 | 447455.2 | 0 | 0 | 1019682 | 0 | 1199844 | 0 | 0 | 0 | 0 | 286643.2 | 1658373.1 | 0 | 121.3 | 9.1 | 0 | 0 | 0 | 0 | 397.8 | 0 | 0 | 989.2 | 0 | 331.3 | 0 | 0 | 0 | 0 | 146.7 | 0 | 437.2 | 598.6 | 0 | 0 | 0 | 0.75 | 0 | 0 | 0
WA_2024 | WA | 2024 | 117494890 | 23720.3 | 179688.5 | 1203471.3 | 118901770.5 | 113269059.3 | 108658814.9 | 86100810 | 93715930 | 0.036 | 0.054 | 0.1435 | 54903.3 | 21857.1 | 0.93 | 0.9 | 48.6 | 3.6 | 0.5 | 4.1 | 171.2 | 0.04 | 48.8 | 9.3 | 58.1 | 68.6 | 5.4 | 0.76 | 5.1 | 230.6 | 0.05 | 69 | 12 | 81 | 224.8 | 6.3 | 0.74 | 24.7 | 1111.1 | 0.1 | 225.2 | 57.9 | 283 | 643.1 | 46 | 6.47 | 45.8 | 2269.2 | 0.32 | 646.2 | 113.5 | 759.7 | 6087006.6 | 450.1 | 63.2 | 519035.6 | 21443.9 | 4.8 | 6117680.4 | 1159379.4 | 7277059.8 | 0 | 28.4 | 9.83 | 0 | 38.23 | 30.07 | 10.54 | 0 | 40.61 | 126566990 | 10242956 | 20048 | 671973.9 | 0 | 8698637 | 3041062 | 0 | 0 | 766505.8 | 6311716 | 0 | 32.7 | 0 | 88362296 | 9071488 | 0 | 146778.5 | 0 | 367146.3 | 9109304 | 0 | 40 | 119.1 | 0 | 670 | 0 | 0 | 646.4 | 2635.6 | 0 | 623.8 | 0 | 22442.3 | 1151 | 2.5 | 314 | 0 | 184.7 | 0 | 3732.2 | 140.8 | 3140 | 0 | 0 | 0.13 | 0 | 0.49 | 0
WA_2026 | WA | 2026 | 120862504 | 34784.8 | 295773.8 | 1233763.1 | 122426827.1 | 116515564.4 | 111736052.5 | 90577070 | 94953100 | 0.036 | 0.054 | 0.1435 | 64082.22 | 22641 | 0.96 | 0.93 | 16.5 | 0.3 | 0.03 | 2.8 | 88.1 | 0.02 | 16.5 | 5.4 | 21.9 | 36.4 | 2.1 | 0.28 | 3.8 | 148.4 | 0.03 | 36.5 | 8.2 | 44.7 | 156.3 | 5.6 | 0.71 | 16.1 | 733 | 0.07 | 156.6 | 37.9 | 194.6 | 577.8 | 38.8 | 5.42 | 43.5 | 2122.5 | 0.29 | 580.5 | 106.8 | 687.3 | 2061980.5 | 38.9 | 3.9 | 346171.5 | 11008.9 | 2.8 | 2064199.7 | 675009.2 | 2739208.9 | 0 | 26.82 | 11.53 | 0 | 38.35 | 28.42 | 12.38 | 0 | 40.8 | 126822770 | 10690775 | 29906.7 | 659237.3 | 0 | 10601811 | 0 | 0 | 0 | 1268502.9 | 5034641 | 0 | 0 | 0 | 90612744 | 8958378 | 0 | 235274.1 | 0 | 362024.2 | 9060248 | 0 | 40.2 | 119.1 | 0 | 0 | 0 | 0 | 1068.2 | 2635.6 | 0 | 623.8 | 0 | 23040.7 | 1151 | 2.5 | 314 | 0 | 184.7 | 0 | 3732.3 | 141.6 | 3140 | 0 | 0 | 0.13 | 0 | 0.66 | 0
WA_2028 | WA | 2028 | 124327220 | 49773.4 | 476312.5 | 1279666.9 | 126132976.9 | 119855682.7 | 112608666.5 | 95840744 | 96087940 | 0.036 | 0.054 | 0.1435 | 60534.77 | 23631.8 | 0.98 | 0.96 | 9.1 | 0.2 | 0.02 | 1.8 | 49 | 0.02 | 9.1 | 3.2 | 12.3 | 23.7 | 1.5 | 0.2 | 2.5 | 93.6 | 0.02 | 23.8 | 5.3 | 29.1 | 84.1 | 3.9 | 0.52 | 7.8 | 365.5 | 0.04 | 84.4 | 18.7 | 103.1 | 501.9 | 33.1 | 4.62 | 38.7 | 1859.4 | 0.26 | 504.1 | 94.2 | 598.4 | 1123689.6 | 21.2 | 2.1 | 219538.1 | 6081 | 2.3 | 1124899 | 401383.2 | 1526282.2 | 0 | 23.04 | 11.02 | 0 | 34.06 | 24.45 | 11.85 | 0 | 36.3 | 126334450 | 13524310 | 42499.5 | 267005.7 | 0 | 10403918 | 0 | 0 | 0 | 1750960 | 2802985 | 0 | 0 | 0 | 90183496 | 8729332 | 0 | 380909.8 | 0 | 356973.6 | 11416377 | 0 | 47.4 | 69.1 | 0 | 0 | 0 | 0 | 1474.7 | 2635.6 | 0 | 623.8 | 0 | 23155.2 | 1151 | 2.5 | 314 | 0 | 184.7 | 0 | 4423.2 | 170.2 | 3140 | 0 | 0 | 0.13 | 0 | 0.83 | 0
WA_2030 | WA | 2030 | 128343960 | 54180.9 | 544875.2 | 1341276.6 | 130284294.4 | 123727974.9 | 115951578.4 | 102285250 | 97120824 | 0.036 | 0.054 | 0.1435 | 62488.87 | 24833.7 | 0.98 | 1 | 8.9 | 0.2 | 0.02 | 1.7 | 48.3 | 0.02 | 9 | 3.2 | 12.1 | 0 | 0 | 0 | 0 | 0 | 0 | 0 | 0 | 0 | 25.5 | 1.3 | 0.18 | 2.3 | 106.9 | 0.01 | 25.6 | 5.5 | 31 | 432.3 | 29.5 | 4.12 | 33.1 | 1579.8 | 0.23 | 434.3 | 80.2 | 514.5 | 1095864.2 | 20.7 | 2.1 | 212613.8 | 5927.6 | 2.2 | 1097043.6 | 389868.2 | 1486911.8 | 0 | 21.74 | 11.56 | 0 | 33.31 | 23.09 | 12.45 | 0 | 35.54 | 125072104 | 14332717 | 45553.8 | 239818.2 | 0 | 10185037 | 0 | 0 | 0 | 2625846.2 | 2722406 | 0 | 0 | 0 | 88675270 | 8430975 | 0 | 440325 | 0 | 352058.5 | 11354811 | 0 | 46 | 69.1 | 0 | 0 | 0 | 0 | 2213.8 | 2635.6 | 0 | 623.8 | 0 | 23165.4 | 1151 | 0 | 314 | 0 | 184.7 | 0 | 4423.2 | 169.4 | 3140 | 0 | 0 | 0.13 | 0 | 1 | 0
WA_2035 | WA | 2035 | 139652220 | 87427.8 | 375719.8 | 1372533.9 | 141487899.8 | 134629595.1 | 126548454.9 | 108636740 | 89639760 | 0.036 | 0.054 | 0.1435 | 92214.43 | 28265.9 | 0.97 | 1 | 10.6 | 0.2 | 0.02 | 1.9 | 57.1 | 0.02 | 10.6 | 3.6 | 14.3 | 0 | 0 | 0 | 0 | 0 | 0 | 0 | 0 | 0 | 0 | 0 | 0 | 0 | 0 | 0 | 0 | 0 | 0 | 361.1 | 21.9 | 3.02 | 30.3 | 1407.5 | 0.19 | 362.6 | 72.3 | 434.9 | 1268442.6 | 23.9 | 2.4 | 229964.9 | 6823.6 | 2.3 | 1269807.7 | 433923.5 | 1703731.3 | 0 | 19.78 | 17.89 | 0 | 37.67 | 20.99 | 19.27 | 0 | 40.26 | 122436070 | 14939445 | 73843.8 | 213965.4 | 0 | 9674421 | 0 | 0 | 0 | 3493407.5 | 3138221 | 0 | 1015.6 | 0 | 85905080 | 8186439 | 0 | 303632.8 | 0 | 411076.6 | 11034961 | 0 | 83.2 | 69.1 | 0 | 0 | 0 | 0 | 3000.3 | 2635.6 | 0 | 1033.1 | 0 | 23178.2 | 1151 | 0 | 314 | 0 | 216.4 | 0 | 4231.8 | 330.7 | 3140 | 0 | 0 | 0.13 | 0 | 1 | 0
WA_2040 | WA | 2040 | 153203420 | 360685.2 | 253978.9 | 1410723 | 155228810.6 | 147693499.1 | 136259998.9 | 115484696 | 81429896 | 0.036 | 0.054 | 0.1435 | 91546.44 | 31862.6 | 0.98 | 1 | 9.3 | 0.2 | 0.02 | 1.8 | 50.3 | 0.02 | 9.3 | 3.3 | 12.6 | 0 | 0 | 0 | 0 | 0 | 0 | 0 | 0 | 0 | 0 | 0 | 0 | 0 | 0 | 0 | 0 | 0 | 0 | 346 | 20.6 | 2.83 | 29.1 | 1360.9 | 0.18 | 347.4 | 69.7 | 417.1 | 1093537.9 | 20.6 | 2.1 | 207669.6 | 5905.8 | 2.2 | 1094714.8 | 384252 | 1478966.8 | 0 | 18.04 | 18.31 | 0 | 36.35 | 19.15 | 19.74 | 0 | 38.89 | 121050190 | 18968812 | 306675 | 191580.9 | 0 | 9791951 | 0 | 0 | 0 | 3503662.8 | 2713340 | 0 | 4143.5 | 0 | 80786890 | 8082529 | 0 | 204272.7 | 0 | 671520.1 | 14793629 | 0 | 577.3 | 69.1 | 0 | 0 | 0 | 0 | 3105.7 | 2635.6 | 0 | 1463.4 | 0 | 23191.1 | 1151 | 0 | 314 | 0 | 336.5 | 0 | 4531 | 1706.2 | 3140 | 0 | 0 | 0.13 | 0 | 1 | 0
WA_2045 | WA | 2045 | 166924830 | 737788.2 | 268348.4 | 1550473 | 169481446.2 | 160921458.6 | 148620428.6 | 132261096 | 83109860 | 0.036 | 0.054 | 0.1435 | 91162.2 | 35606.5 | 0.97 | 1 | 11.3 | 0.2 | 0.02 | 2 | 60.8 | 0.02 | 11.3 | 3.8 | 15.1 | 0 | 0 | 0 | 0 | 0 | 0 | 0 | 0 | 0 | 0 | 0 | 0 | 0 | 0 | 0 | 0 | 0 | 0 | 299.6 | 16.9 | 2.3 | 26.5 | 1210.2 | 0.16 | 300.7 | 62.6 | 363.3 | 1320961.8 | 24.9 | 2.5 | 232230.9 | 7090.1 | 2.2 | 1322383.4 | 444120.3 | 1766503.7 | 0 | 16.39 | 18.59 | 0.41 | 35.39 | 17.42 | 20.1 | 0.44 | 37.95 | 120148820 | 20861018 | 623166 | 172142.5 | 0 | 9606900 | 0 | 0 | 0 | 3520588.8 | 3216561.2 | 0 | 19455.3 | 0 | 77541496 | 7896798.5 | 0 | 211280.6 | 0 | 1173739.9 | 16166690 | 0 | 1125.2 | 69.1 | 0 | 0 | 0 | 0 | 3216.8 | 2635.6 | 0 | 4191.8 | 0 | 23213.1 | 1151 | 0 | 314 | 0 | 562.2 | 0 | 4672.4 | 3897.8 | 3140 | 0 | 0 | 0.13 | 1 | 1 | 0
WA_2050 | WA | 2050 | 180698180 | 972696.2 | 281784 | 1715100.3 | 183667755.5 | 174199428.1 | 153412879.9 | 146854160 | 92645580 | 0.036 | 0.054 | 0.1435 | 91399.93 | 39111.6 | 0.98 | 1 | 10.1 | 0.2 | 0.02 | 1.8 | 54.4 | 0.02 | 10.1 | 3.4 | 13.6 | 0 | 0 | 0 | 0 | 0 | 0 | 0 | 0 | 0 | 0 | 0 | 0 | 0 | 0 | 0 | 0 | 0 | 0 | 305.7 | 15.7 | 2.11 | 28.2 | 1284.4 | 0.16 | 306.8 | 66.5 | 373.3 | 1274103.6 | 24 | 2.4 | 226850.9 | 6845.4 | 2.2 | 1275474.8 | 431442.6 | 1706917.4 | 0 | 17.47 | 18.35 | 0 | 35.82 | 18.57 | 19.85 | 0 | 38.41 | 129216660 | 30254876 | 829160.6 | 175251.2 | 0 | 9841146 | 0 | 0 | 0 | 3493506 | 2830887.2 | 0 | 175668.2 | 0 | 76978744 | 7906249.5 | 0 | 224659.2 | 0 | 1146852 | 25614518 | 0 | 1113.5 | 69.1 | 0 | 0 | 0 | 0 | 3292.7 | 2080.7 | 0 | 10472.5 | 0 | 23212.1 | 1151 | 0 | 314 | 0 | 561.7 | 0 | 7388.5 | 3877.6 | 3140 | 0 | 0 | 0.13 | 0 | 1 | 0
WI_2024 | WI | 2024 | 72638790 | 21.3 | 0 | 724778.8 | 73363594.5 | 70027679.7 | 64644902.1 | 68507096 | 53225860 | 0.0359 | 0.054 | 0.183 | 18677.78 | 17683.6 | 0.37 | 0.5 | 401.1 | 31.5 | 4.47 | 27.9 | 1332.5 | 0.23 | 403.3 | 67.7 | 471 | 362 | 31.2 | 4.45 | 22.8 | 1118 | 0.21 | 364.2 | 56.2 | 420.4 | 318.7 | 22 | 3.09 | 23.3 | 1144.3 | 0.16 | 320.2 | 57.5 | 377.7 | 815.7 | 68.2 | 9.87 | 50.5 | 2442.7 | 0.5 | 820.4 | 123.4 | 943.8 | 23105841.8 | 1815.9 | 257.3 | 1610181.5 | 76783.3 | 13.4 | 23230193.6 | 3901990.3 | 27132183.9 | 0 | 30.17 | 4.13 | 0 | 34.3 | 31.97 | 4.49 | 0 | 36.46 | 58032504 | 8718692 | 18 | 1203316.9 | 0 | 0 | 14628734 | 0 | 0 | 191128.6 | 21569316 | 0 | 295063.2 | 0 | 1777080.6 | 9559418 | 280863.6 | 0 | 0 | 5773381 | 2754183 | 0 | 0.1 | 189.2 | 0 | 3765.3 | 0 | 0 | 138.4 | 3487 | 0 | 3168.4 | 0 | 392.7 | 1197.1 | 923.5 | 0 | 0 | 2713.4 | 0 | 886.6 | 0.1 | 0 | 0 | 0 | 0.1 | 0 | 0 | 0
WI_2026 | WI | 2026 | 73884020 | 565568.9 | 0 | 898634.8 | 75348216.2 | 71228134.2 | 62314614.2 | 84931510 | 68621250 | 0.0359 | 0.054 | 0.183 | 49650.78 | 18015.7 | 0.44 | 0.59 | 347.5 | 26.9 | 3.81 | 24.8 | 1170.2 | 0.2 | 349.4 | 59.7 | 409.1 | 285.4 | 24 | 3.42 | 18.9 | 901.2 | 0.17 | 287 | 45.8 | 332.8 | 260.3 | 13.7 | 1.86 | 22.9 | 1072.9 | 0.13 | 261.2 | 54.9 | 316.1 | 773.4 | 63.9 | 9.19 | 48.2 | 2377.8 | 0.45 | 777.8 | 119.2 | 897 | 20329294.9 | 1573.2 | 222.5 | 1452376.5 | 68485.5 | 12 | 20436903.9 | 3496511.5 | 23933415.4 | 0 | 28.42 | 10.65 | 0 | 39.07 | 30.17 | 11.65 | 0 | 41.82 | 58976980 | 13033602 | 491417.2 | 1201790.9 | 0 | 0 | 12609424 | 0 | 0 | 325909.2 | 20002162 | 0 | 131350.4 | 0 | 1776708.6 | 9540268 | 190258.3 | 0 | 0 | 9936461 | 2771231.8 | 0 | 370.3 | 189.2 | 0 | 3765.3 | 0 | 0 | 235.4 | 3487 | 0 | 2926 | 0 | 392.7 | 1197.1 | 871.7 | 0 | 0 | 4693.9 | 0 | 894.4 | 1481.1 | 0 | 0 | 0 | 0.1 | 0 | 0 | 0
WI_2028 | WI | 2028 | 75511790 | 661880.9 | 0 | 1027828 | 77201500.7 | 72797403 | 63631347.8 | 101566080 | 71370824 | 0.0359 | 0.054 | 0.183 | 61426.82 | 18189.4 | 0.56 | 0.73 | 243.6 | 15.7 | 2.18 | 21.2 | 923.7 | 0.16 | 244.6 | 48.8 | 293.4 | 167 | 12 | 1.68 | 13.7 | 595.5 | 0.11 | 167.8 | 31.5 | 199.3 | 211.8 | 4.9 | 0.55 | 24.3 | 1075.3 | 0.1 | 212.1 | 56.4 | 268.5 | 582.8 | 45.7 | 6.53 | 39.5 | 1877.7 | 0.35 | 585.9 | 95.6 | 681.5 | 11285587.3 | 727.6 | 100.9 | 985533.9 | 42861.3 | 7.3 | 11334800.6 | 2264792.8 | 13599593.5 | 0 | 21.77 | 12.82 | 0 | 34.59 | 23.2 | 14.03 | 0 | 37.22 | 46914540 | 13570154 | 572669.6 | 1102291.2 | 0 | 0 | 5512941.5 | 0 | 0 | 584467.9 | 15195515 | 0 | 78802.7 | 0 | 1679322.8 | 9155939 | 46907.6 | 0 | 0 | 10229398 | 2756286.8 | 0 | 376 | 189.2 | 0 | 3765.3 | 0 | 0 | 420.9 | 3487 | 0 | 2837.6 | 0 | 392.7 | 1197.1 | 682 | 0 | 0 | 4895.3 | 0 | 894.4 | 1503.7 | 0 | 0 | 0 | 0.1 | 0 | 0 | 0
WI_2030 | WI | 2030 | 77401190 | 1446295.4 | 0 | 1025710 | 79873200.6 | 74618895.8 | 63895156.1 | 103683830 | 67428110 | 0.0359 | 0.0539 | 0.183 | 70427.17 | 18822.4 | 0.65 | 0.8 | 197.3 | 13.2 | 1.83 | 16.9 | 737.6 | 0.13 | 198.2 | 38.9 | 237.2 | 122.9 | 9 | 1.27 | 10.1 | 434.3 | 0.09 | 123.5 | 23.1 | 146.6 | 213.2 | 7.5 | 0.94 | 22.2 | 1002.6 | 0.1 | 213.6 | 52.1 | 265.8 | 487.6 | 37.7 | 5.36 | 33.3 | 1611.5 | 0.28 | 490.2 | 81.4 | 571.6 | 8442522.7 | 561.4 | 78 | 726452.7 | 31622.4 | 5.7 | 8480545.6 | 1670368.9 | 10150914.5 | 0 | 18.58 | 14.11 | 0 | 32.69 | 19.87 | 15.55 | 0 | 35.43 | 43518850 | 15978045 | 1250767.4 | 558835.6 | 0 | 0 | 4326224.5 | 0 | 0 | 1055146.8 | 11050664 | 0 | 44075.8 | 0 | 1549577.4 | 8760282 | 378.5 | 0 | 0 | 11232652 | 3690245.2 | 0 | 1203.8 | 127.2 | 0 | 3765.3 | 0 | 0 | 758.2 | 3487 | 0 | 2822.6 | 0 | 392.7 | 1197.1 | 176.9 | 0 | 0 | 5392.2 | 0 | 1132 | 3205.6 | 0 | 0 | 0 | 0.1 | 0 | 0 | 0
WI_2035 | WI | 2035 | 82384790 | 2232615 | 0 | 950852.6 | 85568256.4 | 79423371.5 | 63982901.1 | 98057200 | 60215176 | 0.0359 | 0.0539 | 0.183 | 90840.66 | 20549.4 | 0.72 | 0.83 | 151.9 | 9.5 | 1.31 | 13.8 | 587.8 | 0.11 | 152.5 | 31.4 | 183.9 | 97.9 | 6.6 | 0.92 | 8.9 | 365.9 | 0.08 | 98.4 | 19.8 | 118.2 | 230.7 | 11.4 | 1.53 | 21 | 979.4 | 0.11 | 231.5 | 50.2 | 281.7 | 449.1 | 34.3 | 4.88 | 31.1 | 1494.1 | 0.26 | 451.4 | 75.7 | 527.1 | 7096075.1 | 442.8 | 61.1 | 649823.9 | 27527.7 | 5.1 | 7125946.6 | 1471534.3 | 8597480.9 | 0 | 16.73 | 18.11 | 0 | 34.84 | 17.98 | 20.11 | 0 | 38.09 | 47603836 | 21585356 | 1887389.2 | 526708.6 | 0 | 0 | 3360954.5 | 0 | 0 | 2358315.2 | 9976532 | 0 | 155346.2 | 0 | 1479404.8 | 8631984 | 160.6 | 0 | 0 | 14374982 | 4852057 | 0 | 1943 | 127.2 | 0 | 3523.1 | 0 | 0 | 1702.7 | 3487 | 0 | 4071.5 | 0 | 392.7 | 1197.1 | 172.4 | 0 | 0 | 6915.2 | 0 | 1446.9 | 5610.6 | 0 | 0 | 0 | 0.1 | 0 | 0 | 0
WI_2040 | WI | 2040 | 88097096 | 3194528.8 | 0 | 975554.5 | 92267176 | 84930352.1 | 63588347.9 | 101122900 | 62671692 | 0.0359 | 0.0539 | 0.183 | 88843.18 | 22405.3 | 0.78 | 0.86 | 107.7 | 5.4 | 0.72 | 11.3 | 460.7 | 0.08 | 108.1 | 25.1 | 133.2 | 71.5 | 4 | 0.54 | 7.5 | 294.5 | 0.06 | 71.8 | 16.3 | 88.1 | 243.2 | 13.4 | 1.82 | 21.1 | 991.3 | 0.12 | 244.1 | 50.7 | 294.8 | 384 | 26.5 | 3.73 | 29.1 | 1371.2 | 0.22 | 385.8 | 70.1 | 455.8 | 5652066 | 279.8 | 37.4 | 599297.1 | 24270.8 | 4.3 | 5670612.1 | 1323745.9 | 6994358.1 | 0 | 14.65 | 17.59 | 0 | 32.24 | 15.8 | 19.7 | 0 | 35.5 | 53677130 | 28678828 | 2721563.8 | 482916.8 | 0 | 0 | 1989300.4 | 0 | 0 | 2435258.5 | 9752466 | 0 | 198700.6 | 0 | 1399851.6 | 8453271 | 231.4 | 0 | 0 | 18824696 | 7418873 | 0 | 2930 | 127.2 | 0 | 2962.8 | 0 | 0 | 1824.6 | 3487 | 0 | 4285 | 0 | 392.7 | 1197.1 | 166.9 | 0 | 0 | 9109.7 | 0 | 1946.6 | 7635.4 | 0 | 0 | 0 | 0.1 | 0 | 0 | 0
WI_2045 | WI | 2045 | 93146830 | 2241299.2 | 0 | 966965.4 | 96355097.1 | 89798545.5 | 67078331.5 | 100846030 | 61231412 | 0.0359 | 0.0539 | 0.183 | 88004.32 | 23922.7 | 0.73 | 0.85 | 130.4 | 5.7 | 0.75 | 14 | 581.7 | 0.09 | 130.7 | 31.4 | 162.1 | 80.8 | 4 | 0.54 | 8.6 | 346.7 | 0.06 | 81.1 | 18.9 | 100 | 248.4 | 11.8 | 1.57 | 23.6 | 1073.7 | 0.13 | 249.2 | 55.6 | 304.8 | 372.1 | 24.2 | 3.38 | 29.7 | 1379.2 | 0.21 | 373.8 | 70.8 | 444.6 | 7172063.1 | 314 | 41.1 | 773232.3 | 32040.9 | 5 | 7192647.5 | 1729409.4 | 8922056.9 | 0 | 14.47 | 17.77 | 0 | 32.24 | 15.52 | 19.66 | 0 | 35.19 | 56738316 | 29276764 | 1913209.2 | 472951.2 | 0 | 0 | 2087756.2 | 0 | 0 | 2503349.8 | 11556715 | 0 | 1653290.4 | 0 | 1365361.6 | 8412177 | 88.3 | 0 | 0 | 18541562 | 8231853.5 | 0 | 1919.3 | 127.2 | 0 | 2653.3 | 0 | 0 | 1938.6 | 3487 | 0 | 12171.3 | 0 | 392.7 | 1197.1 | 163.7 | 0 | 0 | 9294.9 | 0 | 2131.3 | 5214.3 | 0 | 0 | 0 | 0.1 | 0 | 0 | 0
WI_2050 | WI | 2050 | 97816660 | 1445603.6 | 0 | 1083036.6 | 100345297.6 | 94300436.7 | 69854963.9 | 111797930 | 69050450 | 0.0359 | 0.0539 | 0.183 | 86693.82 | 25208.3 | 0.65 | 0.82 | 180.7 | 8.5 | 1.13 | 17.6 | 784.4 | 0.1 | 181.2 | 41 | 222.2 | 99.5 | 5.1 | 0.68 | 9.6 | 420.5 | 0.06 | 99.8 | 22.1 | 122 | 246 | 9.7 | 1.25 | 25.4 | 1126.9 | 0.13 | 246.6 | 59 | 305.6 | 368.5 | 21.7 | 2.99 | 31.2 | 1444.4 | 0.2 | 370 | 74.2 | 444.3 | 10084220.7 | 478.9 | 63.6 | 981126.4 | 43695.1 | 5.5 | 10115854.6 | 2284734 | 12400588.6 | 0 | 14.78 | 17.67 | 0 | 32.44 | 15.78 | 19.36 | 0 | 35.14 | 57750964 | 30490332 | 1239739.2 | 471150.4 | 0 | 0 | 3285336.5 | 0 | 0 | 2628880 | 12430857 | 0 | 4255563 | 0 | 1366620.9 | 4211325.5 | 37.2 | 0 | 0 | 17658622 | 10202832 | 0 | 1286.9 | 127.2 | 0 | 2653.3 | 0 | 0 | 2089.1 | 3487 | 0 | 15911.1 | 0 | 392.7 | 601.2 | 143.2 | 0 | 0 | 9141.8 | 0 | 2629.9 | 3236.4 | 0 | 0 | 0 | 0.1 | 0 | 0 | 0
WV_2024 | WV | 2024 | 33428326 | 41653.7 | 0 | 728810.7 | 34198793.3 | 32226261.7 | 31352917.2 | 50932050 | 42092144 | 0.036 | 0.054 | 0.146 | 14284.16 | 6614.7 | 0.15 | 0.26 | 769.5 | 83.3 | 12.06 | 28.6 | 1847.1 | 0.38 | 775.3 | 83.7 | 859 | 538.8 | 48.6 | 6.95 | 30 | 1602.5 | 0.29 | 542.1 | 77.8 | 619.9 | 382.6 | 25.6 | 3.57 | 28.7 | 1403.8 | 0.19 | 384.3 | 70.6 | 454.9 | 765.3 | 59 | 8.49 | 52 | 2441 | 0.47 | 769.4 | 124.8 | 894.2 | 19345858.6 | 2093.1 | 303.3 | 718706.7 | 46445 | 9.5 | 19491021.6 | 2105364 | 21596385.6 | 0 | 31.91 | 2.6 | 0 | 34.51 | 33.79 | 2.81 | 0 | 36.6 | 25346166 | 2845876 | 35939.7 | 24716.3 | 0 | 0 | 17663212 | 0 | 0 | 129835 | 3698439.2 | 0 | 98371.3 | 0 | 979595 | 0 | 16.4 | 0 | 0 | 103103.1 | 2612938 | 0 | 47.5 | 5.4 | 0 | 11280 | 0 | 0 | 96.9 | 524.5 | 0 | 1089.6 | 0 | 237.8 | 0 | 11 | 0 | 0 | 50 | 0 | 878.8 | 95 | 0 | 0 | 0 | 0 | 0 | 0 | 0
WV_2026 | WV | 2026 | 33944990 | 41359.2 | 0 | 718222.2 | 34704574.1 | 32724351.4 | 31830407.1 | 53016332 | 42853148 | 0.036 | 0.054 | 0.146 | 45537.29 | 6759.5 | 0.16 | 0.31 | 761.4 | 82.4 | 11.94 | 28.3 | 1827.5 | 0.37 | 767.1 | 82.8 | 849.9 | 499.1 | 44.4 | 6.34 | 28.6 | 1505.1 | 0.27 | 502.2 | 73.5 | 575.7 | 354.7 | 17.6 | 2.36 | 32.1 | 1499.7 | 0.17 | 355.8 | 76.9 | 432.7 | 721.3 | 54.6 | 7.81 | 49.4 | 2371 | 0.41 | 725 | 120.2 | 845.2 | 18509194.9 | 2002.5 | 290.1 | 687722.4 | 44439.2 | 9.1 | 18648073.5 | 2014494 | 20662567.6 | 0 | 30.13 | 8.29 | 0 | 38.42 | 31.9 | 8.95 | 0 | 40.85 | 24545868 | 2874167 | 35215.5 | 24716.3 | 0 | 0 | 16885562 | 0 | 0 | 173656.2 | 3660628.5 | 0 | 86243.8 | 0 | 979312.8 | 0 | 21.8 | 0 | 0 | 101664.7 | 2598846 | 0 | 47.7 | 5.4 | 0 | 11280 | 0 | 0 | 129.8 | 524.5 | 0 | 1089.6 | 0 | 237.8 | 0 | 11 | 0 | 0 | 50 | 0 | 878.8 | 95.3 | 0 | 0 | 0 | 0 | 0 | 0 | 0
WV_2028 | WV | 2028 | 34626656 | 29109.9 | 0 | 918206 | 35573972.8 | 33381513 | 32646778.4 | 68346420 | 50379620 | 0.0359 | 0.054 | 0.146 | 57710.36 | 6968.3 | 0.23 | 0.42 | 661.2 | 69.1 | 9.99 | 26.8 | 1664.5 | 0.32 | 665.9 | 76.5 | 742.4 | 368.6 | 28.5 | 4.02 | 25.8 | 1248.7 | 0.21 | 370.5 | 63 | 433.6 | 305 | 6 | 0.62 | 35.8 | 1585.1 | 0.13 | 305.3 | 83.1 | 388.4 | 651 | 45.8 | 6.51 | 47.9 | 2251.8 | 0.37 | 654.1 | 115.1 | 769.2 | 11490091.1 | 1200.6 | 173.5 | 465619.7 | 28931.5 | 5.6 | 11573248.6 | 1329312.3 | 12902560.9 | 0 | 26.84 | 10.53 | 0 | 37.37 | 28.42 | 11.38 | 0 | 39.8 | 17529060 | 2927194.5 | 24818.9 | 24499.1 | 0 | 0 | 10057114 | 0 | 0 | 242115.5 | 3399011.5 | 0 | 81745.2 | 0 | 1014666.9 | 0 | 10.9 | 0 | 0 | 100246.4 | 2584832.5 | 0 | 31.7 | 5.4 | 0 | 11280 | 0 | 0 | 180.8 | 524.5 | 0 | 1089.6 | 0 | 247.8 | 0 | 11 | 0 | 0 | 50 | 0 | 878.8 | 63.6 | 0 | 0 | 0 | 0 | 0 | 0 | 0
WV_2030 | WV | 2030 | 35418160 | 75675.5 | 0 | 940873.9 | 36434710 | 34144568.3 | 33314947 | 68231520 | 47414884 | 0.0359 | 0.054 | 0.146 | 69922.98 | 7226.1 | 0.27 | 0.47 | 603.8 | 62.1 | 8.96 | 25.4 | 1553.5 | 0.29 | 608.1 | 71.8 | 679.9 | 321.2 | 23.8 | 3.35 | 23.4 | 1120.2 | 0.19 | 322.8 | 56.8 | 379.7 | 308.6 | 10 | 1.23 | 32.7 | 1480.7 | 0.14 | 309.2 | 76.9 | 386.1 | 606 | 42.2 | 5.94 | 44.7 | 2149.5 | 0.33 | 608.9 | 108.9 | 717.7 | 9282832.8 | 953.6 | 137.7 | 391136.7 | 23893.6 | 4.5 | 9348834.4 | 1104403.6 | 10453238 | 0 | 25.66 | 12.89 | 0 | 38.55 | 27.17 | 13.92 | 0 | 41.09 | 15532754 | 3119763 | 64743 | 23954.5 | 0 | 0 | 7988660 | 0 | 0 | 350840.9 | 3276350.2 | 0 | 62055.5 | 0 | 997226.8 | 0 | 0 | 0 | 0 | 198030.3 | 2570891.8 | 0 | 59 | 5.4 | 0 | 11280 | 0 | 0 | 261.5 | 524.5 | 0 | 1089.6 | 0 | 247.8 | 0 | 0 | 0 | 0 | 95.6 | 0 | 878.8 | 172.7 | 0 | 0 | 0 | 0 | 0 | 0 | 0
WV_2035 | WV | 2035 | 37493170 | 49307.1 | 0 | 1243752.9 | 38786226.4 | 36144998.2 | 35565894 | 84473280 | 57794490 | 0.0359 | 0.054 | 0.146 | 87252.78 | 7930.4 | 0.36 | 0.55 | 487 | 47.1 | 6.77 | 23.2 | 1346.3 | 0.24 | 490.2 | 63.4 | 553.6 | 240.8 | 14.9 | 2.05 | 20.4 | 934 | 0.14 | 241.8 | 48.3 | 290.1 | 324.6 | 15.8 | 2.11 | 29.7 | 1389.3 | 0.15 | 325.7 | 71.1 | 396.8 | 554 | 36.4 | 5.11 | 43 | 2026.2 | 0.3 | 556.5 | 103.5 | 660 | 5796923.2 | 561.2 | 80.7 | 275490.9 | 16005.7 | 2.8 | 5835675.1 | 753229.1 | 6588904.2 | 0 | 23.51 | 16.56 | 0 | 40.06 | 24.87 | 17.88 | 0 | 42.75 | 11920556 | 3220332.5 | 42628.5 | 23201.2 | 0 | 0 | 4625324 | 0 | 0 | 630744.8 | 2994434.5 | 0 | 50602.7 | 0 | 964032.4 | 0 | 0 | 0 | 0 | 191195.6 | 2398392 | 0 | 28.9 | 5.4 | 0 | 11280 | 0 | 0 | 471.3 | 524.5 | 0 | 1089.6 | 0 | 247.8 | 0 | 0 | 0 | 0 | 95.6 | 0 | 812.8 | 115.4 | 0 | 0 | 0 | 0 | 0 | 0 | 0
WV_2040 | WV | 2040 | 39851680 | 264662.5 | 0 | 1688189.3 | 41804530.1 | 38418736.3 | 38493537.7 | 112596690 | 79574936 | 0.0359 | 0.054 | 0.146 | 82764.41 | 8666.1 | 0.52 | 0.63 | 269.8 | 19.5 | 2.74 | 18.8 | 953.7 | 0.13 | 271.1 | 47.3 | 318.4 | 171.9 | 7.6 | 1 | 17.3 | 761.8 | 0.1 | 172.4 | 40.1 | 212.5 | 340.2 | 18.6 | 2.53 | 29.3 | 1389.9 | 0.16 | 341.4 | 70.7 | 412.2 | 500.1 | 29.8 | 4.13 | 41.5 | 1935 | 0.27 | 502.2 | 99.3 | 601.4 | 2307394.3 | 167.4 | 23.5 | 160670.8 | 8143.6 | 1.1 | 2318791.1 | 403646.1 | 2722437.2 | 0 | 21.36 | 16.25 | 0 | 37.61 | 22.68 | 17.58 | 0 | 40.26 | 8582600 | 3310992.2 | 224471.8 | 21671.9 | 0 | 0 | 1268692 | 0 | 0 | 813060.8 | 2795653.2 | 0 | 48619.2 | 0 | 912499.1 | 0 | 0 | 0 | 0 | 184596.8 | 2313334.8 | 0 | 168.9 | 5.4 | 0 | 10726 | 0 | 0 | 617.5 | 524.5 | 0 | 1100.9 | 0 | 247.8 | 0 | 0 | 0 | 0 | 95.6 | 0 | 664.5 | 675.4 | 0 | 0 | 0 | 0 | 0 | 0 | 0
WV_2045 | WV | 2045 | 41836804 | 386903.6 | 0 | 1971826 | 44195531.9 | 40332497 | 39857372 | 126321070 | 92381010 | 0.0359 | 0.054 | 0.146 | 87570.46 | 9239.2 | 0.55 | 0.64 | 243.6 | 16 | 2.22 | 18.5 | 913.5 | 0.11 | 244.7 | 45.8 | 290.4 | 171.4 | 7.6 | 0.99 | 17.2 | 760.5 | 0.1 | 171.9 | 39.9 | 211.8 | 333.3 | 15.6 | 2.07 | 31.5 | 1446.9 | 0.17 | 334.3 | 74.7 | 409 | 497.4 | 29 | 4.01 | 42.4 | 1949.5 | 0.26 | 499.4 | 100.5 | 599.9 | 2388604.2 | 156.4 | 21.7 | 181634.2 | 8965.3 | 1.1 | 2399186.2 | 449103.1 | 2848289.2 | 0 | 21.03 | 17.16 | 0 | 38.19 | 22.36 | 18.78 | 0 | 41.14 | 10146262 | 4338160 | 330071.5 | 21471.6 | 0 | 0 | 1208585.2 | 0 | 0 | 1023002.2 | 2933348.5 | 0 | 401740 | 0 | 912885.8 | 0 | 0 | 0 | 0 | 178225.7 | 3136932 | 0 | 209.6 | 5.4 | 0 | 9073 | 0 | 0 | 788 | 524.5 | 0 | 4991.5 | 0 | 247.8 | 0 | 0 | 0 | 0 | 95.6 | 0 | 878.8 | 974.4 | 0 | 0 | 0 | 0 | 0 | 0 | 0
WV_2050 | WV | 2050 | 43639988 | 389069 | 0 | 2088843.1 | 46117901.8 | 42070844.3 | 41692200 | 132279060 | 97350860 | 0.0359 | 0.054 | 0.146 | 86753.81 | 9707.9 | 0.51 | 0.61 | 246.2 | 9.5 | 1.21 | 24.7 | 1133.6 | 0.11 | 246.8 | 58.5 | 305.3 | 175.5 | 5.1 | 0.62 | 19.7 | 860.2 | 0.09 | 175.8 | 45.3 | 221.2 | 323.6 | 11.8 | 1.5 | 33.9 | 1510.9 | 0.17 | 324.3 | 79 | 403.3 | 494.7 | 24.6 | 3.32 | 45.4 | 2080.8 | 0.25 | 496.4 | 107.5 | 603.8 | 2603554.3 | 103.6 | 13.3 | 258592.1 | 11889.7 | 1.2 | 2610275.8 | 613225.7 | 3223501.5 | 0 | 21.8 | 17.1 | 0 | 38.9 | 23.17 | 18.78 | 0 | 41.95 | 11225027 | 4425701.5 | 329946.9 | 21229 | 0 | 0 | 599104.1 | 0 | 0 | 1239738.8 | 3074410.5 | 0 | 1869701.4 | 0 | 904933.3 | 0 | 0 | 0 | 0 | 172074.5 | 3013888.5 | 0 | 209.7 | 5.4 | 0 | 2139 | 0 | 0 | 968.6 | 524.5 | 0 | 11804.7 | 0 | 247.8 | 0 | 0 | 0 | 0 | 95.6 | 0 | 822.6 | 974.8 | 0 | 0 | 0 | 0 | 0 | 0 | 0
WY_2024 | WY | 2024 | 20996414 | 0 | 0 | 477158.5 | 21473571.9 | 20241393.7 | 11527827.6 | 13467738 | 35465444 | 0.036 | 0.054 | 0.1435 | 0 | 3599.7 | 0.25 | 0.31 | 791.8 | 90.7 | 13.19 | 24.8 | 1741.6 | 0.39 | 798.1 | 76.8 | 875 | 756.1 | 86.5 | 12.58 | 23.8 | 1665.1 | 0.37 | 762.1 | 73.5 | 835.6 | 317.7 | 13.5 | 1.76 | 30.7 | 1422.9 | 0.14 | 318.5 | 73.2 | 391.7 | 765.1 | 65.9 | 9.41 | 44.4 | 2344.9 | 0.39 | 769.6 | 114.4 | 884 | 34304953.5 | 3929.7 | 571.4 | 1075782.5 | 75453.6 | 17 | 34578052.1 | 3328941.5 | 37906993.6 | 0 | 27.8 | 0 | 0 | 27.8 | 29.39 | 0 | 0 | 29.39 | 43630948 | 9945744 | 0 | 0 | 0 | 0 | 32044596 | 0 | 0 | 18415.5 | 599561.7 | 0 | 0 | 0 | 1041047.2 | 0 | 0 | 0 | 0 | 205902.3 | 9721426 | 0 | 0 | 0 | 0 | 5905 | 0 | 0 | 11.5 | 94 | 0 | 0 | 0 | 307.1 | 0 | 0 | 0 | 0 | 92 | 0 | 2782.1 | 0 | 0 | 0 | 0 | 0 | 0 | 0 | 0
WY_2026 | WY | 2026 | 21540424 | 0 | 0 | 693467.3 | 22233891.2 | 20765844.3 | -242705.8 | 19151434 | 48614300 | 0.036 | 0.054 | 0.1435 | 7459.43 | 3751.2 | 0.45 | 0.46 | 573.4 | 65.7 | 9.55 | 18 | 1262 | 0.28 | 578 | 55.7 | 633.7 | 578.5 | 66.2 | 9.62 | 18.2 | 1275.3 | 0.29 | 583.1 | 56.3 | 639.5 | 247 | 13.5 | 1.84 | 21.1 | 1010 | 0.11 | 247.9 | 51.3 | 299.2 | 673.4 | 54.3 | 7.71 | 42.5 | 2186.3 | 0.34 | 677.1 | 107.8 | 784.9 | 29543226.4 | 3383 | 491.9 | 927542 | 65018.1 | 14.6 | 29778331.4 | 2869077.3 | 32647408.6 | 0 | 25.93 | 1.15 | 0 | 27.08 | 27.43 | 1.24 | 0 | 28.68 | 51904120 | 22476596 | 0 | 0 | 0 | 0 | 27831196 | 0 | 0 | 28372.6 | 556561 | 0 | 0 | 0 | 1039766.7 | 0 | 0 | 0 | 0 | 203029.7 | 22245194 | 0 | 0 | 0 | 0 | 5335.8 | 0 | 0 | 17.8 | 94 | 0 | 0 | 0 | 307.1 | 0 | 0 | 0 | 0 | 92 | 0 | 5782.1 | 0 | 0 | 0 | 0 | 0 | 0 | 0 | 0
WY_2028 | WY | 2028 | 22192924 | 17206.1 | 0 | 1094329.1 | 23304458.8 | 21394886.1 | -4021566.6 | 37631588 | 61841920 | 0.036 | 0.054 | 0.1435 | 56139.2 | 3904.5 | 0.59 | 0.66 | 424.4 | 48.6 | 7.07 | 13.3 | 933.1 | 0.21 | 427.8 | 41.2 | 469 | 363.8 | 41.6 | 6.04 | 11.5 | 803.7 | 0.18 | 366.7 | 35.5 | 402.2 | 176.4 | 11.5 | 1.59 | 13.5 | 664.9 | 0.08 | 177.2 | 33.3 | 210.5 | 632.5 | 55.8 | 7.98 | 35.8 | 1903.5 | 0.32 | 636.3 | 92.6 | 728.9 | 20052440.7 | 2297.6 | 334.1 | 628327.1 | 44087.6 | 9.9 | 20212116.5 | 1944851.3 | 22156967.8 | 0 | 21.05 | 8.47 | 0 | 29.52 | 22.31 | 9.21 | 0 | 31.52 | 47727076 | 27326026 | 14616.4 | 0 | 0 | 0 | 19018680 | 0 | 0 | 41621.2 | 339338.8 | 0 | 0 | 0 | 1028412.6 | 0 | 0 | 0 | 0 | 200197.3 | 27084204 | 0 | 12.3 | 0 | 0 | 5115.7 | 0 | 0 | 26.2 | 94 | 0 | 0 | 0 | 307.1 | 0 | 0 | 0 | 0 | 92 | 0 | 6938.8 | 49.2 | 0 | 0 | 0 | 0 | 0 | 0 | 0
WY_2030 | WY | 2030 | 22950594 | 117310.7 | 0 | 1367375 | 24435280.7 | 22125320.9 | -11415199 | 47554244 | 73668776 | 0.036 | 0.054 | 0.1435 | 61038.74 | 4091.4 | 0.73 | 0.78 | 286.5 | 32.9 | 4.78 | 8.9 | 628.2 | 0.14 | 288.8 | 27.7 | 316.5 | 237.2 | 27.1 | 3.95 | 7.5 | 522.7 | 0.12 | 239.1 | 23.1 | 262.2 | 141.9 | 7.3 | 0.99 | 12.6 | 594.7 | 0.07 | 142.4 | 30.3 | 172.8 | 513.7 | 47.5 | 6.82 | 27.3 | 1481.5 | 0.27 | 516.9 | 71.5 | 588.4 | 14362534.6 | 1648.4 | 239.7 | 447558.2 | 31491.1 | 7.1 | 14477098.9 | 1387936.9 | 15865035.9 | 0 | 16.86 | 8.87 | 0 | 25.73 | 17.98 | 9.67 | 0 | 27.65 | 50792016 | 35850480 | 100345.5 | 0 | 0 | 0 | 13662566 | 0 | 0 | 59887.9 | 161960.8 | 0 | 0 | 0 | 1016661.9 | 0 | 0 | 0 | 0 | 197404.3 | 35593188 | 0 | 73.5 | 0 | 0 | 5115.7 | 0 | 0 | 38.1 | 94 | 0 | 0 | 0 | 307.1 | 0 | 0 | 0 | 0 | 92 | 0 | 9007.2 | 294.1 | 0 | 0 | 0 | 0 | 0 | 0 | 0
WY_2035 | WY | 2035 | 25075690 | 264338.5 | 0 | 1588943.4 | 26928972.6 | 24174029.3 | -31211666.2 | 47599612 | 91538330 | 0.0359 | 0.054 | 0.1435 | 86891.73 | 4625.4 | 0.83 | 0.84 | 176.6 | 20.3 | 2.95 | 5.5 | 386.3 | 0.09 | 178 | 17 | 195 | 168.6 | 19.3 | 2.81 | 5.3 | 370 | 0.08 | 169.9 | 16.3 | 186.2 | 159.1 | 6.2 | 0.8 | 16 | 729.9 | 0.07 | 159.5 | 37.7 | 197.2 | 382 | 34.7 | 4.98 | 20.9 | 1122 | 0.2 | 384.4 | 54.3 | 438.8 | 12385396.7 | 1423.4 | 207 | 384192.1 | 27094.8 | 6.1 | 12484329.5 | 1193292.6 | 13677622 | 0 | 12.25 | 12.87 | 0 | 25.12 | 13.11 | 14.08 | 0 | 27.19 | 71221420 | 58140640 | 224438.1 | 0 | 0 | 0 | 11834911 | 0 | 0 | 100199.4 | 84374.7 | 0 | 0 | 0 | 937057.9 | 0 | 0 | 0 | 0 | 190379 | 57850060 | 0 | 153.9 | 0 | 0 | 5115.7 | 0 | 0 | 65.5 | 94 | 0 | 0 | 0 | 307.1 | 0 | 0 | 0 | 0 | 92 | 0 | 14831.5 | 648.3 | 0 | 0 | 0 | 0 | 0 | 0 | 0
WY_2040 | WY | 2040 | 27620006 | 558608 | 0 | 1713088.1 | 29891703.5 | 26626883.7 | -40834584.4 | 49897124 | 100085930 | 0.0359 | 0.054 | 0.1435 | 85567.87 | 5290.1 | 0.9 | 0.89 | 109.8 | 12.6 | 1.84 | 3.4 | 240 | 0.05 | 110.6 | 10.6 | 121.2 | 112.7 | 12.9 | 1.88 | 3.5 | 247.3 | 0.06 | 113.6 | 10.9 | 124.5 | 190.4 | 7.5 | 0.96 | 19.1 | 873.2 | 0.09 | 190.9 | 45.2 | 236 | 329.2 | 29.8 | 4.27 | 18.1 | 969.3 | 0.17 | 331.3 | 47 | 378.3 | 8660767.8 | 995.6 | 144.8 | 268413.6 | 18938.2 | 4.3 | 8729968 | 833944.1 | 9563912.1 | 0 | 10.19 | 12.96 | 0 | 23.15 | 10.95 | 14.31 | 0 | 25.26 | 80485770 | 70726290 | 478202.4 | 0 | 0 | 0 | 8368886.5 | 0 | 0 | 147816.3 | 49386 | 0 | 0 | 0 | 863009.2 | 0 | 0 | 0 | 0 | 181684.6 | 70396780 | 0 | 481.8 | 0 | 0 | 4889.5 | 0 | 0 | 97.9 | 94 | 0 | 0 | 0 | 307.1 | 0 | 0 | 0 | 0 | 92 | 0 | 18418 | 1378.8 | 0 | 0 | 0 | 0 | 0 | 0 | 0
WY_2045 | WY | 2045 | 30081820 | 909584.6 | 0 | 1976943.4 | 32968348.9 | 29000188 | -64421804.9 | 52669630 | 123043600 | 0.0359 | 0.054 | 0.1435 | 87740.42 | 5856.5 | 0.95 | 0.95 | 50.1 | 5.8 | 0.84 | 1.5 | 109.5 | 0.02 | 50.5 | 4.8 | 55.3 | 57.9 | 6.6 | 0.97 | 1.8 | 126.9 | 0.03 | 58.4 | 5.6 | 64 | 189.4 | 8.1 | 1.05 | 18.5 | 848.4 | 0.09 | 189.9 | 43.8 | 233.7 | 233.5 | 21.1 | 3.03 | 12.9 | 686.9 | 0.12 | 235 | 33.5 | 268.4 | 5084790.7 | 585 | 85.1 | 157201 | 11105.2 | 2.5 | 5125449.2 | 488825.6 | 5614274.8 | 0 | 7.2 | 13.13 | 0 | 20.33 | 7.76 | 14.67 | 0 | 22.42 | 103967770 | 97390150 | 778059.8 | 0 | 0 | 0 | 4978815 | 0 | 0 | 206666.1 | 17038.4 | 0 | 0 | 0 | 803701.9 | 0 | 0 | 0 | 0 | 175307.6 | 97008184 | 0 | 835.9 | 0 | 0 | 4688.5 | 0 | 0 | 140.1 | 94 | 0 | 0 | 0 | 307.1 | 0 | 0 | 0 | 0 | 92 | 0 | 32770.9 | 2556.4 | 0 | 0 | 0 | 0 | 0 | 0 | 0
WY_2050 | WY | 2050 | 32508412 | 918118.5 | 0 | 2021201.1 | 35447733.4 | 31339520.8 | -68145207.5 | 54180890 | 127417540 | 0.0359 | 0.054 | 0.1435 | 89351.97 | 6372.5 | 0.96 | 0.95 | 38.4 | 4.4 | 0.64 | 1.2 | 84.1 | 0.02 | 38.7 | 3.7 | 42.4 | 48.9 | 5.6 | 0.81 | 1.5 | 108 | 0.02 | 49.3 | 4.8 | 54 | 203.2 | 9.4 | 1.24 | 19.2 | 886.7 | 0.1 | 203.8 | 45.6 | 249.4 | 225.3 | 18.1 | 2.57 | 14.5 | 736.8 | 0.12 | 226.5 | 36.4 | 263 | 4107030.3 | 471.5 | 68.6 | 127827.5 | 8999.7 | 2 | 4139802.7 | 396572.9 | 4536375.7 | 0 | 7.94 | 13.56 | 0 | 21.5 | 8.55 | 15.15 | 0 | 23.7 | 109294616 | 103592940 | 773885 | 0 | 0 | 0 | 4067084.5 | 0 | 0 | 270323.8 | 39461.7 | 0 | 1072.3 | 0 | 820169.4 | 0 | 0 | 0 | 0 | 178270.7 | 103144344 | 0 | 804.8 | 0 | 0 | 3144.6 | 0 | 0 | 193.1 | 94 | 0 | 94.8 | 0 | 307.1 | 0 | 0 | 0 | 0 | 65.7 | 0 | 33654.5 | 2396.7 | 0 | 0 | 0 | 0 | 0 | 0 | 0

## REEDS calc
GA | 2024 | GA_2024
[8 empty] | eps tech | CF
|  | MWh | battery_MWh | 2088.2 | MW | battery_MW | 2.7 |  | 0.088289
|  | MWh | biomass_MWh | 1991651.8 | MW | biomass_MW | 288.7 | biomass | 0.78752
|  | MWh | beccs_MWh | 0 | MW | beccs_MW | 0 |  | 0
|  | MWh | coal_MWh | 13761973 | MW | coal_MW | 8416 |  | 0.18667
|  | MWh | coal-ccs_MWh | 0 | MW | coal-ccs_MW | 0 |  | 0
|  | MWh | csp_MWh | 0 | MW | csp_MW | 0 |  | 0
|  | MWh | distpv_MWh | 123485.6 | MW | distpv_MW | 84.6 |  | 0.16663
|  | MWh | gas-cc_MWh | 39119670 | MW | gas-cc_MW | 7998.3 |  | 0.55833
|  | MWh | gas-cc-ccs_MWh | 0 | MW | gas-cc-ccs_MW | 0 |  | 0
|  | MWh | gas-ct_MWh | 537384.3 | MW | gas-ct_MW | 7721.8 |  | 0.0079444
|  | MWh | geothermal_MWh | 0 | MW | geothermal_MW | 0 | geothermal | 0
|  | MWh | hydro_MWh | 3488212.5 | MW | hydro_MW | 1983.1 | hydro | 0.2008
|  | MWh | nuclear_MWh | 50221936 | MW | nuclear_MW | 6289 | nuclear | 0.91161
|  | MWh | o-g-s_MWh | 5672.3 | MW | o-g-s_MW | 830.2 |  | 0.00077996
|  | MWh | phs_MWh | 1832352.4 | MW | phs_MW | 1897.4 |  | 0.11024
|  | MWh | re-ct_MWh | 0 | MW | re-ct_MW | 0 |  | 0
|  | MWh | upv_MWh | 7464073.5 | MW | upv_MW | 3396.7 | solar pv | 0.25085
|  | MWh | wind-ons_MWh | 0 | MW | wind-ons_MW | 0 | onshore wind | 0
|  | MWh | wind-ofs_MWh | 0 | MW | wind-ofs_MW | 0 | offshore wind | 0

## 860
2021 Form EIA-860 Data - Schedule 3, 'Generator Data' (Operable Units Only)
Vintage | Model Energy Source | Include? | Utility ID | Utility Name | Plant Code | Plant Name | State | County | Generator ID | Technology | Prime Mover | Unit Code | Ownership | Duct Burners | Can Bypass Heat Recovery Steam Generator? | RTO/ISO LMP Node Designation | RTO/ISO Location Designation for Reporting Wholesale Sales Data to FERC | Nameplate Capacity (MW) | Nameplate Power Factor | Summer Capacity (MW) | Winter Capacity (MW) | Minimum Load (MW) | Uprate or Derate Completed During Year | Month Uprate or Derate Completed | Year Uprate or Derate Completed | Status | Synchronized to Transmission Grid | Operating Month | Operating Year | Planned Retirement Month | Planned Retirement Year | Associated with Combined Heat and Power System | Sector Name | Sector | Topping or Bottoming | Energy Source 1 | Energy Source 2 | Energy Source 3 | Energy Source 4 | Energy Source 5 | Energy Source 6 | Startup Source 1 | Startup Source 2 | Startup Source 3 | Startup Source 4 | Solid Fuel Gasification System? | Carbon Capture Technology? | Turbines or Hydrokinetic Buoys | Time from Cold Shutdown to Full Load | Fluidized Bed Technology? | Pulverized Coal Technology? | Stoker Technology? | Other Combustion Technology? | Subcritical Technology? | Supercritical Technology? | Ultrasupercritical Technology? | Planned Net Summer Capacity Uprate (MW) | Planned Net Winter Capacity Uprate (MW) | Planned Uprate Month | Planned Uprate Year | Planned Net Summer Capacity Derate (MW) | Planned Net Winter Capacity Derate (MW) | Planned Derate Month | Planned Derate Year | Planned New Prime Mover | Planned Energy Source 1 | Planned New Nameplate Capacity (MW) | Planned Repower Month | Planned Repower Year | Other Planned Modifications? | Other Modifications Month | Other Modifications Year | Multiple Fuels? | Cofire Fuels? | Switch Between Oil and Natural Gas?
Vintage2000 | petroleum | TRUE | 63560 | TDX Sand Point Generating, LLC | 1 | Sand Point | AK | Aleutians East | 1 | Petroleum Liquids | IC |  | S | X | X |  |  | 0.9 | 0.8 | 0.4 | 0.4 | 0.4 | N |  |  | SB | Y | 12 | 2000 |  |  | N | Electric Utility | 1 | X | DFO | [12 empty] | 10M | [23 empty] | N
Vintage2000 | petroleum | TRUE | 63560 | TDX Sand Point Generating, LLC | 1 | Sand Point | AK | Aleutians East | 2 | Petroleum Liquids | IC |  | S | X | X |  |  | 0.9 | 0.8 | 0.3 | 0.3 | 0.3 | N |  |  | OP | X | 12 | 2000 |  |  | N | Electric Utility | 1 | X | DFO | [12 empty] | 10M | [23 empty] | N
Vintage2010 | petroleum | TRUE | 63560 | TDX Sand Point Generating, LLC | 1 | Sand Point | AK | Aleutians East | 3 | Petroleum Liquids | IC |  | S | X | X |  |  | 0.5 | 0.8 | 0.3 | 0.3 | 0.3 | N |  |  | OP | X | 12 | 2010 |  |  | N | Electric Utility | 1 | X | DFO | [12 empty] | 10M | [23 empty] | N
Vintage2000 | petroleum | TRUE | 63560 | TDX Sand Point Generating, LLC | 1 | Sand Point | AK | Aleutians East | 5 | Petroleum Liquids | IC |  | S | X | X |  |  | 0.7 | 0.8 | 0.4 | 0.3 | 0.3 | N |  |  | OS | X | 12 | 2000 |  |  | N | Electric Utility | 1 | X | DFO | [12 empty] | 10M | [23 empty] | N
Vintage2011 | onshore wind | TRUE | 63560 | TDX Sand Point Generating, LLC | 1 | Sand Point | AK | Aleutians East | WT1 | Onshore Wind Turbine | WT |  | S | X | X |  |  | 0.5 | 0.89 | 0.1 | 0.1 | 0.1 | N |  |  | OS | X | 10 | 2011 |  |  | N | Electric Utility | 1 | X | WND | [11 empty] | 1
Vintage2011 | onshore wind | TRUE | 63560 | TDX Sand Point Generating, LLC | 1 | Sand Point | AK | Aleutians East | WT2 | Onshore Wind Turbine | WT |  | S | X | X |  |  | 0.5 | 0.89 | 0.3 | 0.3 | 0.3 | N |  |  | OA | X | 10 | 2011 |  |  | N | Electric Utility | 1 | X | WND | [11 empty] | 1
Vintage1963 | hydro | TRUE | 195 | Alabama Power Co | 2 | Bankhead Dam | AL | Tuscaloosa | 1 | Conventional Hydroelectric | HY |  | S | X | X |  |  | 53.9 | 0.92 | 53 | 53 | 52 | N |  |  | OP | X | 7 | 1963 |  |  | N | Electric Utility | 1 | X | WAT | [11 empty] | 0 | 1H | [23 empty] | N
Vintage1954 | natural gas steam turbine | TRUE | 195 | Alabama Power Co | 3 | Barry | AL | Mobile | 1 | Natural Gas Steam Turbine | ST |  | S | X | X |  |  | 153.1 | 0.85 | 80 | 80 | 55 | N |  |  | OP | X | 2 | 1954 |  |  | N | Electric Utility | 1 | X | NG | [5 empty] | NG | [6 empty] | OVER | [23 empty] | N | N
Vintage1954 | natural gas steam turbine | TRUE | 195 | Alabama Power Co | 3 | Barry | AL | Mobile | 2 | Natural Gas Steam Turbine | ST |  | S | X | X |  |  | 153.1 | 0.85 | 80 | 80 | 55 | N |  |  | OP | X | 7 | 1954 |  |  | N | Electric Utility | 1 | X | NG | [5 empty] | NG | [6 empty] | OVER | [23 empty] | N
Vintage1969 | hard coal | TRUE | 195 | Alabama Power Co | 3 | Barry | AL | Mobile | 4 | Conventional Steam Coal | ST |  | S | X | X |  |  | 403.7 | 0.85 | 362 | 362 | 200 | N |  |  | OP | X | 12 | 1969 |  |  | N | Electric Utility | 1 | X | BIT | [5 empty] | NG | [6 empty] | OVER |  | Y |  |  | Y | [18 empty] | N
Vintage1971 | hard coal | TRUE | 195 | Alabama Power Co | 3 | Barry | AL | Mobile | 5 | Conventional Steam Coal | ST |  | S | X | X |  |  | 788.8 | 0.85 | 756.5 | 756.5 | 465 | N |  |  | OP | X | 10 | 1971 |  |  | N | Electric Utility | 1 | X | BIT | [5 empty] | NG | [6 empty] | OVER |  | Y |  |  |  | Y | [17 empty] | N
Vintage2000 | natural gas combined cycle | TRUE | 195 | Alabama Power Co | 3 | Barry | AL | Mobile | A1CT | Natural Gas Fired Combined Cycle | CT | G521 | S | X | N |  |  | 170.1 | 0.85 | 184.4 | 194.5 | 90 | N |  |  | OP | X | 5 | 2000 |  |  | N | Electric Utility | 1 | X | NG | [12 empty] | 12H | [23 empty] | N
Vintage2000 | natural gas combined cycle | TRUE | 195 | Alabama Power Co | 3 | Barry | AL | Mobile | A1CT2 | Natural Gas Fired Combined Cycle | CT | G521 | S | X | N |  |  | 170.1 | 0.85 | 184.4 | 194.5 | 90 | N |  |  | OP | X | 5 | 2000 |  |  | N | Electric Utility | 1 | X | NG | [12 empty] | 12H | [23 empty] | N
Vintage2000 | natural gas combined cycle | TRUE | 195 | Alabama Power Co | 3 | Barry | AL | Mobile | A1ST | Natural Gas Fired Combined Cycle | CA | G521 | S | Y | X |  |  | 195.2 | 0.85 | 200 | 205 | 136 | N |  |  | OP | X | 5 | 2000 |  |  | N | Electric Utility | 1 | X | NG | [12 empty] | 12H | [23 empty] | N
Vintage2000 | natural gas combined cycle | TRUE | 195 | Alabama Power Co | 3 | Barry | AL | Mobile | A2C1 | Natural Gas Fired Combined Cycle | CT | G522 | S | X | N |  |  | 170.1 | 0.85 | 186.2 | 190 | 86 | N |  |  | OP | X | 5 | 2000 |  |  | N | Electric Utility | 1 | X | NG | [12 empty] | 12H | [23 empty] | N
Vintage2000 | natural gas combined cycle | TRUE | 195 | Alabama Power Co | 3 | Barry | AL | Mobile | A2C2 | Natural Gas Fired Combined Cycle | CT | G522 | S | X | N |  |  | 170.1 | 0.85 | 186.2 | 190 | 86 | N |  |  | OP | X | 5 | 2000 |  |  | N | Electric Utility | 1 | X | NG | [12 empty] | 12H | [23 empty] | N
Vintage2000 | natural gas combined cycle | TRUE | 195 | Alabama Power Co | 3 | Barry | AL | Mobile | A2ST | Natural Gas Fired Combined Cycle | CA | G522 | S | Y | X |  |  | 195.2 | 0.85 | 195 | 200 | 128 | N |  |  | OP | X | 5 | 2000 |  |  | N | Electric Utility | 1 | X | NG | [12 empty] | 12H | [23 empty] | N
Vintage1967 | hydro | TRUE | 195 | Alabama Power Co | 4 | Walter Bouldin Dam | AL | Elmore | 1 | Conventional Hydroelectric | HY |  | S | X | X |  |  | 75 | 0.857 | 74.7 | 74.7 | 74 | N |  |  | OP | X | 7 | 1967 |  |  | N | Electric Utility | 1 | X | WAT | [11 empty] | 0 | 1H | [23 empty] | N
Vintage1967 | hydro | TRUE | 195 | Alabama Power Co | 4 | Walter Bouldin Dam | AL | Elmore | 2 | Conventional Hydroelectric | HY |  | S | X | X |  |  | 75 | 0.857 | 74.7 | 74.7 | 74 | N |  |  | OP | X | 8 | 1967 |  |  | N | Electric Utility | 1 | X | WAT | [11 empty] | 0 | 1H | [23 empty] | N
Vintage1967 | hydro | TRUE | 195 | Alabama Power Co | 4 | Walter Bouldin Dam | AL | Elmore | 3 | Conventional Hydroelectric | HY |  | S | X | X |  |  | 75 | 0.857 | 74.7 | 74.7 | 74 | N |  |  | OP | X | 8 | 1967 |  |  | N | Electric Utility | 1 | X | WAT | [11 empty] | 0 | 1H | [23 empty] | N
Vintage1949 | natural gas steam turbine | TRUE | 195 | Alabama Power Co | 7 | Gadsden | AL | Etowah | 1 | Natural Gas Steam Turbine | ST |  | S | X | X |  |  | 69 | 0.85 | 64 | 64 | 28 | N |  |  | OP | X | 4 | 1949 |  |  | Y | Electric Utility | 1 | B | NG | [5 empty] | NG |  |  |  | N |  |  | OVER | [23 empty] | N
Vintage1949 | natural gas steam turbine | TRUE | 195 | Alabama Power Co | 7 | Gadsden | AL | Etowah | 2 | Natural Gas Steam Turbine | ST |  | S | X | X |  |  | 69 | 0.85 | 66 | 66 | 28 | N |  |  | OP | X | 7 | 1949 |  |  | Y | Electric Utility | 1 | B | NG | [5 empty] | NG |  |  |  | N |  |  | OVER | [23 empty] | N
Vintage1980 | natural gas peaker | TRUE | 5701 | El Paso Electric Co | 9 | Copper | TX | El Paso | 1 | Natural Gas Fired Combustion Turbine | GT |  | S | X | X |  |  | 86.9 | 0.9 | 63 | 65 | 3 | N |  |  | OP | X | 7 | 1980 | 12 | 2030 | N | Electric Utility | 1 | X | NG | DFO | [8 empty] | N |  |  | 10M | [23 empty] | N |  | N
Vintage1965 | natural gas steam turbine | TRUE | 195 | Alabama Power Co | 10 | Greene County | AL | Greene | 1 | Natural Gas Steam Turbine | ST |  | J | X | X |  |  | 299.2 | 0.85 | 257.8 | 257.8 | 110 | N |  |  | OP | X | 6 | 1965 |  |  | N | Electric Utility | 1 | X | NG | [5 empty] | NG |  |  |  | N |  |  | 12H | [23 empty] | N
Vintage1966 | natural gas steam turbine | TRUE | 195 | Alabama Power Co | 10 | Greene County | AL | Greene | 2 | Natural Gas Steam Turbine | ST |  | J | X | X |  |  | 269.2 | 0.85 | 258.3 | 258.3 | 110 | N |  |  | OP | X | 7 | 1966 |  |  | N | Electric Utility | 1 | X | NG | [5 empty] | NG |  |  |  | N |  |  | 12H | [23 empty] | N
Vintage1996 | natural gas peaker | TRUE | 195 | Alabama Power Co | 10 | Greene County | AL | Greene | GT10 | Natural Gas Fired Combustion Turbine | GT |  | S | X | X |  |  | 80 | 0.85 | 85 | 101 | 66 | N |  |  | OP | X | 5 | 1996 |  |  | N | Electric Utility | 1 | X | NG | DFO | [11 empty] | 1H | [23 empty] | Y | N | Y
Vintage1996 | natural gas peaker | TRUE | 195 | Alabama Power Co | 10 | Greene County | AL | Greene | GT2 | Natural Gas Fired Combustion Turbine | GT |  | S | X | X |  |  | 80 | 0.85 | 84 | 100 | 66 | N |  |  | OP | X | 5 | 1996 |  |  | N | Electric Utility | 1 | X | NG | DFO | [11 empty] | 1H | [23 empty] | Y | N | Y
Vintage1995 | natural gas peaker | TRUE | 195 | Alabama Power Co | 10 | Greene County | AL | Greene | GT3 | Natural Gas Fired Combustion Turbine | GT |  | S | X | X |  |  | 80 | 0.85 | 82 | 98 | 66 | N |  |  | OP | X | 5 | 1995 |  |  | N | Electric Utility | 1 | X | NG | DFO | [11 empty] | 1H | [23 empty] | Y | N | Y
Vintage1995 | natural gas peaker | TRUE | 195 | Alabama Power Co | 10 | Greene County | AL | Greene | GT4 | Natural Gas Fired Combustion Turbine | GT |  | S | X | X |  |  | 80 | 0.85 | 81 | 97 | 66 | N |  |  | OP | X | 5 | 1995 |  |  | N | Electric Utility | 1 | X | NG | DFO | [11 empty] | 1H | [23 empty] | Y | N | Y
Vintage1995 | natural gas peaker | TRUE | 195 | Alabama Power Co | 10 | Greene County | AL | Greene | GT5 | Natural Gas Fired Combustion Turbine | GT |  | S | X | X |  |  | 80 | 0.85 | 82 | 98 | 66 | N |  |  | OP | X | 5 | 1995 |  |  | N | Electric Utility | 1 | X | NG | DFO | [11 empty] | 1H | [23 empty] | Y | N | Y
Vintage1995 | natural gas peaker | TRUE | 195 | Alabama Power Co | 10 | Greene County | AL | Greene | GT6 | Natural Gas Fired Combustion Turbine | GT |  | S | X | X |  |  | 80 | 0.85 | 81 | 97 | 66 | N |  |  | OP | X | 5 | 1995 |  |  | N | Electric Utility | 1 | X | NG | DFO | [11 empty] | 1H | [23 empty] | Y | N | Y
Vintage1995 | natural gas peaker | TRUE | 195 | Alabama Power Co | 10 | Greene County | AL | Greene | GT7 | Natural Gas Fired Combustion Turbine | GT |  | S | X | X |  |  | 80 | 0.85 | 80 | 96 | 66 | N |  |  | OP | X | 5 | 1995 |  |  | N | Electric Utility | 1 | X | NG | DFO | [11 empty] | 1H | [23 empty] | Y | N | Y
Vintage1996 | natural gas peaker | TRUE | 195 | Alabama Power Co | 10 | Greene County | AL | Greene | GT8 | Natural Gas Fired Combustion Turbine | GT |  | S | X | X |  |  | 80 | 0.85 | 83 | 99 | 66 | N |  |  | OP | X | 5 | 1996 |  |  | N | Electric Utility | 1 | X | NG | DFO | [11 empty] | 1H | [23 empty] | Y | N | Y
Vintage1996 | natural gas peaker | TRUE | 195 | Alabama Power Co | 10 | Greene County | AL | Greene | GT9 | Natural Gas Fired Combustion Turbine | GT |  | S | X | X |  |  | 80 | 0.85 | 82 | 98 | 66 | N |  |  | OP | X | 5 | 1996 |  |  | N | Electric Utility | 1 | X | NG | DFO | [11 empty] | 1H | [23 empty] | Y | N | Y
Vintage1966 | hydro | TRUE | 195 | Alabama Power Co | 11 | H Neely Henry Dam | AL | Calhoun | 1 | Conventional Hydroelectric | HY |  | S | X | X |  |  | 24.3 | 0.9 | 23.7 | 22.7 | 22.3 | N |  |  | OP | X | 6 | 1966 |  |  | N | Electric Utility | 1 | X | WAT | [11 empty] | 0 | 1H | [23 empty] | N
Vintage1966 | hydro | TRUE | 195 | Alabama Power Co | 11 | H Neely Henry Dam | AL | Calhoun | 2 | Conventional Hydroelectric | HY |  | S | X | X |  |  | 24.3 | 0.9 | 23.7 | 22.7 | 22.3 | N |  |  | OP | X | 6 | 1966 |  |  | N | Electric Utility | 1 | X | WAT | [11 empty] | 0 | 1H | [23 empty] | N
Vintage1966 | hydro | TRUE | 195 | Alabama Power Co | 11 | H Neely Henry Dam | AL | Calhoun | 3 | Conventional Hydroelectric | HY |  | S | X | X |  |  | 24.3 | 0.9 | 23.7 | 22.7 | 22.4 | N |  |  | OP | X | 6 | 1966 |  |  | N | Electric Utility | 1 | X | WAT | [11 empty] | 0 | 1H | [23 empty] | N
Vintage1968 | hydro | TRUE | 195 | Alabama Power Co | 12 | Holt Dam | AL | Tuscaloosa | 1 | Conventional Hydroelectric | HY |  | S | X | X |  |  | 46.9 | 0.89 | 48 | 48 | 45 | N |  |  | OP | X | 8 | 1968 |  |  | N | Electric Utility | 1 | X | WAT | [11 empty] | 0 | 1H | [23 empty] | N
Vintage1929 | hydro | TRUE | 195 | Alabama Power Co | 13 | Jordan Dam | AL | Elmore | 1 | Conventional Hydroelectric | HY |  | S | X | X |  |  | 25 | 0.862 | 32.3 | 32.5 | 25 | N |  |  | OP | X | 1 | 1929 |  |  | N | Electric Utility | 1 | X | WAT | [11 empty] | 0 | 1H | [23 empty] | N
Vintage1929 | hydro | TRUE | 195 | Alabama Power Co | 13 | Jordan Dam | AL | Elmore | 2 | Conventional Hydroelectric | HY |  | S | X | X |  |  | 25 | 0.862 | 32.3 | 32.5 | 25 | N |  |  | OP | X | 1 | 1929 |  |  | N | Electric Utility | 1 | X | WAT | [11 empty] | 0 | 1H | [23 empty] | N
Vintage1929 | hydro | TRUE | 195 | Alabama Power Co | 13 | Jordan Dam | AL | Elmore | 3 | Conventional Hydroelectric | HY |  | S | X | X |  |  | 25 | 0.862 | 32.3 | 32.5 | 25 | N |  |  | OP | X | 1 | 1929 |  |  | N | Electric Utility | 1 | X | WAT | [11 empty] | 0 | 1H | [23 empty] | N
Vintage1929 | hydro | TRUE | 195 | Alabama Power Co | 13 | Jordan Dam | AL | Elmore | 4 | Conventional Hydroelectric | HY |  | S | X | X |  |  | 25 | 0.862 | 32.3 | 32.5 | 25 | N |  |  | OP | X | 1 | 1929 |  |  | N | Electric Utility | 1 | X | WAT | [11 empty] | 0 | 1H | [23 empty] | N
Vintage1964 | hydro | TRUE | 195 | Alabama Power Co | 14 | Logan Martin Dam | AL | Talladega | 1 | Conventional Hydroelectric | HY |  | S | X | X |  |  | 42.7 | 0.9 | 43 | 39.7 | 41.6 | N |  |  | OP | X | 8 | 1964 |  |  | N | Electric Utility | 1 | X | WAT | [11 empty] | 0 | 1H | [23 empty] | N
Vintage1964 | hydro | TRUE | 195 | Alabama Power Co | 14 | Logan Martin Dam | AL | Talladega | 2 | Conventional Hydroelectric | HY |  | S | X | X |  |  | 42.7 | 0.9 | 43 | 39.7 | 41.6 | N |  |  | OP | X | 8 | 1964 |  |  | N | Electric Utility | 1 | X | WAT | [11 empty] | 0 | 1H | [23 empty] | N
Vintage1964 | hydro | TRUE | 195 | Alabama Power Co | 14 | Logan Martin Dam | AL | Talladega | 3 | Conventional Hydroelectric | HY |  | S | X | X |  |  | 42.7 | 0.9 | 43 | 39.7 | 41.8 | N |  |  | OP | X | 8 | 1964 |  |  | N | Electric Utility | 1 | X | WAT | [11 empty] | 0 | 1H | [23 empty] | N
Vintage1968 | hydro | TRUE | 195 | Alabama Power Co | 15 | Lay Dam | AL | Chilton | 1 | Conventional Hydroelectric | HY |  | S | X | X |  |  | 29.5 | 0.9 | 30 | 30.3 | 29 | N |  |  | OP | X | 4 | 1968 |  |  | N | Electric Utility | 1 | X | WAT | [11 empty] | 0 | 1H | [23 empty] | N
Vintage1968 | hydro | TRUE | 195 | Alabama Power Co | 15 | Lay Dam | AL | Chilton | 2 | Conventional Hydroelectric | HY |  | S | X | X |  |  | 29.5 | 0.9 | 30 | 30.3 | 29 | N |  |  | OP | X | 4 | 1968 |  |  | N | Electric Utility | 1 | X | WAT | [11 empty] | 0 | 1H | [23 empty] | N
Vintage1967 | hydro | TRUE | 195 | Alabama Power Co | 15 | Lay Dam | AL | Chilton | 3 | Conventional Hydroelectric | HY |  | S | X | X |  |  | 29.5 | 0.9 | 30 | 30.3 | 29 | N |  |  | OP | X | 12 | 1967 |  |  | N | Electric Utility | 1 | X | WAT | [11 empty] | 0 | 1H | [23 empty] | N
Vintage1967 | hydro | TRUE | 195 | Alabama Power Co | 15 | Lay Dam | AL | Chilton | 4 | Conventional Hydroelectric | HY |  | S | X | X |  |  | 29.5 | 0.9 | 30 | 30.3 | 29 | N |  |  | OP | X | 10 | 1967 |  |  | N | Electric Utility | 1 | X | WAT | [11 empty] | 0 | 1H | [23 empty] | N
Vintage1967 | hydro | TRUE | 195 | Alabama Power Co | 15 | Lay Dam | AL | Chilton | 5 | Conventional Hydroelectric | HY |  | S | X | X |  |  | 29.5 | 0.9 | 30 | 30.3 | 29 | N |  |  | OP | X | 5 | 1967 |  |  | N | Electric Utility | 1 | X | WAT | [11 empty] | 0 | 1H | [23 empty] | N
Vintage1967 | hydro | TRUE | 195 | Alabama Power Co | 15 | Lay Dam | AL | Chilton | 6 | Conventional Hydroelectric | HY |  | S | X | X |  |  | 29.5 | 0.9 | 30 | 30.3 | 29 | N |  |  | OP | X | 2 | 1967 |  |  | N | Electric Utility | 1 | X | WAT | [11 empty] | 0 | 1H | [23 empty] | N
Vintage1927 | hydro | TRUE | 195 | Alabama Power Co | 16 | Martin Dam | AL | Elmore | 1 | Conventional Hydroelectric | HY |  | S | X | X |  |  | 50.2 | 0.95 | 41.5 | 39.4 | 40 | N |  |  | OP | X | 1 | 1927 |  |  | N | Electric Utility | 1 | X | WAT | [11 empty] | 0 | 1H | [23 empty] | N
Vintage1927 | hydro | TRUE | 195 | Alabama Power Co | 16 | Martin Dam | AL | Elmore | 2 | Conventional Hydroelectric | HY |  | S | X | X |  |  | 50.2 | 0.95 | 41.5 | 39.4 | 40 | N |  |  | OP | X | 1 | 1927 |  |  | N | Electric Utility | 1 | X | WAT | [11 empty] | 0 | 1H | [23 empty] | N
Vintage1927 | hydro | TRUE | 195 | Alabama Power Co | 16 | Martin Dam | AL | Elmore | 3 | Conventional Hydroelectric | HY |  | S | X | X |  |  | 50.2 | 0.95 | 41.5 | 39.4 | 40 | N |  |  | OP | X | 1 | 1927 |  |  | N | Electric Utility | 1 | X | WAT | [11 empty] | 0 | 1H | [23 empty] | N
Vintage1952 | hydro | TRUE | 195 | Alabama Power Co | 16 | Martin Dam | AL | Elmore | 4 | Conventional Hydroelectric | HY |  | S | X | X |  |  | 60 | 0.95 | 57.6 | 54.7 | 40 | N |  |  | OP | X | 7 | 1952 |  |  | N | Electric Utility | 1 | X | WAT | [11 empty] | 0 | 1H | [23 empty] | N
Vintage1949 | hydro | TRUE | 195 | Alabama Power Co | 17 | Mitchell Dam | AL | Coosa | 4 | Conventional Hydroelectric | HY |  | S | X | X |  |  | 20 | 0.8 | 22.4 | 22.7 | 19 | N |  |  | OP | X | 11 | 1949 |  |  | N | Electric Utility | 1 | X | WAT | [11 empty] | 0 | 1H | [23 empty] | N
Vintage1985 | hydro | TRUE | 195 | Alabama Power Co | 17 | Mitchell Dam | AL | Coosa | 5 | Conventional Hydroelectric | HY |  | S | X | X |  |  | 50 | 0.8 | 46.9 | 47.4 | 46 | N |  |  | OP | X | 4 | 1985 |  |  | N | Electric Utility | 1 | X | WAT | [11 empty] | 0 | 1H | [23 empty] | N
Vintage1985 | hydro | TRUE | 195 | Alabama Power Co | 17 | Mitchell Dam | AL | Coosa | 6 | Conventional Hydroelectric | HY |  | S | X | X |  |  | 50 | 0.8 | 46.9 | 47.4 | 46 | N |  |  | OP | X | 4 | 1985 |  |  | N | Electric Utility | 1 | X | WAT | [11 empty] | 0 | 1H | [23 empty] | N
Vintage1985 | hydro | TRUE | 195 | Alabama Power Co | 17 | Mitchell Dam | AL | Coosa | 7 | Conventional Hydroelectric | HY |  | S | X | X |  |  | 50 | 0.8 | 46.9 | 47.4 | 46 | N |  |  | OP | X | 4 | 1985 |  |  | N | Electric Utility | 1 | X | WAT | [11 empty] | 0 | 1H | [23 empty] | N
Vintage1961 | hydro | TRUE | 195 | Alabama Power Co | 18 | Lewis Smith Dam | AL | Walker | 1 | Conventional Hydroelectric | HY |  | S | X | X |  |  | 90.5 | 0.9 | 89 | 87.5 | 83 | N |  |  | OP | X | 9 | 1961 |  |  | N | Electric Utility | 1 | X | WAT | [11 empty] | 0 | 10M | [23 empty] | N
Vintage1962 | hydro | TRUE | 195 | Alabama Power Co | 18 | Lewis Smith Dam | AL | Walker | 2 | Conventional Hydroelectric | HY |  | S | X | X |  |  | 90.5 | 0.9 | 89 | 87.5 | 83 | N |  |  | OP | X | 7 | 1962 |  |  | N | Electric Utility | 1 | X | WAT | [11 empty] | 0 | 10M | [23 empty] | N
Vintage1931 | hydro | TRUE | 195 | Alabama Power Co | 19 | Thurlow Dam | AL | Elmore | 1 | Conventional Hydroelectric | HY |  | S | X | X |  |  | 40.5 | 0.95 | 36.2 | 35.3 | 32 | N |  |  | OP | X | 1 | 1931 |  |  | N | Electric Utility | 1 | X | WAT | [11 empty] | 0 | 1H | [23 empty] | N
Vintage1931 | hydro | TRUE | 195 | Alabama Power Co | 19 | Thurlow Dam | AL | Elmore | 2 | Conventional Hydroelectric | HY |  | S | X | X |  |  | 40.5 | 0.95 | 36.2 | 35.3 | 32 | N |  |  | OP | X | 1 | 1931 |  |  | N | Electric Utility | 1 | X | WAT | [11 empty] | 0 | 1H | [23 empty] | N
Vintage1931 | hydro | TRUE | 195 | Alabama Power Co | 19 | Thurlow Dam | AL | Elmore | 3 | Conventional Hydroelectric | HY |  | S | X | X |  |  | 10 | 0.8 | 7.5 | 7.3 | 7 | N |  |  | OP | X | 1 | 1931 |  |  | N | Electric Utility | 1 | X | WAT | [11 empty] | 0 | 1H | [23 empty] | N
Vintage1962 | hydro | TRUE | 195 | Alabama Power Co | 20 | Weiss Dam | AL | Cherokee | 1 | Conventional Hydroelectric | HY |  | S | X | X |  |  | 29.2 | 0.9 | 27 | 24.3 | 22.3 | N |  |  | OP | X | 7 | 1962 |  |  | N | Electric Utility | 1 | X | WAT | [11 empty] | 0 | 1H | [23 empty] | N
Vintage1961 | hydro | TRUE | 195 | Alabama Power Co | 20 | Weiss Dam | AL | Cherokee | 2 | Conventional Hydroelectric | HY |  | S | X | X |  |  | 29.2 | 0.9 | 27 | 24.3 | 22.3 | N |  |  | OP | X | 6 | 1961 |  |  | N | Electric Utility | 1 | X | WAT | [11 empty] | 0 | 1H | [23 empty] | N
Vintage1961 | hydro | TRUE | 195 | Alabama Power Co | 20 | Weiss Dam | AL | Cherokee | 3 | Conventional Hydroelectric | HY |  | S | X | X |  |  | 29.2 | 0.9 | 27 | 24.3 | 22.3 | N |  |  | OP | X | 6 | 1961 |  |  | N | Electric Utility | 1 | X | WAT | [11 empty] | 0 | 1H | [23 empty] | N
Vintage1928 | hydro | TRUE | 195 | Alabama Power Co | 21 | Yates Dam | AL | Elmore | 1 | Conventional Hydroelectric | HY |  | S | X | X |  |  | 25.5 | 0.901 | 22 | 22.5 | 21 | N |  |  | OP | X | 7 | 1928 |  |  | N | Electric Utility | 1 | X | WAT | [11 empty] | 0 | 1H | [23 empty] | N
Vintage1928 | hydro | TRUE | 195 | Alabama Power Co | 21 | Yates Dam | AL | Elmore | 2 | Conventional Hydroelectric | HY |  | S | X | X |  |  | 25 | 0.901 | 22 | 22.5 | 21 | N |  |  | OP | X | 7 | 1928 |  |  | N | Electric Utility | 1 | X | WAT | [11 empty] | 0 | 1H | [23 empty] | N
Vintage1960 | natural gas steam turbine | TRUE | 195 | Alabama Power Co | 26 | E C Gaston | AL | Shelby | 1 | Natural Gas Steam Turbine | ST |  | J | X | X |  |  | 272 | 0.85 | 254 | 254 | 70 | N |  |  | OP | X | 5 | 1960 |  |  | N | Electric Utility | 1 | X | NG | BIT |  |  |  |  | NG |  |  |  | N |  |  | OVER |  | Y |  |  | Y | [18 empty] | Y | N | N
Vintage1960 | natural gas steam turbine | TRUE | 195 | Alabama Power Co | 26 | E C Gaston | AL | Shelby | 2 | Natural Gas Steam Turbine | ST |  | J | X | X |  |  | 272 | 0.85 | 256 | 256 | 70 | N |  |  | OP | X | 7 | 1960 |  |  | N | Electric Utility | 1 | X | NG | BIT |  |  |  |  | NG |  |  |  | N |  |  | OVER |  | Y |  |  | Y | [18 empty] | Y | N | N
Vintage1961 | natural gas steam turbine | TRUE | 195 | Alabama Power Co | 26 | E C Gaston | AL | Shelby | 3 | Natural Gas Steam Turbine | ST |  | J | X | X |  |  | 272 | 0.85 | 254 | 254 | 70 | N |  |  | OP | X | 6 | 1961 |  |  | N | Electric Utility | 1 | X | NG | BIT |  |  |  |  | NG |  |  |  | N |  |  | OVER |  | Y |  |  | Y | [18 empty] | Y | N | N
Vintage1974 | hard coal | TRUE | 195 | Alabama Power Co | 26 | E C Gaston | AL | Shelby | 5 | Conventional Steam Coal | ST |  | S | X | X |  |  | 952 | 0.85 | 832 | 832 | 700 | N |  |  | OP | X | 8 | 1974 |  |  | N | Electric Utility | 1 | X | BIT | NG |  |  |  |  | NG |  |  |  | N |  |  | OVER |  | Y |  |  |  | Y | [17 empty] | N
Vintage1970 | petroleum | TRUE | 195 | Alabama Power Co | 26 | E C Gaston | AL | Shelby | GT4 | Petroleum Liquids | GT |  | J | X | X |  |  | 21.2 | 0.85 | 16 | 20 | 16 | N |  |  | OP | X | 6 | 1970 |  |  | N | Electric Utility | 1 | X | DFO | [12 empty] | 1H | [23 empty] | N
Vintage1962 | natural gas steam turbine | TRUE | 195 | Alabama Power Co | 26 | E C Gaston | AL | Shelby | ST4 | Natural Gas Steam Turbine | ST |  | J | X | X |  |  | 244.8 | 0.85 | 256 | 256 | 70 | N |  |  | OP | X | 6 | 1962 |  |  | N | Electric Utility | 1 | X | NG | BIT |  |  |  |  | NG |  |  |  | N |  |  | OVER |  | Y |  |  | Y | [18 empty] | N
Vintage2001 | petroleum | TRUE | 29305 | City of Madelia - (MN) | 30 | Madelia | MN | Watonwan | 1 | Petroleum Liquids | IC |  | S | X | X |  |  | 3.1 | 0.8 | 3.1 | 3.1 | 1.6 | N |  |  | OP | X | 5 | 2001 |  |  | N | Electric Utility | 1 | X | DFO | NG | [8 empty] | N | N |  | 1H | [23 empty] | Y | N | Y
Vintage1965 | petroleum | TRUE | 29305 | City of Madelia - (MN) | 30 | Madelia | MN | Watonwan | 2 | Petroleum Liquids | IC |  | S | X | X |  |  | 2 | 0.8 | 1.8 | 2 | 1 | N |  |  | OP | X | 6 | 1965 |  |  | N | Electric Utility | 1 | X | DFO | NG | [8 empty] | N | N |  | 1H | [23 empty] | Y | N | Y
Vintage1959 | petroleum | TRUE | 29305 | City of Madelia - (MN) | 30 | Madelia | MN | Watonwan | 3 | Petroleum Liquids | IC |  | S | X | X |  |  | 1.1 | 0.8 | 0.9 | 1 | 0.6 | N |  |  | OP | X | 1 | 1959 |  |  | N | Electric Utility | 1 | X | DFO | NG | [8 empty] | N | N |  | 1H | [20 empty] | N |  |  | Y | N | Y
Vintage1973 | petroleum | TRUE | 29305 | City of Madelia - (MN) | 30 | Madelia | MN | Watonwan | 4 | Petroleum Liquids | IC |  | S | X | X |  |  | 4.3 | 0.8 | 3.7 | 4 | 1.7 | N |  |  | OP | X | 6 | 1973 |  |  | N | Electric Utility | 1 | X | DFO | NG | [8 empty] | N | N |  | 1H | [20 empty] | N |  |  | Y | N | Y
Vintage1954 | petroleum | TRUE | 29305 | City of Madelia - (MN) | 30 | Madelia | MN | Watonwan | 5 | Petroleum Liquids | IC |  | S | X | X |  |  | 1.3 | 0.8 | 1.1 | 1.2 | 0.7 | N |  |  | OP | X | 3 | 1954 |  |  | N | Electric Utility | 1 | X | DFO | NG | [8 empty] | N | N |  | 1H | [20 empty] | N |  |  | Y | N | Y
Vintage1980 | hydro | TRUE | 13402 | Nevada Irrigation District | 34 | Rollins | CA | Placer | 1P | Conventional Hydroelectric | HY |  | S | X | X |  |  | 12.1 | 0.99 | 12.1 | 12.1 | 0.5 | N |  |  | OP | X | 8 | 1980 |  |  | N | IPP Non-CHP | 2 | X | WAT | [9 empty] | N | N | 0 | 12H | [23 empty] | N
Vintage1970 | hydro | TRUE | 27813 | USCE-Mobile District | 38 | Millers Ferry | AL | Wilcox | 1 | Conventional Hydroelectric | HY |  | S | X | X |  |  | 33.7 | 0.95 | 30 | 30 | 24 | N |  |  | OP | X | 4 | 1970 |  |  | N | Electric Utility | 1 | X | WAT | [9 empty] | N |  | 0 | 10M
Vintage1970 | hydro | TRUE | 27813 | USCE-Mobile District | 38 | Millers Ferry | AL | Wilcox | 2 | Conventional Hydroelectric | HY |  | S | X | X |  |  | 33.7 | 0.95 | 30 | 30 | 24 | N |  |  | OP | X | 4 | 1970 |  |  | N | Electric Utility | 1 | X | WAT | [9 empty] | N |  | 0 | 10M
Vintage1970 | hydro | TRUE | 27813 | USCE-Mobile District | 38 | Millers Ferry | AL | Wilcox | 3 | Conventional Hydroelectric | HY |  | S | X | X |  |  | 33.7 | 0.95 | 30 | 30 | 24 | N |  |  | OP | X | 5 | 1970 |  |  | N | Electric Utility | 1 | X | WAT | [9 empty] | N |  | 0 | 10M
Vintage1974 | nuclear | TRUE | 18642 | Tennessee Valley Authority | 46 | Browns Ferry | AL | Limestone | 1 | Nuclear | ST |  | S | X | X |  |  | 1263.5 | 0.95 | 1227.4 | 1254.8 | 1227.4 | N |  |  | OP | X | 8 | 1974 |  |  | N | Electric Utility | 1 | X | NUC | [9 empty] | N |  |  | OVER | [23 empty] | N
Vintage1975 | nuclear | TRUE | 18642 | Tennessee Valley Authority | 46 | Browns Ferry | AL | Limestone | 2 | Nuclear | ST |  | S | X | X |  |  | 1152 | 0.9 | 1207.7 | 1242 | 1103.7 | N |  |  | OP | X | 3 | 1975 |  |  | N | Electric Utility | 1 | X | NUC | [9 empty] | N |  |  | OVER | [23 empty] | N
Vintage1977 | nuclear | TRUE | 18642 | Tennessee Valley Authority | 46 | Browns Ferry | AL | Limestone | 3 | Nuclear | ST |  | S | X | X |  |  | 1152 | 0.9 | 1226.6 | 1259 | 1226.6 | N |  |  | OP | X | 3 | 1977 |  |  | N | Electric Utility | 1 | X | NUC | [9 empty] | N |  |  | OVER | [23 empty] | N
Vintage1972 | natural gas peaker | TRUE | 18642 | Tennessee Valley Authority | 47 | Colbert | AL | Colbert | GT1 | Natural Gas Fired Combustion Turbine | GT |  | S | X | X |  |  | 59.5 | 0.9 | 45.4 | 60.8 | 10 | N |  |  | OP | X | 9 | 1972 |  |  | N | Electric Utility | 1 | X | NG | DFO | [8 empty] | N |  |  | 10M | [23 empty] | Y | N | Y
Vintage1972 | natural gas peaker | TRUE | 18642 | Tennessee Valley Authority | 47 | Colbert | AL | Colbert | GT2 | Natural Gas Fired Combustion Turbine | GT |  | S | X | X |  |  | 59.5 | 0.9 | 45.4 | 60.8 | 10 | N |  |  | OP | X | 9 | 1972 |  |  | N | Electric Utility | 1 | X | NG | DFO | [8 empty] | N |  |  | 10M | [23 empty] | Y | N | Y
Vintage1972 | natural gas peaker | TRUE | 18642 | Tennessee Valley Authority | 47 | Colbert | AL | Colbert | GT3 | Natural Gas Fired Combustion Turbine | GT |  | S | X | X |  |  | 59.5 | 0.9 | 45.4 | 60.8 | 10 | N |  |  | OP | X | 9 | 1972 |  |  | N | Electric Utility | 1 | X | NG | DFO | [8 empty] | N |  |  | 10M | [23 empty] | Y | N | Y
Vintage1972 | natural gas peaker | TRUE | 18642 | Tennessee Valley Authority | 47 | Colbert | AL | Colbert | GT4 | Natural Gas Fired Combustion Turbine | GT |  | S | X | X |  |  | 59.5 | 0.9 | 45.4 | 60.8 | 10 | N |  |  | OP | X | 9 | 1972 |  |  | N | Electric Utility | 1 | X | NG | DFO | [8 empty] | N |  |  | 10M | [23 empty] | Y | N | Y
Vintage1972 | natural gas peaker | TRUE | 18642 | Tennessee Valley Authority | 47 | Colbert | AL | Colbert | GT5 | Natural Gas Fired Combustion Turbine | GT |  | S | X | X |  |  | 59.5 | 0.9 | 45.4 | 60.8 | 10 | N |  |  | OP | X | 9 | 1972 |  |  | N | Electric Utility | 1 | X | NG | DFO | [8 empty] | N |  |  | 10M | [23 empty] | Y | N | Y
Vintage1972 | natural gas peaker | TRUE | 18642 | Tennessee Valley Authority | 47 | Colbert | AL | Colbert | GT6 | Natural Gas Fired Combustion Turbine | GT |  | S | X | X |  |  | 59.5 | 0.9 | 45.4 | 60.8 | 10 | N |  |  | OP | X | 9 | 1972 |  |  | N | Electric Utility | 1 | X | NG | DFO | [8 empty] | N |  |  | 10M | [23 empty] | Y | N | Y
Vintage1972 | natural gas peaker | TRUE | 18642 | Tennessee Valley Authority | 47 | Colbert | AL | Colbert | GT7 | Natural Gas Fired Combustion Turbine | GT |  | S | X | X |  |  | 59.5 | 0.9 | 45.4 | 60.8 | 10 | N |  |  | OP | X | 9 | 1972 |  |  | N | Electric Utility | 1 | X | NG | DFO | [8 empty] | N |  |  | 10M | [23 empty] | Y | N | Y
Vintage1972 | natural gas peaker | TRUE | 18642 | Tennessee Valley Authority | 47 | Colbert | AL | Colbert | GT8 | Natural Gas Fired Combustion Turbine | GT |  | S | X | X |  |  | 59.5 | 0.9 | 45.4 | 60.8 | 10 | N |  |  | OP | X | 9 | 1972 |  |  | N | Electric Utility | 1 | X | NG | DFO | [8 empty] | N |  |  | 10M | [23 empty] | Y | N | Y
Vintage1939 | hydro | TRUE | 18642 | Tennessee Valley Authority | 48 | Guntersville | AL | Marshall | 1 | Conventional Hydroelectric | HY |  | S | X | X |  |  | 28.8 | 0.9 | 31 | 31.4 | 9.7 | N |  |  | OP | X | 8 | 1939 |  |  | N | Electric Utility | 1 | X | WAT | [9 empty] | N | N | 0 | 1H | [23 empty] | N
Vintage1939 | hydro | TRUE | 18642 | Tennessee Valley Authority | 48 | Guntersville | AL | Marshall | 2 | Conventional Hydroelectric | HY |  | S | X | X |  |  | 28.8 | 0.9 | 30.6 | 31.1 | 12.9 | N |  |  | OP | X | 10 | 1939 |  |  | N | Electric Utility | 1 | X | WAT | [9 empty] | N | N | 0 | 1H | [23 empty] | N
Vintage1939 | hydro | TRUE | 18642 | Tennessee Valley Authority | 48 | Guntersville | AL | Marshall | 3 | Conventional Hydroelectric | HY |  | S | X | X |  |  | 28.8 | 0.9 | 29.8 | 30.3 | 9.7 | N |  |  | OP | X | 12 | 1939 |  |  | N | Electric Utility | 1 | X | WAT | [9 empty] | N | N | 0 | 1H | [23 empty] | N
Vintage1952 | hydro | TRUE | 18642 | Tennessee Valley Authority | 48 | Guntersville | AL | Marshall | 4 | Conventional Hydroelectric | HY |  | S | X | X |  |  | 28.8 | 0.9 | 31.3 | 31.7 | 14.6 | N |  |  | OP | X | 3 | 1952 |  |  | N | Electric Utility | 1 | X | WAT | [9 empty] | N | N | 0 | 1H | [23 empty] | N
Vintage1936 | hydro | TRUE | 18642 | Tennessee Valley Authority | 49 | Wheeler Dam | AL | Lawrence | 1 | Conventional Hydroelectric | HY |  | S | X | X |  |  | 35.1 | 0.9 | 34.1 | 35.6 | 23.5 | N |  |  | OP | X | 11 | 1936 |  |  | N | Electric Utility | 1 | X | WAT | [9 empty] | N | N | 0 | 1H
Vintage1963 | hydro | TRUE | 18642 | Tennessee Valley Authority | 49 | Wheeler Dam | AL | Lawrence | 10 | Conventional Hydroelectric | HY |  | S | X | X |  |  | 36 | 0.9 | 41.9 | 38.3 | 27.2 | N |  |  | OP | X | 6 | 1963 |  |  | N | Electric Utility | 1 | X | WAT | [9 empty] | N | N | 0 | 1H
Vintage1963 | hydro | TRUE | 18642 | Tennessee Valley Authority | 49 | Wheeler Dam | AL | Lawrence | 11 | Conventional Hydroelectric | HY |  | S | X | X |  |  | 43.6 | 0.9 | 41.9 | 38.2 | 27.9 | N |  |  | OP | X | 12 | 1963 |  |  | N | Electric Utility | 1 | X | WAT | [9 empty] | N | N | 0 | 1H
Vintage1937 | hydro | TRUE | 18642 | Tennessee Valley Authority | 49 | Wheeler Dam | AL | Lawrence | 2 | Conventional Hydroelectric | HY |  | S | X | X |  |  | 35.1 | 0.9 | 33.2 | 30.1 | 27.6 | N |  |  | OP | X | 4 | 1937 |  |  | N | Electric Utility | 1 | X | WAT | [9 empty] | N | N | 0 | 1H | [23 empty] | N
Vintage1941 | hydro | TRUE | 18642 | Tennessee Valley Authority | 49 | Wheeler Dam | AL | Lawrence | 3 | Conventional Hydroelectric | HY |  | S | X | X |  |  | 35.1 | 0.9 | 33.6 | 30.4 | 23 | N |  |  | OP | X | 1 | 1941 |  |  | N | Electric Utility | 1 | X | WAT | [9 empty] | N | N | 0 | 1H | [23 empty] | N
Vintage1941 | hydro | TRUE | 18642 | Tennessee Valley Authority | 49 | Wheeler Dam | AL | Lawrence | 4 | Conventional Hydroelectric | HY |  | S | X | X |  |  | 35.1 | 0.9 | 33.4 | 30.2 | 25.4 | N |  |  | OP | X | 3 | 1941 |  |  | N | Electric Utility | 1 | X | WAT | [9 empty] | N | N | 0 | 1H | [23 empty] | N
Vintage1948 | hydro | TRUE | 18642 | Tennessee Valley Authority | 49 | Wheeler Dam | AL | Lawrence | 5 | Conventional Hydroelectric | HY |  | S | X | X |  |  | 35.1 | 0.9 | 34.7 | 31.4 | 23.3 | N |  |  | OP | X | 10 | 1948 |  |  | N | Electric Utility | 1 | X | WAT | [9 empty] | N | N | 0 | 1H | [23 empty] | N
Vintage1949 | hydro | TRUE | 18642 | Tennessee Valley Authority | 49 | Wheeler Dam | AL | Lawrence | 6 | Conventional Hydroelectric | HY |  | S | X | X |  |  | 35.1 | 0.9 | 34.6 | 31.3 | 23.4 | N |  |  | OP | X | 2 | 1949 |  |  | N | Electric Utility | 1 | X | WAT | [9 empty] | N | N | 0 | 1H | [23 empty] | N
Vintage1949 | hydro | TRUE | 18642 | Tennessee Valley Authority | 49 | Wheeler Dam | AL | Lawrence | 7 | Conventional Hydroelectric | HY |  | S | X | X |  |  | 35.1 | 0.9 | 34.4 | 31.1 | 25 | N |  |  | OP | X | 12 | 1949 |  |  | N | Electric Utility | 1 | X | WAT | [9 empty] | N | N | 0 | 1H | [23 empty] | N
Vintage1950 | hydro | TRUE | 18642 | Tennessee Valley Authority | 49 | Wheeler Dam | AL | Lawrence | 8 | Conventional Hydroelectric | HY |  | S | X | X |  |  | 35.1 | 0.9 | 34.5 | 31.2 | 23.4 | N |  |  | OP | X | 3 | 1950 |  |  | N | Electric Utility | 1 | X | WAT | [9 empty] | N | N | 0 | 1H | [23 empty] | N
Vintage1962 | hydro | TRUE | 18642 | Tennessee Valley Authority | 49 | Wheeler Dam | AL | Lawrence | 9 | Conventional Hydroelectric | HY |  | S | X | X |  |  | 43.6 | 0.9 | 41.9 | 38.2 | 28 | N |  |  | OP | X | 12 | 1962 |  |  | N | Electric Utility | 1 | X | WAT | [9 empty] | N | N | 0 | 1H | [23 empty] | N
Vintage1926 | hydro | TRUE | 189 | PowerSouth Energy Cooperative | 53 | Gantt | AL | Covington | 3 | Conventional Hydroelectric | HY |  | S | X | X |  |  | 1.2 | 0.8 | 1 | 1 | 0.1 | N |  |  | OP | X | 1 | 1926 |  |  | N | Electric Utility | 1 | X | WAT | [9 empty] | N | N | 0 | 10M | [23 empty] | N
Vintage1985 | hydro | TRUE | 189 | PowerSouth Energy Cooperative | 53 | Gantt | AL | Covington | 4 | Conventional Hydroelectric | HY |  | S | X | X |  |  | 1.8 | 0.8 | 1.8 | 1.8 | 0.1 | N |  |  | OP | X | 2 | 1985 |  |  | N | Electric Utility | 1 | X | WAT | [9 empty] | N | N | 0 | 10M | [23 empty] | N
Vintage1999 | natural gas peaker | TRUE | 5580 | East Kentucky Power Coop, Inc | 54 | J K Smith | KY | Clark | GT1 | Natural Gas Fired Combustion Turbine | GT |  | S | X | X | 1123180710 | 88122101 | 149 | 0.9 | 104 | 142 | 70 | N |  |  | OP | X | 3 | 1999 |  |  | N | Electric Utility | 1 | X | NG | DFO | [8 empty] | N | N |  | 1H | [23 empty] | Y | Y | Y
Vintage2010 | natural gas peaker | TRUE | 5580 | East Kentucky Power Coop, Inc | 54 | J K Smith | KY | Clark | GT10 | Natural Gas Fired Combustion Turbine | GT |  | S | X | X | 1123180711 | 8122110 | 98 | 0.85 | 74 | 103 | 33 | N |  |  | OP | X | 5 | 2010 |  |  | N | Electric Utility | 1 | X | NG | [9 empty] | N | N |  | 1H | [23 empty] | N | N | N
Vintage1999 | natural gas peaker | TRUE | 5580 | East Kentucky Power Coop, Inc | 54 | J K Smith | KY | Clark | GT2 | Natural Gas Fired Combustion Turbine | GT |  | S | X | X | 1123180712 | 88122102 | 149 | 0.9 | 104 | 142 | 70 | N |  |  | OP | X | 1 | 1999 |  |  | N | Electric Utility | 1 | X | NG | DFO | [8 empty] | N | N |  | 1H | [23 empty] | Y | Y | Y
Vintage1999 | natural gas peaker | TRUE | 5580 | East Kentucky Power Coop, Inc | 54 | J K Smith | KY | Clark | GT3 | Natural Gas Fired Combustion Turbine | GT |  | S | X | X | 1123180713 | 88122103 | 149 | 0.9 | 104 | 142 | 70 | N |  |  | OP | X | 4 | 1999 |  |  | N | Electric Utility | 1 | X | NG | DFO | [8 empty] | N | N |  | 1H | [23 empty] | Y | Y | Y
Vintage2001 | natural gas peaker | TRUE | 5580 | East Kentucky Power Coop, Inc | 54 | J K Smith | KY | Clark | GT4 | Natural Gas Fired Combustion Turbine | GT |  | S | X | X | 1123180714 | 88122104 | 108 | 0.9 | 73 | 93 | 54 | N |  |  | OP | X | 11 | 2001 |  |  | N | Electric Utility | 1 | X | NG | DFO | [8 empty] | N | N |  | 1H | [23 empty] | Y | Y | Y
Vintage2001 | natural gas peaker | TRUE | 5580 | East Kentucky Power Coop, Inc | 54 | J K Smith | KY | Clark | GT5 | Natural Gas Fired Combustion Turbine | GT |  | S | X | X | 1123180715 | 88122105 | 108 | 0.9 | 73 | 88 | 54 | N |  |  | OP | X | 11 | 2001 |  |  | N | Electric Utility | 1 | X | NG | DFO | [8 empty] | N | N |  | 1H | [23 empty] | Y | Y | Y
Vintage2005 | natural gas peaker | TRUE | 5580 | East Kentucky Power Coop, Inc | 54 | J K Smith | KY | Clark | GT6 | Natural Gas Fired Combustion Turbine | GT |  | S | X | X | 1123180716 | 88122106 | 98 | 0.9 | 73 | 88 | 54 | N |  |  | OP | X | 1 | 2005 |  |  | N | Electric Utility | 1 | X | NG | DFO | [8 empty] | N | N |  | 1H | [23 empty] | Y | Y | Y
Vintage2005 | natural gas peaker | TRUE | 5580 | East Kentucky Power Coop, Inc | 54 | J K Smith | KY | Clark | GT7 | Natural Gas Fired Combustion Turbine | GT |  | S | X | X | 1123180717 | 88122107 | 98 | 0.9 | 73 | 88 | 54 | N |  |  | OP | X | 1 | 2005 |  |  | N | Electric Utility | 1 | X | NG | DFO | [8 empty] | N | N |  | 1H | [23 empty] | Y | Y | Y
Vintage2010 | natural gas peaker | TRUE | 5580 | East Kentucky Power Coop, Inc | 54 | J K Smith | KY | Clark | GT9 | Natural Gas Fired Combustion Turbine | GT |  | S | X | X | 1123180718 | 88122109 | 98 | 0.85 | 75 | 103 | 33 | N |  |  | OP | X | 5 | 2010 |  |  | N | Electric Utility | 1 | X | NG | [9 empty] | N | N |  | 1H | [23 empty] | N | N | N
Vintage1925 | hydro | TRUE | 189 | PowerSouth Energy Cooperative | 55 | Point A | AL | Covington | 1 | Conventional Hydroelectric | HY |  | S | X | X |  |  | 1.6 | 0.8 | 1.8 | 1.8 | 0.1 | N |  |  | OP | X | 1 | 1925 |  |  | N | Electric Utility | 1 | X | WAT | [9 empty] | N | N | 0 | 10M | [23 empty] | N
Vintage1925 | hydro | TRUE | 189 | PowerSouth Energy Cooperative | 55 | Point A | AL | Covington | 2 | Conventional Hydroelectric | HY |  | S | X | X |  |  | 1.6 | 0.8 | 1.8 | 1.8 | 0.1 | N |  |  | OP | X | 1 | 1925 |  |  | N | Electric Utility | 1 | X | WAT | [9 empty] | N | N | 0 | 10M | [23 empty] | N
Vintage1949 | hydro | TRUE | 189 | PowerSouth Energy Cooperative | 55 | Point A | AL | Covington | 3 | Conventional Hydroelectric | HY |  | S | X | X |  |  | 2 | 0.8 | 1.8 | 1.8 | 0.1 | N |  |  | OP | X | 1 | 1949 |  |  | N | Electric Utility | 1 | X | WAT | [9 empty] | N | N | 0 | 10M | [23 empty] | N
Vintage1982 | hard coal | TRUE | 40606 | City of Grand Island - (NE) | 59 | Platte | NE | Hall | 1 | Conventional Steam Coal | ST |  | S | X | X | NPPDGI_SUB-DUNGRIS_PGS1_RA | NPPDGI_SUB-DUNGRIS_PGS1_RA | 109.8 | 0.9 | 100 | 100 | 40 | N |  |  | OP | X | 12 | 1982 |  |  | N | Electric Utility | 1 | X | SUB | [5 empty] | DFO |  |  |  | N | N |  | OVER | N | Y |  |  | Y | [15 empty] | N |  |  | N | N | N
Vintage1981 | hard coal | TRUE | 8245 | City of Hastings - (NE) | 60 | Whelan Energy Center | NE | Adams | 1 | Conventional Steam Coal | ST |  | S | X | X |  |  | 76.3 | 0.9 | 77 | 77 | 38 | N |  |  | OP | X | 7 | 1981 |  |  | N | Electric Utility | 1 | X | RC | [5 empty] | DFO |  |  |  | N | N |  | 12H |  | Y |  |  | Y | [18 empty] | N | N | N
Vintage2011 | hard coal | TRUE | 8245 | City of Hastings - (NE) | 60 | Whelan Energy Center | NE | Adams | 2 | Conventional Steam Coal | ST |  | J | X | X |  |  | 248 | 0.85 | 232 | 232 | 125 | N |  |  | OP | X | 6 | 2011 |  |  | N | Electric Utility | 1 | X | SUB | RC |  |  |  |  | DFO |  |  |  | N | N |  | 12H |  | Y |  |  | Y | [18 empty] | N | N | N
Vintage1915 | hydro | TRUE | 213 | Alaska Electric Light & Power Co. | 62 | Annex Creek | AK | Juneau | 5 | Conventional Hydroelectric | HY |  | S | X | X |  |  | 1.8 | 0.8 | 1.8 | 1.8 | 0.1 | N |  |  | OP | X | 12 | 1915 |  |  | N | Electric Utility | 1 | X | WAT | [9 empty] | N | N |  | 10M | [23 empty] | N
Vintage1915 | hydro | TRUE | 213 | Alaska Electric Light & Power Co. | 62 | Annex Creek | AK | Juneau | 6 | Conventional Hydroelectric | HY |  | S | X | X |  |  | 2.2 | 0.8 | 1.8 | 1.8 | 0.1 | N |  |  | OP | X | 12 | 1915 |  |  | N | Electric Utility | 1 | X | WAT | [9 empty] | N | N |  | 10M | [23 empty] | N
Vintage1951 | hydro | TRUE | 213 | Alaska Electric Light & Power Co. | 63 | Gold Creek | AK | Juneau | 1 | Conventional Hydroelectric | HY |  | S | X | X |  |  | 0.8 | 0.8 | 0.8 | 0.8 | 0.1 | N |  |  | OP | X | 9 | 1951 |  |  | N | Electric Utility | 1 | X | WAT | [9 empty] | N |  |  | 1H | [23 empty] | N
Vintage1914 | hydro | TRUE | 213 | Alaska Electric Light & Power Co. | 63 | Gold Creek | AK | Juneau | 2 | Conventional Hydroelectric | HY |  | S | X | X |  |  | 0.4 | 0.8 | 0.4 | 0.4 | 0.1 | N |  |  | OP | X | 11 | 1914 |  |  | N | Electric Utility | 1 | X | WAT | [9 empty] | N |  |  | 1H | [23 empty] | N
Vintage1914 | hydro | TRUE | 213 | Alaska Electric Light & Power Co. | 63 | Gold Creek | AK | Juneau | 3 | Conventional Hydroelectric | HY |  | S | X | X |  |  | 0.4 | 0.8 | 0.4 | 0.4 | 0.1 | N |  |  | OP | X | 11 | 1914 |  |  | N | Electric Utility | 1 | X | WAT | [9 empty] | N |  |  | 1H | [23 empty] | N
Vintage1952 | petroleum | TRUE | 213 | Alaska Electric Light & Power Co. | 63 | Gold Creek | AK | Juneau | IC1 | Petroleum Liquids | IC |  | S | X | X |  |  | 1.2 | 0.8 | 1.2 | 1.2 | 0.3 | N |  |  | SB | Y | 6 | 1952 |  |  | N | Electric Utility | 1 | X | DFO | [9 empty] | N | N |  | 1H | [23 empty] | N | N | N
Vintage1954 | petroleum | TRUE | 213 | Alaska Electric Light & Power Co. | 63 | Gold Creek | AK | Juneau | IC2 | Petroleum Liquids | IC |  | S | X | X |  |  | 1.2 | 0.8 | 1.2 | 1.2 | 0.3 | N |  |  | SB | Y | 8 | 1954 |  |  | N | Electric Utility | 1 | X | DFO | [9 empty] | N | N |  | 1H | [23 empty] | N | N | N
Vintage1961 | petroleum | TRUE | 213 | Alaska Electric Light & Power Co. | 63 | Gold Creek | AK | Juneau | IC3 | Petroleum Liquids | IC |  | S | X | X |  |  | 1.1 | 0.8 | 1.1 | 1.1 | 0.3 | N |  |  | SB | Y | 8 | 1961 |  |  | N | Electric Utility | 1 | X | DFO | [9 empty] | N | N |  | 1H | [23 empty] | N | N | N
Vintage1963 | petroleum | TRUE | 213 | Alaska Electric Light & Power Co. | 63 | Gold Creek | AK | Juneau | IC4 | Petroleum Liquids | IC |  | S | X | X |  |  | 3.5 | 0.8 | 3.5 | 3.5 | 2 | N |  |  | SB | Y | 9 | 1963 |  |  | N | Electric Utility | 1 | X | DFO | [9 empty] | N | N |  | 1H | [23 empty] | N | N | N
Vintage1966 | petroleum | TRUE | 213 | Alaska Electric Light & Power Co. | 63 | Gold Creek | AK | Juneau | IC5 | Petroleum Liquids | IC |  | S | X | X |  |  | 1.1 | 0.8 | 1.1 | 1.1 | 0.3 | N |  |  | SB | Y | 10 | 1966 |  |  | N | Electric Utility | 1 | X | DFO | [9 empty] | N | N |  | 1H | [23 empty] | N | N | N
Vintage1969 | petroleum | TRUE | 213 | Alaska Electric Light & Power Co. | 64 | Lemon Creek | AK | Juneau | 1 | Petroleum Liquids | IC |  | S | X | X |  |  | 2.5 | 0.8 | 2.5 | 2.5 | 0.5 | N |  |  | SB | Y | 8 | 1969 |  |  | N | Electric Utility | 1 | X | DFO | [9 empty] | N | N |  | 10M | [23 empty] | N | N | N
Vintage1969 | petroleum | TRUE | 213 | Alaska Electric Light & Power Co. | 64 | Lemon Creek | AK | Juneau | 2 | Petroleum Liquids | IC |  | S | X | X |  |  | 2.6 | 0.8 | 2.5 | 2.5 | 0.5 | N |  |  | SB | Y | 9 | 1969 |  |  | N | Electric Utility | 1 | X | DFO | [9 empty] | N | N |  | 10M | [23 empty] | N |  | N
Vintage1974 | petroleum | TRUE | 213 | Alaska Electric Light & Power Co. | 64 | Lemon Creek | AK | Juneau | 3 | Petroleum Liquids | IC |  | S | X | X |  |  | 2.6 | 0.8 | 2.5 | 2.5 | 0.5 | N |  |  | SB | Y | 9 | 1974 |  |  | N | Electric Utility | 1 | X | DFO | [9 empty] | N | N |  | 10M | [23 empty] | N | N | N
Vintage1980 | petroleum | TRUE | 213 | Alaska Electric Light & Power Co. | 64 | Lemon Creek | AK | Juneau | 5 | Petroleum Liquids | GT |  | S | X | X |  |  | 18.6 | 0.85 | 17.5 | 17.5 | 4 | N |  |  | SB | Y | 9 | 1980 |  |  | N | Electric Utility | 1 | X | DFO | [9 empty] | N |  |  | 1H | [23 empty] | N | N | N
Vintage1983 | petroleum | TRUE | 213 | Alaska Electric Light & Power Co. | 64 | Lemon Creek | AK | Juneau | 6 | Petroleum Liquids | GT |  | S | X | X |  |  | 18.6 | 0.85 | 17.5 | 17.5 | 4 | N |  |  | SB | Y | 8 | 1983 |  |  | N | Electric Utility | 1 | X | DFO | [9 empty] | N |  |  | 1H | [23 empty] | N | N | N
Vintage1983 | petroleum | TRUE | 213 | Alaska Electric Light & Power Co. | 64 | Lemon Creek | AK | Juneau | 7 | Petroleum Liquids | IC |  | S | X | X |  |  | 2.8 | 0.8 | 2.5 | 2.5 | 0.5 | N |  |  | SB | Y | 8 | 1983 |  |  | N | Electric Utility | 1 | X | DFO | [9 empty] | N | N |  | 10M | [23 empty] | N | N | N
Vintage1984 | petroleum | TRUE | 213 | Alaska Electric Light & Power Co. | 64 | Lemon Creek | AK | Juneau | IC10 | Petroleum Liquids | IC |  | S | X | X |  |  | 2.8 | 0.8 | 2.5 | 2.5 | 0.5 | N |  |  | SB | Y | 9 | 1984 |  |  | N | Electric Utility | 1 | X | DFO | [9 empty] | N | N |  | 10M | [23 empty] | N | N | N
Vintage1984 | petroleum | TRUE | 213 | Alaska Electric Light & Power Co. | 64 | Lemon Creek | AK | Juneau | IC11 | Petroleum Liquids | IC |  | S | X | X |  |  | 2.8 | 0.8 | 2.5 | 2.5 | 0.5 | N |  |  | SB | Y | 9 | 1984 |  |  | N | Electric Utility | 1 | X | DFO | [9 empty] | N | N |  | 10M | [23 empty] | N | N | N
Vintage1984 | petroleum | TRUE | 213 | Alaska Electric Light & Power Co. | 64 | Lemon Creek | AK | Juneau | IC12 | Petroleum Liquids | IC |  | S | X | X |  |  | 2.8 | 0.8 | 2.5 | 2.5 | 0.5 | N |  |  | SB | Y | 9 | 1984 |  |  | N | Electric Utility | 1 | X | DFO | [9 empty] | N | N |  | 10M | [23 empty] | N | N | N
Vintage1985 | petroleum | TRUE | 213 | Alaska Electric Light & Power Co. | 64 | Lemon Creek | AK | Juneau | IC8 | Petroleum Liquids | IC |  | S | X | X |  |  | 2.8 | 0.8 | 2.5 | 2.5 | 0.5 | N |  |  | SB | Y | 8 | 1985 |  |  | N | Electric Utility | 1 | X | DFO | [9 empty] | N | N |  | 10M | [23 empty] | N | N | N
Vintage1985 | petroleum | TRUE | 213 | Alaska Electric Light & Power Co. | 64 | Lemon Creek | AK | Juneau | IC9 | Petroleum Liquids | IC |  | S | X | X |  |  | 2.8 | 0.8 | 2.5 | 2.5 | 0.5 | N |  |  | SB | Y | 8 | 1985 |  |  | N | Electric Utility | 1 | X | DFO | [9 empty] | N | N |  | 10M | [23 empty] | N | N | N
Vintage1984 | hydro | TRUE | 213 | Alaska Electric Light & Power Co. | 65 | Salmon Creek 1 | AK | Juneau | HY7 | Conventional Hydroelectric | HY |  | S | X | X |  |  | 8.5 | 0.8 | 5.2 | 5.2 | 0.5 | N |  |  | OP | X | 12 | 1984 |  |  | N | Electric Utility | 1 | X | WAT | [9 empty] | N |  |  | 10M | [23 empty] | N
Vintage1957 | hydro | TRUE | 219 | Alaska Power and Telephone Co | 66 | Skagway | AK | Skagway Hoonah Angoon | 1 | Conventional Hydroelectric | HY |  | S | X | X |  |  | 0.4 | 0.8 | 0.4 | 0.4 | 0 | N |  |  | OP | X | 7 | 1957 |  |  | N | Electric Utility | 1 | X | WAT | [9 empty] | N | N |  | 1H | [23 empty] | N
Vintage1909 | hydro | TRUE | 219 | Alaska Power and Telephone Co | 66 | Skagway | AK | Skagway Hoonah Angoon | 2 | Conventional Hydroelectric | HY |  | S | X | X |  |  | 0.1 | 0.8 | 0.1 | 0.1 | 0 | N |  |  | OP | X | 7 | 1909 |  |  | N | Electric Utility | 1 | X | WAT | [9 empty] | N | N |  | 1H | [23 empty] | N
Vintage1981 | hydro | TRUE | 219 | Alaska Power and Telephone Co | 66 | Skagway | AK | Skagway Hoonah Angoon | 3 | Conventional Hydroelectric | HY |  | S | X | X |  |  | 0.3 | 0.8 | 0.3 | 0.3 | 0 | N |  |  | OP | X | 7 | 1981 |  |  | N | Electric Utility | 1 | X | WAT | [9 empty] | N | N |  | 1H | [23 empty] | N
Vintage1987 | hydro | TRUE | 219 | Alaska Power and Telephone Co | 66 | Skagway | AK | Skagway Hoonah Angoon | 4 | Conventional Hydroelectric | HY |  | S | X | X |  |  | 0.2 | 0.8 | 0.2 | 0.2 | 0 | N |  |  | OP | X | 7 | 1987 |  |  | N | Electric Utility | 1 | X | WAT | [9 empty] | N | N |  | 1H | [23 empty] | N
Vintage1986 | petroleum | TRUE | 219 | Alaska Power and Telephone Co | 66 | Skagway | AK | Skagway Hoonah Angoon | 6A | Petroleum Liquids | IC |  | S | X | X |  |  | 0.8 | 0.8 | 0.8 | 0.8 | 0.3 | N |  |  | OP | X | 4 | 1986 |  |  | N | Electric Utility | 1 | X | DFO | [9 empty] | N | N |  | 10M | [23 empty] | N
Vintage1996 | petroleum | TRUE | 219 | Alaska Power and Telephone Co | 66 | Skagway | AK | Skagway Hoonah Angoon | 7A | Petroleum Liquids | IC |  | S | X | X |  |  | 1.1 | 0.8 | 1.1 | 1.1 | 0.5 | N |  |  | OP | X | 5 | 1996 |  |  | N | Electric Utility | 1 | X | DFO | [9 empty] | N | N |  | 10M | [23 empty] | N
Vintage1991 | petroleum | TRUE | 219 | Alaska Power and Telephone Co | 66 | Skagway | AK | Skagway Hoonah Angoon | 8A | Petroleum Liquids | IC |  | S | X | X |  |  | 0.5 | 0.8 | 0.5 | 0.5 | 0.2 | N |  |  | OP | X | 9 | 1991 |  |  | N | Electric Utility | 1 | X | DFO | [9 empty] | N | N |  | 10M | [23 empty] | N
Vintage2009 | petroleum | TRUE | 219 | Alaska Power and Telephone Co | 66 | Skagway | AK | Skagway Hoonah Angoon | 9 | Petroleum Liquids | IC |  | S | X | X |  |  | 1 | 0.8 | 1 | 1 | 0.4 | N |  |  | OP | X | 4 | 2009 |  |  | N | Electric Utility | 1 | X | DFO | [9 empty] | N | N |  | 10M | [23 empty] | N
Vintage1991 | petroleum | TRUE | 219 | Alaska Power and Telephone Co | 69 | Haines | AK | Haines | 10 | Petroleum Liquids | IC |  | S | X | X |  |  | 1.2 | 0.8 | 1.2 | 1.2 | 0.5 | N |  |  | OP | X | 5 | 1991 |  |  | N | Electric Utility | 1 | X | DFO | [9 empty] | N | N |  | 10M | [23 empty] | N
Vintage2006 | petroleum | TRUE | 219 | Alaska Power and Telephone Co | 69 | Haines | AK | Haines | 11 | Petroleum Liquids | IC |  | S | X | X |  |  | 1.9 | 0.8 | 1.9 | 1.9 | 0.7 | N |  |  | OP | X | 1 | 2006 |  |  | N | Electric Utility | 1 | X | DFO | [9 empty] | N | N |  | 10M | [23 empty] | N
Vintage2021 | petroleum | TRUE | 219 | Alaska Power and Telephone Co | 69 | Haines | AK | Haines | 12 | Petroleum Liquids | IC |  | S | X | X |  |  | 1.5 | 0.8 | 1.5 | 1.5 | 0.6 | N |  |  | OP | X | 1 | 2021 |  |  | N | Electric Utility | 1 | X | DFO | [10 empty] | N |  | 10M | [23 empty] | N
Vintage1968 | petroleum | TRUE | 219 | Alaska Power and Telephone Co | 69 | Haines | AK | Haines | 5 | Petroleum Liquids | IC |  | S | X | X |  |  | 0.6 | 0.8 | 0.6 | 0.6 | 0.2 | N |  |  | OS | X | 6 | 1968 |  |  | N | Electric Utility | 1 | X | DFO | [9 empty] | N | N |  | 10M | [23 empty] | N
Vintage1995 | petroleum | TRUE | 219 | Alaska Power and Telephone Co | 69 | Haines | AK | Haines | 7A | Petroleum Liquids | IC |  | S | X | X |  |  | 2.8 | 0.8 | 2.8 | 2.8 | 1.1 | N |  |  | OP | X | 12 | 1995 |  |  | N | Electric Utility | 1 | X | DFO | [9 empty] | N | N |  | 10M | [23 empty] | N
Vintage1996 | petroleum | TRUE | 219 | Alaska Power and Telephone Co | 69 | Haines | AK | Haines | IC8A | Petroleum Liquids | IC |  | S | X | X |  |  | 1.6 | 0.8 | 1.6 | 1.6 | 0.6 | N |  |  | OP | X | 10 | 1996 |  |  | N | Electric Utility | 1 | X | DFO | [9 empty] | N | N |  | 10M | [23 empty] | N
Vintage1984 | hydro | FALSE | 60123 | Southeast Alaska Power Agency | 70 | Swan Lake | AK | Ketchikan Gateway | 1 | Conventional Hydroelectric | HY |  | S | X | X |  |  | 11.3 | 0.9 | 11.3 | 11.3 | 1 | N |  |  | OP | X | 6 | 1984 |  |  | N | Commercial Non-CHP | 4 | X | WAT | [9 empty] | N | N |  | 10M
Vintage1984 | hydro | FALSE | 60123 | Southeast Alaska Power Agency | 70 | Swan Lake | AK | Ketchikan Gateway | 2 | Conventional Hydroelectric | HY |  | S | X | X |  |  | 11.3 | 0.9 | 11.3 | 11.3 | 1 | N |  |  | OP | X | 6 | 1984 |  |  | N | Commercial Non-CHP | 4 | X | WAT | [9 empty] | N | N |  | 10M
Vintage1984 | hydro | TRUE | 10433 | Kodiak Electric Assn Inc | 71 | Terror Lake Microgrid | AK | Kodiak Island | 1 | Conventional Hydroelectric | HY |  | S | X | X |  |  | 11.2 | 0.9 | 11.2 | 11.2 | 0.3 | N |  |  | OP | X | 12 | 1984 |  |  | N | Electric Utility | 1 | X | WAT | [9 empty] | N | N |  | 12H | [23 empty] | N
Vintage1984 | hydro | TRUE | 10433 | Kodiak Electric Assn Inc | 71 | Terror Lake Microgrid | AK | Kodiak Island | 2 | Conventional Hydroelectric | HY |  | S | X | X |  |  | 11.2 | 0.9 | 11.2 | 11.2 | 0.3 | N |  |  | OP | X | 12 | 1984 |  |  | N | Electric Utility | 1 | X | WAT | [9 empty] | N | N |  | 12H | [23 empty] | N
Vintage2014 | hydro | TRUE | 10433 | Kodiak Electric Assn Inc | 71 | Terror Lake Microgrid | AK | Kodiak Island | 3 | Conventional Hydroelectric | HY |  | S | X | X |  |  | 11.2 | 0.9 | 11.2 | 11.2 | 0.3 | N |  |  | OP | X | 2 | 2014 |  |  | N | Electric Utility | 1 | X | WAT | [9 empty] | N |  |  | 12H | [23 empty] | N
Vintage1982 | hydro | TRUE | 12397 | Metropolitan Water District of S CA | 72 | Venice Hydro | CA | Los Angeles | 1 | Conventional Hydroelectric | HY |  | S | X | X |  |  | 10.1 | 1 | 10.1 | 10.1 | 3.8 | N |  |  | SB | Y | 8 | 1982 |  |  | N | Electric Utility | 1 | X | WAT | [12 empty] | 12H
Vintage2007 | natural gas peaker | TRUE | 3522 | Chugach Electric Assn Inc | 75 | Hank Nikkels Plant 1 | AK | Anchorage | 3R | Natural Gas Fired Combustion Turbine | GT |  | S | X | X |  |  | 48.9 | 0.85 | 29.3 | 32.9 | 3 | N |  |  | OP | X | 8 | 2007 |  |  | N | Electric Utility | 1 | X | NG | [9 empty] | N | N |  | 1H | [23 empty] | N | N
Vintage1972 | natural gas peaker | TRUE | 3522 | Chugach Electric Assn Inc | 75 | Hank Nikkels Plant 1 | AK | Anchorage | 4 | Natural Gas Fired Combustion Turbine | GT |  | S | X | X |  |  | 27 | 0.85 | 31.1 | 33.2 | 5 | N |  |  | OS | X | 3 | 1972 |  |  | N | Electric Utility | 1 | X | NG | DFO | [8 empty] | N | N |  | 1H | [23 empty] | Y | Y | Y
Vintage2012 | petroleum | TRUE | 3522 | Chugach Electric Assn Inc | 75 | Hank Nikkels Plant 1 | AK | Anchorage | P1 BS | Petroleum Liquids | IC |  | S | X | X |  |  | 2 | 0.8 | 2 | 2 | 0.1 | N |  |  | OP | X | 2 | 2012 |  |  | N | Electric Utility | 1 | X | DFO | [9 empty] | N | N |  | 10M | [23 empty] | N
Vintage1955 | hydro | TRUE | 3522 | Chugach Electric Assn Inc | 77 | Eklutna Hydro Project | AK | Matanuska Susitna | 1 | Conventional Hydroelectric | HY |  | J | X | X |  |  | 22.2 | 0.9 | 22.2 | 22.2 | 3 | N |  |  | OP | X | 1 | 1955 |  |  | N | Electric Utility | 1 | X | WAT | [9 empty] | N | N |  | 1H | [23 empty] | N
Vintage1955 | hydro | TRUE | 3522 | Chugach Electric Assn Inc | 77 | Eklutna Hydro Project | AK | Matanuska Susitna | 2 | Conventional Hydroelectric | HY |  | J | X | X |  |  | 22.2 | 0.9 | 22.2 | 22.2 | 3 | N |  |  | OP | X | 4 | 1955 |  |  | N | Electric Utility | 1 | X | WAT | [9 empty] | N | N |  | 1H | [23 empty] | N
Vintage1973 | hydro | TRUE | 213 | Alaska Electric Light & Power Co. | 78 | Snettisham | AK | Juneau | 1 | Conventional Hydroelectric | HY |  | W | X | X |  |  | 23.6 | 0.9 | 23.5 | 23.5 | 2 | N |  |  | OP | X | 11 | 1973 |  |  | N | Electric Utility | 1 | X | WAT | [9 empty] | N |  |  | 10M | [23 empty] | N
Vintage1973 | hydro | TRUE | 213 | Alaska Electric Light & Power Co. | 78 | Snettisham | AK | Juneau | 2 | Conventional Hydroelectric | HY |  | W | X | X |  |  | 23.6 | 0.9 | 23.5 | 23.5 | 2 | N |  |  | OP | X | 11 | 1973 |  |  | N | Electric Utility | 1 | X | WAT | [9 empty] | N |  |  | 10M | [23 empty] | N
Vintage1990 | hydro | TRUE | 213 | Alaska Electric Light & Power Co. | 78 | Snettisham | AK | Juneau | 3 | Conventional Hydroelectric | HY |  | W | X | X |  |  | 31 | 0.9 | 31 | 31 | 3 | N |  |  | OP | X | 12 | 1990 |  |  | N | Electric Utility | 1 | X | WAT | [9 empty] | N |  |  | 10M | [23 empty] | N
Vintage1952 | hard coal | TRUE | 986 | Aurora Energy LLC | 79 | Aurora Energy LLC Chena | AK | Fairbanks North Star | 1 | Conventional Steam Coal | ST |  | S | X | X |  |  | 5 | 0.8 | 4.7 | 4.3 | 1 | N |  |  | OP | X | 6 | 1952 |  |  | Y | IPP CHP | 3 | T | SUB | [5 empty] | WDS | DFO |  |  | N | N |  | 12H |  | N | Y | N | Y | [18 empty] | N | N | N
Vintage1952 | hard coal | TRUE | 986 | Aurora Energy LLC | 79 | Aurora Energy LLC Chena | AK | Fairbanks North Star | 2 | Conventional Steam Coal | ST |  | S | X | X |  |  | 2.5 | 0.8 | 2 | 2 | 1 | N |  |  | OP | X | 6 | 1952 |  |  | Y | IPP CHP | 3 | T | SUB | [5 empty] | WDS | DFO |  |  | N | N |  | 12H |  | N | Y | N | Y | [18 empty] | N | N | N
Vintage1975 | hard coal | TRUE | 986 | Aurora Energy LLC | 79 | Aurora Energy LLC Chena | AK | Fairbanks North Star | 5 | Conventional Steam Coal | ST |  | S | X | X |  |  | 20 | 0.85 | 19 | 18.8 | 8 | N |  |  | OP | X | 6 | 1975 |  |  | Y | IPP CHP | 3 | T | SUB | [5 empty] | AB | DFO |  |  | N | N |  | 12H |  | N | Y |  | Y | [18 empty] | N | N | N
Vintage1952 | hydro | TRUE | 10210 | Ketchikan Public Utilities | 84 | Ketchikan | AK | Ketchikan Gateway | 3 | Conventional Hydroelectric | HY |  | S | X | X |  |  | 1.4 | 0.8 | 1.4 | 1.1 | 0.3 | N |  |  | OP | X | 1 | 1952 |  |  | N | Electric Utility | 1 | X | WAT | [9 empty] | N |  |  | 1H
Vintage1938 | hydro | TRUE | 10210 | Ketchikan Public Utilities | 84 | Ketchikan | AK | Ketchikan Gateway | 4 | Conventional Hydroelectric | HY |  | S | X | X |  |  | 1.4 | 0.8 | 1.4 | 1.1 | 0.3 | N |  |  | OP | X | 1 | 1938 |  |  | N | Electric Utility | 1 | X | WAT | [9 empty] | N |  |  | 1H
Vintage1954 | hydro | TRUE | 10210 | Ketchikan Public Utilities | 84 | Ketchikan | AK | Ketchikan Gateway | 5 | Conventional Hydroelectric | HY |  | S | X | X |  |  | 1.4 | 0.8 | 1.4 | 1.1 | 0.3 | N |  |  | OP | X | 1 | 1954 |  |  | N | Electric Utility | 1 | X | WAT | [9 empty] | N |  |  | 1H
Vintage1969 | petroleum | TRUE | 10210 | Ketchikan Public Utilities | 85 | S W Bailey | AK | Ketchikan Gateway | 1 | Petroleum Liquids | IC |  | S | X | X |  |  | 4.5 | 0.8 | 3.5 | 3.5 | 2 | N |  |  | OP | X | 1 | 1969 |  |  | N | Electric Utility | 1 | X | DFO | [9 empty] | N |  |  | 1H | [23 empty] | N
Vintage1970 | petroleum | TRUE | 10210 | Ketchikan Public Utilities | 85 | S W Bailey | AK | Ketchikan Gateway | 2 | Petroleum Liquids | IC |  | S | X | X |  |  | 4.5 | 0.8 | 3.5 | 3.5 | 2 | N |  |  | OP | X | 1 | 1970 |  |  | N | Electric Utility | 1 | X | DFO | [9 empty] | N |  |  | 1H | [23 empty] | N
Vintage1976 | petroleum | TRUE | 10210 | Ketchikan Public Utilities | 85 | S W Bailey | AK | Ketchikan Gateway | 3 | Petroleum Liquids | IC |  | S | X | X |  |  | 6.4 | 0.8 | 5.5 | 5.5 | 3 | N |  |  | OP | X | 1 | 1976 |  |  | N | Electric Utility | 1 | X | DFO | [9 empty] | N |  |  | 1H | [23 empty] | N
Vintage1998 | petroleum | TRUE | 10210 | Ketchikan Public Utilities | 85 | S W Bailey | AK | Ketchikan Gateway | 4 | Petroleum Liquids | IC |  | S | X | X |  |  | 10.5 | 0.8 | 10.5 | 10.5 | 3.5 | N |  |  | OP | X | 10 | 1998 |  |  | N | Electric Utility | 1 | X | DFO | [9 empty] | N |  |  | 1H | [23 empty] | N
Vintage1982 | hydro | TRUE | 15296 | New York Power Authority | 88 | Ashokan | NY | Ulster | 1 | Conventional Hydroelectric | HY |  | S | X | X |  |  | 2.3 | 1 | 2.3 | 2.3 | 1 | N |  |  | OP | X | 11 | 1982 |  |  | N | Electric Utility | 1 | X | WAT | [9 empty] | N | N |  | 10M
Vintage1982 | hydro | TRUE | 15296 | New York Power Authority | 88 | Ashokan | NY | Ulster | 2 | Conventional Hydroelectric | HY |  | S | X | X |  |  | 2.3 | 1 | 2.3 | 2.3 | 1 | N |  |  | OP | X | 11 | 1982 |  |  | N | Electric Utility | 1 | X | WAT | [9 empty] | N | N |  | 10M
Vintage1991 | petroleum | TRUE | 13642 | Nome Joint Utility Systems | 90 | Snake River | AK | Nome | 12 | Petroleum Liquids | IC |  | S | X | X |  |  | 3.8 | 0.8 | 3.7 | 3.7 | 2.8 | N |  |  | OP | X | 4 | 1991 |  |  | N | Electric Utility | 1 | X | DFO | [9 empty] | N | N |  | 12H | [23 empty] | N
Vintage1999 | petroleum | TRUE | 13642 | Nome Joint Utility Systems | 90 | Snake River | AK | Nome | 14 | Petroleum Liquids | IC |  | S | X | X |  |  | 2 | 0.8 | 1.9 | 1.9 | 1.4 | N |  |  | OP | X | 12 | 1999 |  |  | N | Electric Utility | 1 | X | DFO | [9 empty] | N | N |  | 12H | [23 empty] | N
Vintage2007 | petroleum | TRUE | 13642 | Nome Joint Utility Systems | 90 | Snake River | AK | Nome | 15 | Petroleum Liquids | IC |  | S | X | X |  |  | 5.2 | 0.8 | 5.2 | 5.2 | 3.4 | N |  |  | OP | X | 11 | 2007 |  |  | N | Electric Utility | 1 | X | DFO | [9 empty] | N | N |  | OVER | [23 empty] | N
Vintage2007 | petroleum | TRUE | 13642 | Nome Joint Utility Systems | 90 | Snake River | AK | Nome | 16 | Petroleum Liquids | IC |  | S | X | X |  |  | 5.2 | 0.8 | 5.2 | 5.2 | 3.4 | N |  |  | OP | X | 11 | 2007 |  |  | N | Electric Utility | 1 | X | DFO | [9 empty] | N | N |  | OVER | [23 empty] | N
Vintage2013 | petroleum | TRUE | 13642 | Nome Joint Utility Systems | 90 | Snake River | AK | Nome | 18 | Petroleum Liquids | IC |  | S | X | X |  |  | 0.4 | 0.8 | 0.4 | 0.4 | 0.1 | N |  |  | OP | X | 1 | 2013 |  |  | N | Electric Utility | 1 | X | DFO | [9 empty] | N | N |  | 12H | [23 empty] | N
Vintage2013 | onshore wind | TRUE | 13642 | Nome Joint Utility Systems | 90 | Snake River | AK | Nome | EWT 1 | Onshore Wind Turbine | WT |  | S | X | X |  |  | 0.9 |  | 0.9 | 0.9 | 0.1 | N |  |  | OP | X | 7 | 2013 |  |  | N | Electric Utility | 1 | X | WND | [9 empty] | N | N | 1 | [24 empty] | N
Vintage2013 | onshore wind | TRUE | 13642 | Nome Joint Utility Systems | 90 | Snake River | AK | Nome | EWT 2 | Onshore Wind Turbine | WT |  | S | X | X |  |  | 0.9 |  | 0.9 | 0.9 | 0.1 | N |  |  | OP | X | 7 | 2013 |  |  | N | Electric Utility | 1 | X | WND | [9 empty] | N | N | 1 | [24 empty] | N
Vintage1954 | hydro | TRUE | 14856 | Petersburg Borough - (AK) | 91 | Petersburg | AK | Wrangell Petersburg | 3 | Conventional Hydroelectric | HY |  | S | X | X |  |  | 1.6 | 0.8 | 1.6 | 1.6 | 0.7 | N |  |  | OP | X | 3 | 1954 |  |  | N | Electric Utility | 1 | X | WAT | [9 empty] | N | N |  | 1H | [23 empty] | N
Vintage1972 | petroleum | TRUE | 14856 | Petersburg Borough - (AK) | 91 | Petersburg | AK | Wrangell Petersburg | IC1 | Petroleum Liquids | IC |  | S | X | X |  |  | 2.6 | 0.8 | 1.7 | 1.7 | 1.4 | N |  |  | OP | X | 12 | 1972 |  |  | N | Electric Utility | 1 | X | DFO | [9 empty] | N | N |  | 1H | [23 empty] | N | N | N
Vintage1965 | petroleum | TRUE | 14856 | Petersburg Borough - (AK) | 91 | Petersburg | AK | Wrangell Petersburg | IC3 | Petroleum Liquids | IC |  | S | X | X |  |  | 1.2 | 0.8 | 1 | 1 | 0.5 | N |  |  | OP | X | 10 | 1965 |  |  | N | Electric Utility | 1 | X | DFO | [9 empty] | N | N |  | 1H | [23 empty] | N | N | N
Vintage1979 | petroleum | TRUE | 14856 | Petersburg Borough - (AK) | 91 | Petersburg | AK | Wrangell Petersburg | IC4 | Petroleum Liquids | IC |  | S | X | X |  |  | 0.6 | 0.8 | 0.6 | 0.6 | 0.3 | N |  |  | OP | X | 3 | 1979 |  |  | N | Electric Utility | 1 | X | DFO | [9 empty] | N | N |  | 10M | [23 empty] | N | N | N
Vintage1979 | petroleum | TRUE | 14856 | Petersburg Borough - (AK) | 91 | Petersburg | AK | Wrangell Petersburg | IC5 | Petroleum Liquids | IC |  | S | X | X |  |  | 0.8 | 0.8 | 0.7 | 0.7 | 0.4 | N |  |  | OP | X | 3 | 1979 |  |  | N | Electric Utility | 1 | X | DFO | [9 empty] | N | N |  | 10M | [23 empty] | N | N | N
Vintage1993 | petroleum | TRUE | 14856 | Petersburg Borough - (AK) | 91 | Petersburg | AK | Wrangell Petersburg | IC6 | Petroleum Liquids | IC |  | S | X | X |  |  | 2.6 | 0.8 | 2.3 | 2.3 | 1.5 | N |  |  | OP | X | 9 | 1993 |  |  | N | Electric Utility | 1 | X | DFO | [9 empty] | N | N |  | 1H | [23 empty] | N | N | N
Vintage2001 | petroleum | TRUE | 14856 | Petersburg Borough - (AK) | 91 | Petersburg | AK | Wrangell Petersburg | IC7 | Petroleum Liquids | IC |  | S | X | X |  |  | 2.6 | 0.8 | 2.3 | 2.3 | 1.5 | N |  |  | OP | X | 8 | 2001 |  |  | N | Electric Utility | 1 | X | DFO | [9 empty] | N | N |  | 1H | [23 empty] | N | N | N
Vintage2012 | petroleum | TRUE | 14856 | Petersburg Borough - (AK) | 91 | Petersburg | AK | Wrangell Petersburg | IC8 | Petroleum Liquids | IC |  | S | X | X |  |  | 2.5 | 0.8 | 2.2 | 2.2 | 1.2 | N |  |  | OP | X | 10 | 2012 |  |  | N | Electric Utility | 1 | X | DFO | [9 empty] | N | N |  | 10M | [23 empty] | N | N | N
Vintage1975 | petroleum | TRUE | 16955 | City of Seward - (AK) | 92 | Seward (AK) | AK | Kenai Peninsula | 3 | Petroleum Liquids | IC |  | S | X | X |  |  | 2.5 | 0.8 | 2.5 | 2.5 | 0.5 | N |  |  | OP | X | 4 | 1975 |  |  | N | Electric Utility | 1 | X | DFO | [9 empty] | N | N |  | 1H | [23 empty] | N | N | N
Vintage1986 | petroleum | TRUE | 16955 | City of Seward - (AK) | 92 | Seward (AK) | AK | Kenai Peninsula | 4 | Petroleum Liquids | IC |  | S | X | X |  |  | 2.5 | 0.8 | 2.5 | 2.5 | 0.5 | N |  |  | OP | X | 3 | 1986 |  |  | N | Electric Utility | 1 | X | DFO | [9 empty] | N | N |  | 1H | [23 empty] | N | N | N
Vintage1985 | petroleum | TRUE | 16955 | City of Seward - (AK) | 92 | Seward (AK) | AK | Kenai Peninsula | 5 | Petroleum Liquids | IC |  | S | X | X |  |  | 2.5 | 0.8 | 2.5 | 2.5 | 0.5 | N |  |  | OP | X | 3 | 1985 |  |  | N | Electric Utility | 1 | X | DFO | [9 empty] | N | N |  | 1H | [23 empty] | N | N | N
Vintage2000 | petroleum | TRUE | 16955 | City of Seward - (AK) | 92 | Seward (AK) | AK | Kenai Peninsula | 6 | Petroleum Liquids | IC |  | S | X | X |  |  | 2.8 | 0.8 | 2.8 | 2.8 | 0.5 | N |  |  | OP | X | 12 | 2000 |  |  | N | Electric Utility | 1 | X | DFO | [9 empty] | N | N |  | 1H | [23 empty] | N | N | N
Vintage2010 | petroleum | TRUE | 16955 | City of Seward - (AK) | 92 | Seward (AK) | AK | Kenai Peninsula | N1 | Petroleum Liquids | IC |  | S | X | X |  |  | 2.8 | 0.8 | 2.8 | 2.8 | 0.5 | N |  |  | OP | X | 7 | 2010 |  |  | N | Electric Utility | 1 | X | DFO | [9 empty] | N | N |  | 1H | [23 empty] | N | N | N
Vintage2010 | petroleum | TRUE | 16955 | City of Seward - (AK) | 92 | Seward (AK) | AK | Kenai Peninsula | N2 | Petroleum Liquids | IC |  | S | X | X |  |  | 2.5 | 0.8 | 2.5 | 2.5 | 0.5 | N |  |  | OP | X | 7 | 2010 |  |  | N | Electric Utility | 1 | X | DFO | [9 empty] | N | N |  | 1H | [23 empty] | N | N | N
Vintage2014 | hydro | TRUE | 17271 | City & Borough of Sitka - (AK) | 93 | Blue Lake Hydro | AK | Sitka | 3 | Conventional Hydroelectric | HY |  | S | X | X |  |  | 5.3 | 0.8 | 5.3 | 5.3 | 1 | N |  |  | OP | X | 10 | 2014 |  |  | N | Electric Utility | 1 | X | WAT | [12 empty] | 1H | [23 empty] | N
Vintage2014 | hydro | TRUE | 17271 | City & Borough of Sitka - (AK) | 93 | Blue Lake Hydro | AK | Sitka | 4 | Conventional Hydroelectric | HY |  | S | X | X |  |  | 5.3 | 0.8 | 5.3 | 5.3 | 1 | N |  |  | OP | X | 10 | 2014 |  |  | N | Electric Utility | 1 | X | WAT | [12 empty] | 1H | [23 empty] | N
Vintage2014 | hydro | TRUE | 17271 | City & Borough of Sitka - (AK) | 93 | Blue Lake Hydro | AK | Sitka | 5 | Conventional Hydroelectric | HY |  | S | X | X |  |  | 5.3 | 0.8 | 5.3 | 5.3 | 1 | N |  |  | OP | X | 10 | 2014 |  |  | N | Electric Utility | 1 | X | WAT | [12 empty] | 1H | [23 empty] | N
Vintage2000 | petroleum | TRUE | 21015 | City of Wrangell - (AK) | 95 | Wrangell | AK | Wrangell Petersburg | 11 | Petroleum Liquids | IC |  | S | X | X |  |  | 2 | 0.8 | 2 | 2 | 0.1 | N |  |  | OP | X | 9 | 2000 |  |  | N | Electric Utility | 1 | X | DFO | [9 empty] | N |  |  | 1H | [23 empty] | N
Vintage2000 | petroleum | TRUE | 21015 | City of Wrangell - (AK) | 95 | Wrangell | AK | Wrangell Petersburg | 12 | Petroleum Liquids | IC |  | S | X | X |  |  | 2 | 0.8 | 2 | 2 | 0.1 | N |  |  | OP | X | 9 | 2000 |  |  | N | Electric Utility | 1 | X | DFO | [9 empty] | N |  |  | 1H | [23 empty] | N
Vintage2002 | petroleum | TRUE | 21015 | City of Wrangell - (AK) | 95 | Wrangell | AK | Wrangell Petersburg | 13 | Petroleum Liquids | IC |  | S | X | X |  |  | 2 | 0.8 | 2 | 2 | 0.1 | N |  |  | OP | X | 6 | 2002 |  |  | N | Electric Utility | 1 | X | DFO | [9 empty] | N |  |  | 1H | [23 empty] | N
Vintage1987 | petroleum | TRUE | 21015 | City of Wrangell - (AK) | 95 | Wrangell | AK | Wrangell Petersburg | 9 | Petroleum Liquids | IC |  | S | X | X |  |  | 2.5 | 0.8 | 2.5 | 2.5 | 0.1 | N |  |  | OP | X | 6 | 1987 |  |  | N | Electric Utility | 1 | X | DFO | [9 empty] | N |  |  | 1H | [23 empty] | N | N | N
Vintage1968 | natural gas peaker | TRUE | 3522 | Chugach Electric Assn Inc | 96 | Beluga | AK | Kenai Peninsula | 1 | Natural Gas Fired Combustion Turbine | GT |  | S | X | X |  |  | 16 | 0.85 | 18.9 | 19.6 | 1 | N |  |  | OP | X | 1 | 1968 |  |  | N | Electric Utility | 1 | X | NG | [9 empty] | N | N |  | 1H | [23 empty] | N
Vintage1968 | natural gas peaker | TRUE | 3522 | Chugach Electric Assn Inc | 96 | Beluga | AK | Kenai Peninsula | 2 | Natural Gas Fired Combustion Turbine | GT |  | S | X | X |  |  | 16 | 0.85 | 18.9 | 19.6 | 1 | N |  |  | OS | X | 1 | 1968 |  |  | N | Electric Utility | 1 | X | NG | [9 empty] | N | N |  | 1H | [23 empty] | N
Vintage1972 | natural gas peaker | TRUE | 3522 | Chugach Electric Assn Inc | 96 | Beluga | AK | Kenai Peninsula | 3 | Natural Gas Fired Combustion Turbine | GT |  | S | X | X |  |  | 59.1 | 0.9 | 58 | 64.8 | 2 | N |  |  | OP | X | 5 | 1972 |  |  | N | Electric Utility | 1 | X | NG | [9 empty] | N | N |  | 1H | [23 empty] | N
Vintage1975 | natural gas peaker | TRUE | 3522 | Chugach Electric Assn Inc | 96 | Beluga | AK | Kenai Peninsula | 5 | Natural Gas Fired Combustion Turbine | GT |  | S | X | X |  |  | 68.3 | 0.9 | 61.4 | 68.7 | 2 | N |  |  | OP | X | 10 | 1975 |  |  | N | Electric Utility | 1 | X | NG | [9 empty] | N | N |  | 1H | [23 empty] | N | N | N
Vintage1976 | natural gas peaker | TRUE | 3522 | Chugach Electric Assn Inc | 96 | Beluga | AK | Kenai Peninsula | 6 | Natural Gas Fired Combustion Turbine | GT | BCC8 | S | X | X |  |  | 76.5 | 0.9 | 72.6 | 79.2 | 2 | N |  |  | OS | X | 5 | 1976 |  |  | N | Electric Utility | 1 | X | NG | [9 empty] | N | N |  | 1H | [23 empty] | N | N
Vintage1978 | natural gas peaker | TRUE | 3522 | Chugach Electric Assn Inc | 96 | Beluga | AK | Kenai Peninsula | 7 | Natural Gas Fired Combustion Turbine | GT | BCC8 | S | X | X |  |  | 76.5 | 0.9 | 70.6 | 80.1 | 2 | N |  |  | OP | X | 12 | 1978 |  |  | N | Electric Utility | 1 | X | NG | [5 empty] | PG |  |  |  | N | N |  | 1H | [23 empty] | N | N | N
Vintage1981 | natural gas peaker | TRUE | 15500 | Puget Sound Energy Inc | 99 | Frederickson | WA | Pierce | 1 | Natural Gas Fired Combustion Turbine | GT |  | S | X | X |  |  | 88.9 | 0.9 | 67 | 81.1 | 5 | N |  |  | OP | X | 11 | 1981 |  |  | N | Electric Utility | 1 | X | NG | DFO | [8 empty] | N | N |  | 10M | [23 empty] | Y | Y | Y
Vintage1981 | natural gas peaker | TRUE | 15500 | Puget Sound Energy Inc | 99 | Frederickson | WA | Pierce | 2 | Natural Gas Fired Combustion Turbine | GT |  | S | X | X |  |  | 88.9 | 0.9 | 67 | 81.1 | 5 | N |  |  | OP | X | 11 | 1981 |  |  | N | Electric Utility | 1 | X | NG | DFO | [8 empty] | N | N |  | 10M | [23 empty] | Y | Y | Y
Vintage1981 | hydro | TRUE | 16572 | Salt River Project | 100 | South Consolidated | AZ | Maricopa | SC1 | Conventional Hydroelectric | HY |  | S | X | X |  |  | 1.4 | 0.9 | 1.4 | 1.4 | 0.1 | N |  |  | OP | X | 9 | 1981 |  |  | N | Electric Utility | 1 | X | WAT | [9 empty] | N | N | 0 | 10M | [23 empty] | N
Vintage1987 | other | TRUE | 17609 | Southern California Edison Co | 104 | J S Eastwood | CA | Fresno | 1 | Hydroelectric Pumped Storage | PS |  | S | X | X |  |  | 199.8 | 0.9 | 199.8 | 199.8 | 0 | N |  |  | OP | X | 12 | 1987 |  |  | N | Electric Utility | 1 | X | WAT | [12 empty] | 10M
Vintage1983 | hard coal | TRUE | 18315 | Sunflower Electric Power Corp | 108 | Holcomb | KS | Finney | 1 | Conventional Steam Coal | ST |  | S | X | X | SECIHOLCOM1UN1 | SECIHOLCOM1UN1 | 348.7 | 0.9 | 359.1 | 359.1 | 95 | N |  |  | OP | X | 8 | 1983 |  |  | N | Electric Utility | 1 | X | SUB | NG |  |  |  |  | NG |  |  |  | N | N |  | OVER |  | Y |  |  | Y | [18 empty] | N | N | N
Vintage1988 | petroleum | TRUE | 13870 | Nushagak Electric Coop, Inc | 109 | Dillingham | AK | Dillingham | 10 | Petroleum Liquids | IC |  | S | X | X |  |  | 1.1 | 0.8 | 1.1 | 1.1 | 0.5 | N |  |  | OP | X | 5 | 1988 |  |  | N | Electric Utility | 1 | X | DFO | [9 empty] | N | N |  | 10M | [23 empty] | N | N | N
Vintage2001 | petroleum | TRUE | 13870 | Nushagak Electric Coop, Inc | 109 | Dillingham | AK | Dillingham | 11 | Petroleum Liquids | IC |  | S | X | X |  |  | 1 | 0.8 | 1 | 1 | 0.5 | N |  |  | OP | X | 11 | 2001 |  |  | N | Electric Utility | 1 | X | DFO | [9 empty] | N | N |  | 10M | [23 empty] | N | N | N
Vintage2006 | petroleum | TRUE | 13870 | Nushagak Electric Coop, Inc | 109 | Dillingham | AK | Dillingham | 12 | Petroleum Liquids | IC |  | S | X | X |  |  | 1 | 0.8 | 1 | 1 | 0.5 | N |  |  | OP | X | 3 | 2006 |  |  | N | Electric Utility | 1 | X | DFO | [9 empty] | N | N |  | 10M | [23 empty] | N | N | N
Vintage2006 | petroleum | TRUE | 13870 | Nushagak Electric Coop, Inc | 109 | Dillingham | AK | Dillingham | 13 | Petroleum Liquids | IC |  | S | X | X |  |  | 1 | 0.8 | 1 | 1 | 0.5 | N |  |  | OP | X | 4 | 2006 |  |  | N | Electric Utility | 1 | X | DFO | [9 empty] | N |  |  | 10M | [23 empty] | N | N | N
Vintage2008 | petroleum | TRUE | 13870 | Nushagak Electric Coop, Inc | 109 | Dillingham | AK | Dillingham | 14 | Petroleum Liquids | IC |  | S | X | X |  |  | 1 | 0.8 | 1 | 1 | 0.5 | N |  |  | OP | X | 3 | 2008 |  |  | N | Electric Utility | 1 | X | DFO | [9 empty] | N |  |  | 10M | [23 empty] | N | N | N
Vintage2008 | petroleum | TRUE | 13870 | Nushagak Electric Coop, Inc | 109 | Dillingham | AK | Dillingham | 15 | Petroleum Liquids | IC |  | S | X | X |  |  | 1 | 0.8 | 1 | 1 | 0.5 | N |  |  | OP | X | 5 | 2008 |  |  | N | Electric Utility | 1 | X | DFO | [9 empty] | N |  |  | 10M | [23 empty] | N | N | N
Vintage2009 | petroleum | TRUE | 13870 | Nushagak Electric Coop, Inc | 109 | Dillingham | AK | Dillingham | 16 | Petroleum Liquids | IC |  | S | X | X |  |  | 0.5 | 0.8 | 0.5 | 0.5 | 0.1 | N |  |  | OP | X | 12 | 2009 |  |  | N | Electric Utility | 1 | X | DFO | [12 empty] | 10M | [23 empty] | N | N | N
Vintage2019 | petroleum | TRUE | 13870 | Nushagak Electric Coop, Inc | 109 | Dillingham | AK | Dillingham | 17 | Petroleum Liquids | IC |  | S | X | X |  |  | 2.2 | 0.8 | 2.2 | 2.2 | 1 | N |  |  | OP | X | 6 | 2019 |  |  | N | Electric Utility | 1 | X | DFO | [9 empty] | N | N |  | 10M | [23 empty] | N
Vintage2019 | petroleum | TRUE | 13870 | Nushagak Electric Coop, Inc | 109 | Dillingham | AK | Dillingham | 18 | Petroleum Liquids | IC |  | S | X | X |  |  | 2.2 | 0.8 | 2.2 | 2.2 | 1 | N |  |  | OP | X | 6 | 2019 |  |  | N | Electric Utility | 1 | X | DFO | [12 empty] | 10M | [23 empty] | N
Vintage1962 | hard coal | TRUE | 803 | Arizona Public Service Co | 113 | Cholla | AZ | Navajo | 1 | Conventional Steam Coal | ST |  | S | X | X |  |  | 113.6 | 0.85 | 116 | 116 | 30 | N |  |  | OP | X | 5 | 1962 |  |  | N | Electric Utility | 1 | X | SUB | NG |  |  |  |  | NG |  |  |  | N | N |  | OVER |  | Y |  |  | Y | [18 empty] | N
Vintage1980 | hard coal | TRUE | 803 | Arizona Public Service Co | 113 | Cholla | AZ | Navajo | 3 | Conventional Steam Coal | ST |  | S | X | X |  |  | 312.3 | 0.94 | 271 | 271 | 75 | N |  |  | OP | X | 5 | 1980 |  |  | N | Electric Utility | 1 | X | SUB | DFO | BIT |  |  |  | DFO |  |  |  | N | N |  | OVER |  | Y |  |  | Y | [18 empty] | N
Vintage1972 | petroleum | TRUE | 803 | Arizona Public Service Co | 114 | Douglas | AZ | Cochise | 1 | Petroleum Liquids | GT |  | S | X | X |  |  | 26.1 | 0.9 | 15 | 19 | 2 | N |  |  | OP | X | 5 | 1972 |  |  | N | Electric Utility | 1 | X | DFO | [9 empty] | N | N |  | 1H | [23 empty] | N
Vintage1972 | natural gas peaker | TRUE | 803 | Arizona Public Service Co | 116 | Ocotillo | AZ | Maricopa | GT1 | Natural Gas Fired Combustion Turbine | GT |  | S | X | X |  |  | 53.1 | 0.85 | 50 | 62 | 4 | N |  |  | OP | X | 5 | 1972 |  |  | N | Electric Utility | 1 | X | NG | [5 empty] | NG |  |  |  | N | N |  | 1H | [23 empty] | N
Vintage1973 | natural gas peaker | TRUE | 803 | Arizona Public Service Co | 116 | Ocotillo | AZ | Maricopa | GT2 | Natural Gas Fired Combustion Turbine | GT |  | S | X | X |  |  | 53.1 | 0.85 | 50 | 62 | 4 | N |  |  | OP | X | 7 | 1973 |  |  | N | Electric Utility | 1 | X | NG | [9 empty] | N |  |  | 1H | [23 empty] | N
Vintage2019 | natural gas peaker | TRUE | 803 | Arizona Public Service Co | 116 | Ocotillo | AZ | Maricopa | GT3 | Natural Gas Fired Combustion Turbine | GT |  | S | X | X |  |  | 161.9 | 0.85 | 104.7 | 105.8 | 45 | N |  |  | OP | X | 4 | 2019 |  |  | N | Electric Utility | 1 | X | NG | [9 empty] | N |  |  | 10M | [23 empty] | N
Vintage2019 | natural gas peaker | TRUE | 803 | Arizona Public Service Co | 116 | Ocotillo | AZ | Maricopa | GT4 | Natural Gas Fired Combustion Turbine | GT |  | S | X | X |  |  | 161.9 | 0.85 | 104.7 | 105.8 | 45 | N |  |  | OP | X | 4 | 2019 |  |  | N | Electric Utility | 1 | X | NG | [9 empty] | N |  |  | 10M | [23 empty] | N
Vintage2019 | natural gas peaker | TRUE | 803 | Arizona Public Service Co | 116 | Ocotillo | AZ | Maricopa | GT5 | Natural Gas Fired Combustion Turbine | GT |  | S | X | X |  |  | 161.9 | 0.85 | 104.7 | 105.8 | 45 | N |  |  | OP | X | 5 | 2019 |  |  | N | Electric Utility | 1 | X | NG | [12 empty] | 10M | [23 empty] | N
Vintage2019 | natural gas peaker | TRUE | 803 | Arizona Public Service Co | 116 | Ocotillo | AZ | Maricopa | GT6 | Natural Gas Fired Combustion Turbine | GT |  | S | X | X |  |  | 161.9 | 0.85 | 104.7 | 105.8 | 45 | N |  |  | OP | X | 4 | 2019 |  |  | N | Electric Utility | 1 | X | NG | [12 empty] | 10M | [23 empty] | N
Vintage2019 | natural gas peaker | TRUE | 803 | Arizona Public Service Co | 116 | Ocotillo | AZ | Maricopa | GT7 | Natural Gas Fired Combustion Turbine | GT |  | S | X | X |  |  | 161.9 | 0.85 | 104.7 | 105.8 | 45 | N |  |  | OP | X | 4 | 2019 |  |  | N | Electric Utility | 1 | X | NG | [12 empty] | 10M | [23 empty] | N
Vintage1976 | natural gas combined cycle | TRUE | 803 | Arizona Public Service Co | 117 | West Phoenix | AZ | Maricopa | 1B | Natural Gas Fired Combined Cycle | CS |  | S | N | N |  |  | 132 | 0.9 | 85 | 92 | 10 | N |  |  | OP | X | 6 | 1976 |  |  | N | Electric Utility | 1 | X | NG | [9 empty] | N | N |  | 1H | [23 empty] | N
Vintage1976 | natural gas combined cycle | TRUE | 803 | Arizona Public Service Co | 117 | West Phoenix | AZ | Maricopa | 2B | Natural Gas Fired Combined Cycle | CS |  | S | N | N |  |  | 132 | 0.9 | 85 | 92 | 10 | N |  |  | OP | X | 6 | 1976 |  |  | N | Electric Utility | 1 | X | NG | [9 empty] | N | N |  | 1H | [23 empty] | N
Vintage1976 | natural gas combined cycle | TRUE | 803 | Arizona Public Service Co | 117 | West Phoenix | AZ | Maricopa | 3B | Natural Gas Fired Combined Cycle | CS |  | S | N | N |  |  | 132 | 0.9 | 85 | 92 | 50 | N |  |  | OP | X | 6 | 1976 |  |  | N | Electric Utility | 1 | X | NG | [9 empty] | N | N |  | 1H | [23 empty] | N
Vintage2001 | natural gas combined cycle | TRUE | 803 | Arizona Public Service Co | 117 | West Phoenix | AZ | Maricopa | C4-1 | Natural Gas Fired Combined Cycle | CT | CC1 | S | X | Y |  |  | 91 | 0.85 | 68 | 80 | 40 | N |  |  | OP | X | 6 | 2001 |  |  | N | Electric Utility | 1 | X | NG | [9 empty] | N | N |  | 1H | [23 empty] | N
Vintage2001 | natural gas combined cycle | TRUE | 803 | Arizona Public Service Co | 117 | West Phoenix | AZ | Maricopa | C4-2 | Natural Gas Fired Combined Cycle | CA | CC1 | S | Y | X |  |  | 44.6 | 0.85 | 39 | 40 | 0 | N |  |  | OP | X | 6 | 2001 |  |  | N | Electric Utility | 1 | X | NG | [9 empty] | N | N |  | 1H | [23 empty] | N
Vintage2003 | natural gas combined cycle | TRUE | 803 | Arizona Public Service Co | 117 | West Phoenix | AZ | Maricopa | C5-1 | Natural Gas Fired Combined Cycle | CT | CC2 | S | X | Y |  |  | 184.5 | 0.85 | 155 | 160 | 85 | N |  |  | OP | X | 8 | 2003 |  |  | N | Electric Utility | 1 | X | NG | [9 empty] | N | N |  | 1H | [23 empty] | N
Vintage2003 | natural gas combined cycle | TRUE | 803 | Arizona Public Service Co | 117 | West Phoenix | AZ | Maricopa | C5-2 | Natural Gas Fired Combined Cycle | CT | CC2 | S | X | Y |  |  | 184.5 | 0.85 | 153 | 160 | 85 | N |  |  | OP | X | 8 | 2003 |  |  | N | Electric Utility | 1 | X | NG | [9 empty] | N | N |  | 1H | [23 empty] | N
Vintage2003 | natural gas combined cycle | TRUE | 803 | Arizona Public Service Co | 117 | West Phoenix | AZ | Maricopa | C5-3 | Natural Gas Fired Combined Cycle | CA | CC2 | S | Y | X |  |  | 200.6 | 0.85 | 150 | 166 | 0 | N |  |  | OP | X | 8 | 2003 |  |  | N | Electric Utility | 1 | X | NG | [9 empty] | N | N |  | 1H | [23 empty] | N
Vintage1972 | natural gas peaker | TRUE | 803 | Arizona Public Service Co | 117 | West Phoenix | AZ | Maricopa | GT1 | Natural Gas Fired Combustion Turbine | GT |  | S | X | X |  |  | 53.1 | 0.85 | 50 | 62 | 4 | N |  |  | OP | X | 5 | 1972 |  |  | N | Electric Utility | 1 | X | NG | [9 empty] | N | N |  | 1H | [23 empty] | N | N | N
Vintage1973 | natural gas peaker | TRUE | 803 | Arizona Public Service Co | 117 | West Phoenix | AZ | Maricopa | GT2 | Natural Gas Fired Combustion Turbine | GT |  | S | X | X |  |  | 53.1 | 0.85 | 50 | 62 | 4 | N |  |  | OP | X | 7 | 1973 |  |  | N | Electric Utility | 1 | X | NG | [9 empty] | N | N |  | 1H | [23 empty] | N | N | N
Vintage2002 | natural gas peaker | TRUE | 803 | Arizona Public Service Co | 118 | Saguaro | AZ | Pinal | GE1 | Natural Gas Fired Combustion Turbine | GT |  | S | X | X |  |  | 78.3 | 0.9 | 76 | 79 | 40 | N |  |  | OP | X | 7 | 2002 |  |  | N | Electric Utility | 1 | X | NG | [9 empty] | N |  |  | 1H | [23 empty] | N
Vintage1972 | natural gas peaker | TRUE | 803 | Arizona Public Service Co | 118 | Saguaro | AZ | Pinal | GT1 | Natural Gas Fired Combustion Turbine | GT |  | S | X | X |  |  | 53.1 | 0.85 | 50 | 62 | 4 | N |  |  | OP | X | 5 | 1972 |  |  | N | Electric Utility | 1 | X | NG | [9 empty] | N |  |  | 1H | [23 empty] | N
Vintage1973 | natural gas peaker | TRUE | 803 | Arizona Public Service Co | 118 | Saguaro | AZ | Pinal | GT2 | Natural Gas Fired Combustion Turbine | GT |  | S | X | X |  |  | 53.1 | 0.85 | 50 | 62 | 4 | N |  |  | OP | X | 7 | 1973 |  |  | N | Electric Utility | 1 | X | NG | [9 empty] | N |  |  | 1H | [23 empty] | N
Vintage1971 | natural gas peaker | TRUE | 803 | Arizona Public Service Co | 120 | Yucca | AZ | Yuma | GT1 | Natural Gas Fired Combustion Turbine | GT |  | S | X | X |  |  | 23.6 | 0.9 | 18 | 22 | 2 | N |  |  | OP | X | 7 | 1971 |  |  | N | Electric Utility | 1 | X | NG | DFO | [8 empty] | N |  |  | 1H | [23 empty] | Y | N | Y
Vintage1971 | natural gas peaker | TRUE | 803 | Arizona Public Service Co | 120 | Yucca | AZ | Yuma | GT2 | Natural Gas Fired Combustion Turbine | GT |  | S | X | X |  |  | 23.6 | 0.9 | 18 | 22 | 2 | N |  |  | OP | X | 7 | 1971 |  |  | N | Electric Utility | 1 | X | NG | DFO | [8 empty] | N |  |  | 1H | [23 empty] | Y | N | Y
Vintage1978 | petroleum | TRUE | 803 | Arizona Public Service Co | 120 | Yucca | AZ | Yuma | GT21 | Petroleum Liquids | GT |  | W | X | X |  |  | 25.3 | 0.9 | 20 | 22 | 2 | N |  |  | OP | X | 12 | 1978 |  |  | N | Electric Utility | 1 | X | DFO | [9 empty] | N |  |  | 1H | [23 empty] | N |  | N
Vintage1973 | natural gas peaker | TRUE | 803 | Arizona Public Service Co | 120 | Yucca | AZ | Yuma | GT3 | Natural Gas Fired Combustion Turbine | GT |  | S | X | X |  |  | 72.4 | 0.9 | 52 | 62 | 5 | N |  |  | OP | X | 6 | 1973 |  |  | N | Electric Utility | 1 | X | NG | DFO | [8 empty] | N |  |  | 1H | [23 empty] | N |  | N
Vintage1974 | petroleum | TRUE | 803 | Arizona Public Service Co | 120 | Yucca | AZ | Yuma | GT4 | Petroleum Liquids | GT |  | S | X | X |  |  | 72.4 | 0.9 | 51 | 61 | 5 | N |  |  | OP | X | 7 | 1974 |  |  | N | Electric Utility | 1 | X | DFO | [9 empty] | N |  |  | 1H | [23 empty] | N
Vintage2008 | natural gas peaker | TRUE | 803 | Arizona Public Service Co | 120 | Yucca | AZ | Yuma | GT5 | Natural Gas Fired Combustion Turbine | GT |  | S | X | X |  |  | 60.5 | 0.85 | 47 | 49 | 20 | N |  |  | OP | X | 6 | 2008 |  |  | N | Electric Utility | 1 | X | NG | DFO | [8 empty] | N |  |  | 1H | [23 empty] | N | N | N
Vintage2008 | natural gas peaker | TRUE | 803 | Arizona Public Service Co | 120 | Yucca | AZ | Yuma | GT6 | Natural Gas Fired Combustion Turbine | GT |  | S | X | X |  |  | 60.5 | 0.85 | 47 | 49 | 20 | N |  |  | OP | X | 6 | 2008 |  |  | N | Electric Utility | 1 | X | NG | DFO | [8 empty] | N |  |  | 1H | [23 empty] | N | N | N
Vintage1959 | natural gas steam turbine | TRUE | 803 | Arizona Public Service Co | 120 | Yucca | AZ | Yuma | ST1 | Natural Gas Steam Turbine | ST |  | W | X | X |  |  | 86.7 | 0.9 | 75 | 75 | 2 | N |  |  | OP | X | 4 | 1959 |  |  | N | Electric Utility | 1 | X | NG | RFO |  |  |  |  | NG |  |  |  | N |  |  | 12H | [23 empty] | Y | N | Y
Vintage2001 | natural gas peaker | TRUE | 24211 | Tucson Electric Power Co | 124 | Demoss Petrie | AZ | Pima | GT2 | Natural Gas Fired Combustion Turbine | GT |  | S | X | X |  |  | 85 | 0.85 | 75 | 77.4 | 40 | N |  |  | OP | X | 6 | 2001 |  |  | N | Electric Utility | 1 | X | NG | [9 empty] | N | N |  | 1H | [23 empty] | N | N | N
Vintage1967 | natural gas steam turbine | TRUE | 24211 | Tucson Electric Power Co | 126 | H Wilson Sundt Generating Station | AZ | Pima | 4 | Natural Gas Steam Turbine | ST |  | S | X | X |  |  | 173.3 | 0.85 | 156 | 156 | 40 | N |  |  | OP | X | 7 | 1967 |  |  | N | Electric Utility | 1 | X | NG | LFG |  |  |  |  | NG |  |  |  | N | N |  | OVER |  | N | [21 empty] | Y | Y | N
Vintage1972 | natural gas peaker | TRUE | 24211 | Tucson Electric Power Co | 126 | H Wilson Sundt Generating Station | AZ | Pima | GT1 | Natural Gas Fired Combustion Turbine | GT |  | S | X | X |  |  | 27 | 0.85 | 24 | 26.8 | 5 | N |  |  | OP | X | 12 | 1972 |  |  | N | Electric Utility | 1 | X | NG | DFO | [8 empty] | N | N |  | 1H |  |  |  |  | N | [18 empty] | Y | N | Y
Vintage1972 | natural gas peaker | TRUE | 24211 | Tucson Electric Power Co | 126 | H Wilson Sundt Generating Station | AZ | Pima | GT2 | Natural Gas Fired Combustion Turbine | GT |  | S | X | X |  |  | 27 | 0.85 | 24 | 26.8 | 5 | N |  |  | OP | X | 12 | 1972 |  |  | N | Electric Utility | 1 | X | NG | DFO | [8 empty] | N | N |  | 10M |  |  |  |  | N | [18 empty] | Y | N | Y
Vintage2020 | natural gas peaker | TRUE | 24211 | Tucson Electric Power Co | 126 | H Wilson Sundt Generating Station | AZ | Pima | RIC1 | Natural Gas Internal Combustion Engine | IC |  | S | X | X |  |  | 18.8 | 0.8 | 18.2 | 18.7 | 4.7 | N |  |  | OP | X | 3 | 2020 |  |  | N | Electric Utility | 1 | X | NG | [9 empty] | N | N |  | 10M | [23 empty] | N | N | N
Vintage2019 | natural gas peaker | TRUE | 24211 | Tucson Electric Power Co | 126 | H Wilson Sundt Generating Station | AZ | Pima | RIC10 | Natural Gas Internal Combustion Engine | IC |  | S | X | X |  |  | 18.8 | 0.8 | 18.2 | 18.7 | 4.7 | N |  |  | OP | X | 12 | 2019 |  |  | N | Electric Utility | 1 | X | NG | [9 empty] | N | N |  | 10M | [23 empty] | N | N | N
Vintage2020 | natural gas peaker | TRUE | 24211 | Tucson Electric Power Co | 126 | H Wilson Sundt Generating Station | AZ | Pima | RIC2 | Natural Gas Internal Combustion Engine | IC |  | S | X | X |  |  | 18.8 | 0.8 | 18.2 | 18.7 | 4.7 | N |  |  | OP | X | 3 | 2020 |  |  | N | Electric Utility | 1 | X | NG | [9 empty] | N | N |  | 10M | [23 empty] | N | N | N
Vintage2020 | natural gas peaker | TRUE | 24211 | Tucson Electric Power Co | 126 | H Wilson Sundt Generating Station | AZ | Pima | RIC3 | Natural Gas Internal Combustion Engine | IC |  | S | X | X |  |  | 18.8 | 0.8 | 18.2 | 18.7 | 4.7 | N |  |  | OP | X | 3 | 2020 |  |  | N | Electric Utility | 1 | X | NG | [9 empty] | N | N |  | 10M | [23 empty] | N | N | N
Vintage2020 | natural gas peaker | TRUE | 24211 | Tucson Electric Power Co | 126 | H Wilson Sundt Generating Station | AZ | Pima | RIC4 | Natural Gas Internal Combustion Engine | IC |  | S | X | X |  |  | 18.8 | 0.8 | 18.2 | 18.7 | 4.7 | N |  |  | OP | X | 3 | 2020 |  |  | N | Electric Utility | 1 | X | NG | [9 empty] | N | N |  | 10M | [23 empty] | N | N | N
Vintage2020 | natural gas peaker | TRUE | 24211 | Tucson Electric Power Co | 126 | H Wilson Sundt Generating Station | AZ | Pima | RIC5 | Natural Gas Internal Combustion Engine | IC |  | S | X | X |  |  | 18.8 | 0.8 | 18.2 | 18.7 | 4.7 | N |  |  | OP | X | 3 | 2020 |  |  | Y | Electric Utility | 1 | T | NG | [9 empty] | N | N |  | 10M | [23 empty] | N | N | N
Vintage2019 | natural gas peaker | TRUE | 24211 | Tucson Electric Power Co | 126 | H Wilson Sundt Generating Station | AZ | Pima | RIC6 | Natural Gas Internal Combustion Engine | IC |  | S | X | X |  |  | 18.8 | 0.8 | 18.2 | 18.7 | 4.7 | N |  |  | OP | X | 12 | 2019 |  |  | Y | Electric Utility | 1 | T | NG | [9 empty] | N | N |  | 10M | [23 empty] | N | N | N
Vintage2019 | natural gas peaker | TRUE | 24211 | Tucson Electric Power Co | 126 | H Wilson Sundt Generating Station | AZ | Pima | RIC7 | Natural Gas Internal Combustion Engine | IC |  | S | X | X |  |  | 18.8 | 0.8 | 18.2 | 18.7 | 4.7 | N |  |  | OP | X | 12 | 2019 |  |  | N | Electric Utility | 1 | X | NG | [9 empty] | N | N |  | 10M | [23 empty] | N | N | N
Vintage2019 | natural gas peaker | TRUE | 24211 | Tucson Electric Power Co | 126 | H Wilson Sundt Generating Station | AZ | Pima | RIC8 | Natural Gas Internal Combustion Engine | IC |  | S | X | X |  |  | 18.8 | 0.8 | 18.2 | 18.7 | 4.7 | N |  |  | OP | X | 12 | 2019 |  |  | N | Electric Utility | 1 | X | NG | [9 empty] | N | N |  | 10M | [23 empty] | N | N | N
Vintage2019 | natural gas peaker | TRUE | 24211 | Tucson Electric Power Co | 126 | H Wilson Sundt Generating Station | AZ | Pima | RIC9 | Natural Gas Internal Combustion Engine | IC |  | S | X | X |  |  | 18.8 | 0.8 | 18.2 | 18.7 | 4.7 | N |  |  | OP | X | 12 | 2019 |  |  | N | Electric Utility | 1 | X | NG | [9 empty] | N | N |  | 10M | [23 empty] | N | N | N
Vintage1962 | natural gas steam turbine | TRUE | 24211 | Tucson Electric Power Co | 126 | H Wilson Sundt Generating Station | AZ | Pima | ST3 | Natural Gas Steam Turbine | ST |  | S | X | X |  |  | 113.6 | 0.85 | 104 | 104 | 20 | N |  |  | OP | X | 6 | 1962 |  |  | N | Electric Utility | 1 | X | NG | [5 empty] | NG |  |  |  | N | N |  | OVER | [23 empty] | N | N | N
Vintage1995 | hard coal | TRUE | 17543 | South Carolina Public Service Authority | 130 | Cross | SC | Berkeley | 1 | Conventional Steam Coal | ST |  | S | X | X |  |  | 590.9 | 0.9 | 580 | 585 | 260 | N |  |  | OP | X | 5 | 1995 |  |  | N | Electric Utility | 1 | X | RC | BIT |  |  |  |  | DFO |  |  |  | N | N |  | OVER |  | Y |  |  | Y | [18 empty] | N | N | N
Vintage1984 | hard coal | TRUE | 17543 | South Carolina Public Service Authority | 130 | Cross | SC | Berkeley | 2 | Conventional Steam Coal | ST |  | S | X | X |  |  | 556.2 | 0.9 | 565 | 570 | 250 | N |  |  | OP | X | 5 | 1984 |  |  | N | Electric Utility | 1 | X | RC | BIT |  |  |  |  | DFO |  |  |  | N | N |  | OVER |  | Y |  |  | Y | [18 empty] | N | N | N
Vintage2007 | hard coal | TRUE | 17543 | South Carolina Public Service Authority | 130 | Cross | SC | Berkeley | 3 | Conventional Steam Coal | ST |  | S | X | X |  |  | 591 | 0.9 | 610 | 610 | 250 | N |  |  | OP | X | 1 | 2007 |  |  | N | Electric Utility | 1 | X | RC | BIT |  |  |  |  | DFO |  |  |  | N | N |  | OVER |  | Y |  |  | Y | [18 empty] | N | N | N
Vintage2008 | hard coal | TRUE | 17543 | South Carolina Public Service Authority | 130 | Cross | SC | Berkeley | 4 | Conventional Steam Coal | ST |  | S | X | X |  |  | 652 | 0.9 | 615 | 615 | 250 | N |  |  | OP | X | 10 | 2008 |  |  | N | Electric Utility | 1 | X | RC | BIT |  |  |  |  | DFO |  |  |  | N | N |  | OVER |  | Y |  |  | Y | [18 empty] | N | N | N
Vintage1984 | hard coal | TRUE | 21554 | Seminole Electric Cooperative Inc | 136 | Seminole (FL) | FL | Putnam | 1 | Conventional Steam Coal | ST |  | S | X | X |  |  | 714.6 | 0.9 | 626 | 639 | 300 | N |  |  | OP | X | 2 | 1984 | 1 | 2023 | N | Electric Utility | 1 | X | BIT | [5 empty] | DFO |  |  |  | N | N |  | OVER |  | Y |  |  | Y | [18 empty] | N | N | N
Vintage1984 | hard coal | TRUE | 21554 | Seminole Electric Cooperative Inc | 136 | Seminole (FL) | FL | Putnam | 2 | Conventional Steam Coal | ST |  | S | X | X |  |  | 714.6 | 0.9 | 634 | 640 | 300 | N |  |  | OP | X | 12 | 1984 |  |  | N | Electric Utility | 1 | X | BIT | [5 empty] | DFO |  |  |  | N | N |  | OVER |  | Y |  |  | Y | [18 empty] | N | N | N
Vintage1958 | natural gas steam turbine | TRUE | 16572 | Salt River Project | 141 | Agua Fria | AZ | Maricopa | AF1 | Natural Gas Steam Turbine | ST |  | S | X | X |  |  | 113.6 | 0.85 | 113 | 114 | 113 | N |  |  | OP | X | 1 | 1958 |  |  | N | Electric Utility | 1 | X | NG | DFO |  |  |  |  | NG | DFO |  |  | N | N |  | 12H | [20 empty] | N |  |  | Y | Y | Y
Vintage1957 | natural gas steam turbine | TRUE | 16572 | Salt River Project | 141 | Agua Fria | AZ | Maricopa | AF2 | Natural Gas Steam Turbine | ST |  | S | X | X |  |  | 113.6 | 0.85 | 113 | 114 | 113 | N |  |  | OP | X | 4 | 1957 |  |  | N | Electric Utility | 1 | X | NG | DFO |  |  |  |  | DFO | NG |  |  | N | N |  | 12H | [20 empty] | N |  |  | Y | Y | Y
Vintage1961 | natural gas steam turbine | TRUE | 16572 | Salt River Project | 141 | Agua Fria | AZ | Maricopa | AF3 | Natural Gas Steam Turbine | ST |  | S | X | X |  |  | 163.2 | 0.85 | 181 | 184 | 181 | N |  |  | OP | X | 4 | 1961 |  |  | N | Electric Utility | 1 | X | NG | DFO |  |  |  |  | DFO | NG |  |  | N | N | 0 | OVER | [20 empty] | N |  |  | Y | Y | Y
Vintage1975 | natural gas peaker | TRUE | 16572 | Salt River Project | 141 | Agua Fria | AZ | Maricopa | AF4 | Natural Gas Fired Combustion Turbine | GT |  | S | X | X |  |  | 80.5 | 0.9 | 73 | 87 | 73 | N |  |  | OP | X | 5 | 1975 |  |  | N | Electric Utility | 1 | X | NG | DFO | [8 empty] | N | N |  | 1H | [20 empty] | N |  |  | Y | Y | Y
Vintage1974 | natural gas peaker | TRUE | 16572 | Salt River Project | 141 | Agua Fria | AZ | Maricopa | AF5 | Natural Gas Fired Combustion Turbine | GT |  | S | X | X |  |  | 71.2 | 0.9 | 73 | 82 | 73 | N |  |  | OP | X | 7 | 1974 |  |  | N | Electric Utility | 1 | X | NG | DFO | [8 empty] | N | N |  | 1H | [20 empty] | N |  |  | Y | Y | Y
Vintage1974 | natural gas peaker | TRUE | 16572 | Salt River Project | 141 | Agua Fria | AZ | Maricopa | AF6 | Natural Gas Fired Combustion Turbine | GT |  | S | X | X |  |  | 71.2 | 0.9 | 73 | 82 | 73 | N |  |  | OP | X | 7 | 1974 |  |  | N | Electric Utility | 1 | X | NG | DFO | [8 empty] | N | N |  | 1H | [20 empty] | N |  |  | Y | Y | Y
Vintage2021 | other | TRUE | 16572 | Salt River Project | 141 | Agua Fria | AZ | Maricopa | AFSB1 | Batteries | BA |  | S | X | X |  |  | 25 |  | 25 | 25 | 25 | N |  |  | OP | X | 9 | 2021 |  |  | N | Electric Utility | 1 | X | MWH | [12 empty] | 10M
Vintage2001 | solar pv | TRUE | 16572 | Salt River Project | 141 | Agua Fria | AZ | Maricopa | PV-3 | Solar Photovoltaic | PV |  | S | X | X |  |  | 0.2 |  | 0.2 | 0.2 |  | N |  |  | OA | X | 6 | 2001 |  |  | N | Electric Utility | 1 | X | SUN | [9 empty] | N | N | 0 | [24 empty] | N
Vintage1939 | hydro | TRUE | 16572 | Salt River Project | 143 | Crosscut | AZ | Maricopa | CC5 | Conventional Hydroelectric | HY |  | S | X | X |  |  | 3 | 0.9 | 3 | 3 | 0.1 | N |  |  | OS | X | 7 | 1939 |  |  | N | Electric Utility | 1 | X | WAT | [9 empty] | N | N | 0 | 10M | [23 empty] | N
Vintage1927 | hydro | TRUE | 16572 | Salt River Project | 145 | Horse Mesa | AZ | Maricopa | HM1 | Conventional Hydroelectric | HY |  | S | X | X |  |  | 9.9 | 0.9 | 10 | 10 | 3 | N |  |  | OP | X | 4 | 1927 |  |  | N | Electric Utility | 1 | X | WAT | [9 empty] | N | N |  | 10M | [20 empty] | N |  |  | N
Vintage1927 | hydro | TRUE | 16572 | Salt River Project | 145 | Horse Mesa | AZ | Maricopa | HM2 | Conventional Hydroelectric | HY |  | S | X | X |  |  | 9.9 | 0.9 | 10 | 10 | 3 | N |  |  | OP | X | 4 | 1927 |  |  | N | Electric Utility | 1 | X | WAT | [9 empty] | N | N |  | 10M | [20 empty] | N |  |  | N
Vintage1927 | hydro | TRUE | 16572 | Salt River Project | 145 | Horse Mesa | AZ | Maricopa | HM3 | Conventional Hydroelectric | HY |  | S | X | X |  |  | 9.9 | 0.9 | 10 | 10 | 3 | N |  |  | OP | X | 4 | 1927 |  |  | N | Electric Utility | 1 | X | WAT | [9 empty] | N | N |  | 10M | [20 empty] | Y | 7 | 2023 | N
Vintage1972 | other | TRUE | 16572 | Salt River Project | 145 | Horse Mesa | AZ | Maricopa | HM4 | Hydroelectric Pumped Storage | PS |  | S | X | X |  |  | 99.8 | 0.9 | 119 | 119 | 80 | N |  |  | OP | X | 6 | 1972 |  |  | N | Electric Utility | 1 | X | WAT | [9 empty] | N | N |  | 10M | [20 empty] | N |  |  | N
Vintage1952 | natural gas steam turbine | TRUE | 16572 | Salt River Project | 147 | Kyrene | AZ | Maricopa | KY1 | Natural Gas Steam Turbine | ST |  | S | X | X |  |  | 34.5 | 0.85 | 34 | 34 | 4 | N |  |  | OS | X | 7 | 1952 |  |  | N | Electric Utility | 1 | X | NG | DFO |  |  |  |  | NG |  |  |  | N | N |  | OVER | [20 empty] | N |  |  | Y | N | Y
Vintage1954 | natural gas steam turbine | TRUE | 16572 | Salt River Project | 147 | Kyrene | AZ | Maricopa | KY2 | Natural Gas Steam Turbine | ST |  | S | X | X |  |  | 73.5 | 0.85 | 72 | 72 | 4 | N |  |  | OS | X | 6 | 1954 |  |  | N | Electric Utility | 1 | X | NG | DFO |  |  |  |  | NG |  |  |  | N | N |  | OVER | [20 empty] | N |  |  | Y | N | Y
Vintage1971 | natural gas peaker | TRUE | 16572 | Salt River Project | 147 | Kyrene | AZ | Maricopa | KY4 | Natural Gas Fired Combustion Turbine | GT |  | S | X | X |  |  | 53.1 | 0.85 | 59 | 62.5 | 6 | N |  |  | OP | X | 12 | 1971 |  |  | N | Electric Utility | 1 | X | NG | DFO |  |  |  |  | NG |  |  |  | N | N |  | 1H | [20 empty] | N |  |  | Y | N | Y
Vintage1973 | natural gas peaker | TRUE | 16572 | Salt River Project | 147 | Kyrene | AZ | Maricopa | KY5 | Natural Gas Fired Combustion Turbine | GT |  | S | X | X |  |  | 60.3 | 0.9 | 53 | 62 | 6 | N |  |  | OP | X | 7 | 1973 |  |  | N | Electric Utility | 1 | X | NG | DFO |  |  |  |  | NG |  |  |  | N | N |  | 1H | [23 empty] | Y | N | Y
Vintage1973 | natural gas peaker | TRUE | 16572 | Salt River Project | 147 | Kyrene | AZ | Maricopa | KY6 | Natural Gas Fired Combustion Turbine | GT |  | S | X | X |  |  | 60.3 | 0.9 | 53 | 62 | 6 | N |  |  | OP | X | 6 | 1973 |  |  | N | Electric Utility | 1 | X | NG | DFO |  |  |  |  | NG |  |  |  | N | N |  | 1H | [20 empty] | N |  |  | Y | N | Y
Vintage2002 | natural gas combined cycle | TRUE | 16572 | Salt River Project | 147 | Kyrene | AZ | Maricopa | KY7 | Natural Gas Fired Combined Cycle | CT | KYS7 | S | X | N |  |  | 170 | 0.85 | 148 | 167 | 90 | N |  |  | OP | X | 10 | 2002 |  |  | N | Electric Utility | 1 | X | NG | [5 empty] | NG |  |  |  | N | N |  | 12H | [20 empty] | Y | 4 | 2026 | N | N | N
Vintage2002 | natural gas combined cycle | TRUE | 16572 | Salt River Project | 147 | Kyrene | AZ | Maricopa | KY7A | Natural Gas Fired Combined Cycle | CA | KYS7 | S | Y | X |  |  | 122 | 0.85 | 106 | 110 | 90 | N |  |  | OP | X | 10 | 2002 |  |  | N | Electric Utility | 1 | X | NG | [5 empty] | NG |  |  |  | N | N |  | 12H | [20 empty] | Y | 4 | 2026 | N | N | N
Vintage1926 | hydro | TRUE | 16572 | Salt River Project | 148 | Mormon Flat | AZ | Maricopa | MF1 | Conventional Hydroelectric | HY |  | S | X | X |  |  | 9.2 | 0.9 | 11.5 | 11.5 | 8 | N |  |  | OP | X | 5 | 1926 |  |  | N | Electric Utility | 1 | X | WAT | [9 empty] | N | N |  | 10M | [20 empty] | N |  |  | N
Vintage1971 | other | TRUE | 16572 | Salt River Project | 148 | Mormon Flat | AZ | Maricopa | MF2 | Hydroelectric Pumped Storage | PS |  | S | X | X |  |  | 54.3 | 0.9 | 57.3 | 57.3 | 10 | N |  |  | OP | X | 6 | 1971 |  |  | N | Electric Utility | 1 | X | WAT | [9 empty] | N | N |  | 10M | [20 empty] | N |  |  | N
Vintage1973 | hydro | TRUE | 16572 | Salt River Project | 149 | Roosevelt | AZ | Maricopa | ROOS | Conventional Hydroelectric | HY |  | S | X | X |  |  | 36 | 0.9 | 36 | 36 | 10 | N |  |  | OP | X | 3 | 1973 |  |  | N | Electric Utility | 1 | X | WAT | [9 empty] | N | N |  | 10M | [20 empty] | Y | 3 | 2022 | N
Vintage1930 | hydro | TRUE | 16572 | Salt River Project | 150 | Stewart Mountain | AZ | Maricopa | SM | Conventional Hydroelectric | HY |  | S | X | X |  |  | 13 | 0.8 | 13 | 13 | 0.1 | N |  |  | OP | X | 3 | 1930 |  |  | N | Electric Utility | 1 | X | WAT | [9 empty] | N | N |  | 10M | [20 empty] | N |  |  | N
Vintage1980 | petroleum | TRUE | 12745 | Modesto Irrigation District | 151 | McClure | CA | Stanislaus | 1 | Petroleum Liquids | GT |  | S | X | X |  |  | 71.2 | 0.9 | 53.5 | 53.5 | 20 | N |  |  | OP | X | 7 | 1980 |  |  | N | Electric Utility | 1 | X | DFO | NG |  |  |  |  | DFO |  |  |  | N | N |  | 1H | [23 empty] | Y | Y | Y
Vintage1981 | natural gas peaker | TRUE | 12745 | Modesto Irrigation District | 151 | McClure | CA | Stanislaus | 2 | Natural Gas Fired Combustion Turbine | GT |  | S | X | X |  |  | 71.2 | 0.9 | 53.5 | 53.5 | 20 | N |  |  | OP | X | 7 | 1981 |  |  | N | Electric Utility | 1 | X | NG | DFO |  |  |  |  | NG |  |  |  | N | N |  | 1H | [23 empty] | Y | Y | Y
Vintage1951 | hydro | TRUE | 2518 | U S Bureau of Reclamation | 152 | Davis Dam | AZ | Mohave | 1 | Conventional Hydroelectric | HY |  | S | X | X |  |  | 51.7 | 1 | 51.7 | 51.7 | 0 | N |  |  | OP | X | 1 | 1951 |  |  | N | Electric Utility | 1 | X | WAT | [12 empty] | 10M
Vintage1951 | hydro | TRUE | 2518 | U S Bureau of Reclamation | 152 | Davis Dam | AZ | Mohave | 2 | Conventional Hydroelectric | HY |  | S | X | X |  |  | 51.7 | 1 | 51.7 | 51.7 | 0 | N |  |  | OP | X | 4 | 1951 |  |  | N | Electric Utility | 1 | X | WAT | [9 empty] | N | N |  | 10M
Vintage1951 | hydro | TRUE | 2518 | U S Bureau of Reclamation | 152 | Davis Dam | AZ | Mohave | 3 | Conventional Hydroelectric | HY |  | S | X | X |  |  | 48 | 1 | 48 | 48 | 0 | N |  |  | OP | X | 4 | 1951 |  |  | N | Electric Utility | 1 | X | WAT | [9 empty] | N | N |  | 10M
Vintage1951 | hydro | TRUE | 2518 | U S Bureau of Reclamation | 152 | Davis Dam | AZ | Mohave | 4 | Conventional Hydroelectric | HY |  | S | X | X |  |  | 51.7 | 1 | 51.7 | 51.7 | 0 | N |  |  | OP | X | 5 | 1951 |  |  | N | Electric Utility | 1 | X | WAT | [9 empty] | N | N |  | 10M
Vintage1951 | hydro | TRUE | 2518 | U S Bureau of Reclamation | 152 | Davis Dam | AZ | Mohave | 5 | Conventional Hydroelectric | HY |  | S | X | X |  |  | 51.7 | 1 | 51.7 | 51.7 | 0 | N |  |  | OP | X | 6 | 1951 |  |  | N | Electric Utility | 1 | X | WAT | [12 empty] | 10M
Vintage1964 | hydro | TRUE | 2518 | U S Bureau of Reclamation | 153 | Glen Canyon Dam | AZ | Coconino | 1 | Conventional Hydroelectric | HY |  | S | X | X |  |  | 165 | 0.95 | 165 | 165 | 0 | N |  |  | OP | X | 9 | 1964 |  |  | N | Electric Utility | 1 | X | WAT | [12 empty] | 10M
Vintage1964 | hydro | TRUE | 2518 | U S Bureau of Reclamation | 153 | Glen Canyon Dam | AZ | Coconino | 2 | Conventional Hydroelectric | HY |  | S | X | X |  |  | 165 | 0.95 | 165 | 165 | 0 | N |  |  | OP | X | 9 | 1964 |  |  | N | Electric Utility | 1 | X | WAT | [12 empty] | 10M
Vintage1964 | hydro | TRUE | 2518 | U S Bureau of Reclamation | 153 | Glen Canyon Dam | AZ | Coconino | 3 | Conventional Hydroelectric | HY |  | S | X | X |  |  | 165 | 0.95 | 165 | 165 | 0 | N |  |  | OP | X | 12 | 1964 |  |  | N | Electric Utility | 1 | X | WAT | [12 empty] | 10M
Vintage1965 | hydro | TRUE | 2518 | U S Bureau of Reclamation | 153 | Glen Canyon Dam | AZ | Coconino | 4 | Conventional Hydroelectric | HY |  | S | X | X |  |  | 165 | 0.95 | 165 | 165 | 0 | N |  |  | OP | X | 2 | 1965 |  |  | N | Electric Utility | 1 | X | WAT | [12 empty] | 10M
Vintage1965 | hydro | TRUE | 2518 | U S Bureau of Reclamation | 153 | Glen Canyon Dam | AZ | Coconino | 5 | Conventional Hydroelectric | HY |  | S | X | X |  |  | 165 | 0.95 | 165 | 165 | 0 | N |  |  | OP | X | 7 | 1965 |  |  | N | Electric Utility | 1 | X | WAT | [12 empty] | 10M
Vintage1965 | hydro | TRUE | 2518 | U S Bureau of Reclamation | 153 | Glen Canyon Dam | AZ | Coconino | 6 | Conventional Hydroelectric | HY |  | S | X | X |  |  | 165 | 0.95 | 165 | 165 | 0 | N |  |  | OP | X | 10 | 1965 |  |  | N | Electric Utility | 1 | X | WAT | [12 empty] | 10M
Vintage1966 | hydro | TRUE | 2518 | U S Bureau of Reclamation | 153 | Glen Canyon Dam | AZ | Coconino | 7 | Conventional Hydroelectric | HY |  | S | X | X |  |  | 157 | 0.95 | 157 | 157 | 0 | N |  |  | OP | X | 1 | 1966 |  |  | N | Electric Utility | 1 | X | WAT | [12 empty] | 10M
Vintage1966 | hydro | TRUE | 2518 | U S Bureau of Reclamation | 153 | Glen Canyon Dam | AZ | Coconino | 8 | Conventional Hydroelectric | HY |  | S | X | X |  |  | 165 | 0.95 | 165 | 165 | 0 | N |  |  | OP | X | 2 | 1966 |  |  | N | Electric Utility | 1 | X | WAT | [12 empty] | 10M
Vintage1936 | hydro | TRUE | 2518 | U S Bureau of Reclamation | 154 | Hoover Dam (NV) | NV | Clark | N0 | Conventional Hydroelectric | HY |  | S | X | X |  |  | 2.4 | 0.8 | 2.4 | 2.4 | 0 | N |  |  | OP | X | 9 | 1936 |  |  | N | Electric Utility | 1 | X | WAT | [12 empty] | 10M
Vintage1936 | hydro | TRUE | 2518 | U S Bureau of Reclamation | 154 | Hoover Dam (NV) | NV | Clark | N1 | Conventional Hydroelectric | HY |  | S | X | X |  |  | 130 | 0.98 | 130 | 130 | 0 | N |  |  | OP | X | 12 | 1936 |  |  | N | Electric Utility | 1 | X | WAT | [9 empty] | N |  |  | 10M
Vintage1936 | hydro | TRUE | 2518 | U S Bureau of Reclamation | 154 | Hoover Dam (NV) | NV | Clark | N2 | Conventional Hydroelectric | HY |  | S | X | X |  |  | 130 | 0.98 | 130 | 130 | 0 | N |  |  | OP | X | 10 | 1936 |  |  | N | Electric Utility | 1 | X | WAT | [9 empty] | N |  |  | 10M
Vintage1937 | hydro | TRUE | 2518 | U S Bureau of Reclamation | 154 | Hoover Dam (NV) | NV | Clark | N3 | Conventional Hydroelectric | HY |  | S | X | X |  |  | 130 | 0.98 | 130 | 130 | 0 | N |  |  | OP | X | 3 | 1937 |  |  | N | Electric Utility | 1 | X | WAT | [9 empty] | N |  |  | 10M
Vintage1936 | hydro | TRUE | 2518 | U S Bureau of Reclamation | 154 | Hoover Dam (NV) | NV | Clark | N4 | Conventional Hydroelectric | HY |  | S | X | X |  |  | 130 | 0.98 | 130 | 130 | 0 | N |  |  | OP | X | 11 | 1936 |  |  | N | Electric Utility | 1 | X | WAT | [9 empty] | N |  |  | 10M
Vintage1938 | hydro | TRUE | 2518 | U S Bureau of Reclamation | 154 | Hoover Dam (NV) | NV | Clark | N5 | Conventional Hydroelectric | HY |  | S | X | X |  |  | 130 | 0.98 | 130 | 130 | 0 | N |  |  | OP | X | 6 | 1938 |  |  | N | Electric Utility | 1 | X | WAT | [12 empty] | 10M
Vintage1938 | hydro | TRUE | 2518 | U S Bureau of Reclamation | 154 | Hoover Dam (NV) | NV | Clark | N6 | Conventional Hydroelectric | HY |  | S | X | X |  |  | 130 | 0.98 | 130 | 130 | 0 | N |  |  | OP | X | 8 | 1938 |  |  | N | Electric Utility | 1 | X | WAT | [12 empty] | 10M
Vintage1944 | hydro | TRUE | 2518 | U S Bureau of Reclamation | 154 | Hoover Dam (NV) | NV | Clark | N7 | Conventional Hydroelectric | HY |  | S | X | X |  |  | 127 | 0.97 | 127 | 127 | 0 | N |  |  | OP | X | 11 | 1944 |  |  | N | Electric Utility | 1 | X | WAT | [12 empty] | 10M
Vintage1961 | hydro | TRUE | 2518 | U S Bureau of Reclamation | 154 | Hoover Dam (NV) | NV | Clark | N8 | Conventional Hydroelectric | HY |  | S | X | X |  |  | 130 | 0.98 | 130 | 130 | 0 | N |  |  | OP | X | 12 | 1961 |  |  | N | Electric Utility | 1 | X | WAT | [12 empty] | 10M
Vintage1981 | hydro | TRUE | 8366 | Heber Light & Power Company | 159 | Lake Creek Dam | UT | Wasatch | 1 | Conventional Hydroelectric | HY |  | S | X | X |  |  | 1.5 | 1 | 1 | 1 | 0.2 | N |  |  | OP | X | 5 | 1981 |  |  | N | Electric Utility | 1 | X | WAT | [9 empty] | N | N |  | 1H | [23 empty] | N
Vintage1963 | natural gas peaker | TRUE | 796 | Arizona Electric Pwr Coop Inc | 160 | Apache Station | AZ | Cochise | GT1 | Natural Gas Fired Combustion Turbine | GT |  | S | X | X |  |  | 11.5 | 0.85 | 10 | 10 | 1 | N |  |  | SB | Y | 2 | 1963 |  |  | N | Electric Utility | 1 | X | NG | [9 empty] | N | N |  | 1H | [23 empty] | N | N | N
Vintage1972 | natural gas peaker | TRUE | 796 | Arizona Electric Pwr Coop Inc | 160 | Apache Station | AZ | Cochise | GT2 | Natural Gas Fired Combustion Turbine | GT |  | S | X | X |  |  | 20.4 | 0.9 | 18.5 | 20 | 2 | N |  |  | SB | Y | 6 | 1972 |  |  | N | Electric Utility | 1 | X | NG | DFO | [8 empty] | N | N |  | 1H | [23 empty] | Y | Y | Y
Vintage1975 | natural gas peaker | TRUE | 796 | Arizona Electric Pwr Coop Inc | 160 | Apache Station | AZ | Cochise | GT3 | Natural Gas Fired Combustion Turbine | GT |  | S | X | X |  |  | 78.7 | 0.9 | 60 | 63 | 7 | N |  |  | SB | Y | 6 | 1975 |  |  | N | Electric Utility | 1 | X | NG | [9 empty] | N | N |  | 1H | [23 empty] | N | N | N
Vintage2002 | natural gas peaker | TRUE | 796 | Arizona Electric Pwr Coop Inc | 160 | Apache Station | AZ | Cochise | GT4 | Natural Gas Fired Combustion Turbine | GT |  | S | X | X |  |  | 60.5 | 0.85 | 38 | 44 | 5 | N |  |  | SB | Y | 10 | 2002 |  |  | N | Electric Utility | 1 | X | NG | DFO | [8 empty] | N | N |  | 1H | [23 empty] | Y | N | Y
Vintage1964 | natural gas steam turbine | TRUE | 796 | Arizona Electric Pwr Coop Inc | 160 | Apache Station | AZ | Cochise | ST1 | Natural Gas Steam Turbine | ST |  | S | X | X |  |  | 81.6 | 0.85 | 72 | 72 | 20 | N |  |  | SB | Y | 11 | 1964 |  |  | N | Electric Utility | 1 | X | NG | [5 empty] | NG |  |  |  | N | N |  | OVER | [23 empty] | N | N | N
Vintage1979 | natural gas steam turbine | TRUE | 796 | Arizona Electric Pwr Coop Inc | 160 | Apache Station | AZ | Cochise | ST2 | Natural Gas Steam Turbine | ST |  | S | X | X |  |  | 204 | 0.85 | 175 | 175 | 50 | N |  |  | OP | X | 1 | 1979 |  |  | N | Electric Utility | 1 | X | NG | [5 empty] | NG |  |  |  | N | N |  | OVER |  | N |  |  | N | [18 empty] | N | N | N
Vintage1979 | hard coal | TRUE | 796 | Arizona Electric Pwr Coop Inc | 160 | Apache Station | AZ | Cochise | ST3 | Conventional Steam Coal | ST |  | S | X | X |  |  | 204 | 0.85 | 175 | 175 | 50 | N |  |  | OP | X | 9 | 1979 |  |  | N | Electric Utility | 1 | X | SUB | NG | BIT |  |  |  | NG |  |  |  | N | N |  | OVER |  | Y |  |  | Y | [18 empty] | Y | Y | N
Vintage1980 | hydro | TRUE | 19281 | Turlock Irrigation District | 161 | Turlock Lake | CA | Stanislaus | 1 | Conventional Hydroelectric | HY |  | S | X | X |  |  | 1.1 | 0.95 | 1.1 | 1.1 | 0.3 | N |  |  | OP | X | 7 | 1980 |  |  | N | Electric Utility | 1 | X | WAT | [9 empty] | N |  |  | 10M | [23 empty] | N
Vintage1980 | hydro | TRUE | 19281 | Turlock Irrigation District | 161 | Turlock Lake | CA | Stanislaus | 2 | Conventional Hydroelectric | HY |  | S | X | X |  |  | 1.1 | 0.95 | 1.1 | 1.1 | 0.3 | N |  |  | OP | X | 7 | 1980 |  |  | N | Electric Utility | 1 | X | WAT | [9 empty] | N |  |  | 10M | [23 empty] | N
Vintage1980 | hydro | TRUE | 19281 | Turlock Irrigation District | 161 | Turlock Lake | CA | Stanislaus | 3 | Conventional Hydroelectric | HY |  | S | X | X |  |  | 1.1 | 0.95 | 1.1 | 1.1 | 0.3 | N |  |  | OP | X | 7 | 1980 |  |  | N | Electric Utility | 1 | X | WAT | [9 empty] | N |  |  | 10M | [23 empty] | N
Vintage1979 | hydro | TRUE | 19281 | Turlock Irrigation District | 162 | Hickman | CA | Stanislaus | 1 | Conventional Hydroelectric | HY |  | S | X | X |  |  | 0.5 | 0.95 | 0.5 | 0.5 | 0.1 | N |  |  | OP | X | 9 | 1979 |  |  | N | Electric Utility | 1 | X | WAT | [9 empty] | N |  |  | 10M | [23 empty] | N
Vintage1979 | hydro | TRUE | 19281 | Turlock Irrigation District | 162 | Hickman | CA | Stanislaus | 2 | Conventional Hydroelectric | HY |  | S | X | X |  |  | 0.5 | 0.95 | 0.5 | 0.5 | 0.1 | N |  |  | OP | X | 9 | 1979 |  |  | N | Electric Utility | 1 | X | WAT | [9 empty] | N |  |  | 10M | [23 empty] | N
Vintage1985 | hard coal | TRUE | 7490 | Grand River Dam Authority | 165 | GREC | OK | Mayes | 2 | Conventional Steam Coal | ST |  | S | X | X | GRDAGRDA17UN2 | GRDAGRDA17UN2_RA | 594 | 0.9 | 492 | 492 | 150 | N |  |  | OP | X | 10 | 1985 |  |  | N | Electric Utility | 1 | X | SUB | [5 empty] | NG |  |  |  | N | N | 0 | OVER |  | Y |  |  | Y | [15 empty] | N |  |  | N | N | N
Vintage2017 | natural gas combined cycle | TRUE | 7490 | Grand River Dam Authority | 165 | GREC | OK | Mayes | 3CT | Natural Gas Fired Combined Cycle | CT | CT03 | S | X | N | GRDAGREC3UNGREC3 | GRDAGREC3UNGREC3 | 369 | 0.9 | 310.3 | 327.3 | 160 | N |  |  | OP | X | 12 | 2017 |  |  | N | Electric Utility | 1 | X | NG | [9 empty] | N | N | 0 | 12H | [20 empty] | N |  |  | N | N | N
Vintage2017 | natural gas combined cycle | TRUE | 7490 | Grand River Dam Authority | 165 | GREC | OK | Mayes | 3ST | Natural Gas Fired Combined Cycle | CA | CT03 | S | Y | X | GRDAGREC3UNGREC3 | GRDAGREC3UNGREC3 | 231.3 | 0.9 | 166.7 | 175.7 | 100 | N |  |  | OP | X | 12 | 2017 |  |  | N | Electric Utility | 1 | X | NG | [9 empty] | N | N | 0 | 12H |  |  |  |  | N | [15 empty] | N |  |  | N | N | N
Vintage1932 | hydro | TRUE | 814 | Entergy Arkansas LLC | 166 | Carpenter | AR | Garland | 1 | Conventional Hydroelectric | HY |  | S | X | X | EAI.CARPEN1 | EAI.CARPEN1 | 28 | 0.9 | 30.9 | 30.9 | 15 | N |  |  | OP | X | 1 | 1932 |  |  | N | Electric Utility | 1 | X | WAT | [9 empty] | N |  | 0 | 1H | [23 empty] | N
Vintage1932 | hydro | TRUE | 814 | Entergy Arkansas LLC | 166 | Carpenter | AR | Garland | 2 | Conventional Hydroelectric | HY |  | S | X | X | EAI.CARPEN2 | EAI.CARPEN2 | 28 | 0.9 | 30.8 | 30.8 | 15 | N |  |  | OP | X | 1 | 1932 |  |  | N | Electric Utility | 1 | X | WAT | [9 empty] | N |  | 0 | 1H | [23 empty] | N
Vintage1970 | natural gas steam turbine | TRUE | 814 | Entergy Arkansas LLC | 170 | Lake Catherine | AR | Hot Spring | 4 | Natural Gas Steam Turbine | ST |  | S | X | X | EAI.LK_CATH4 | EAI.LK_CATH4 | 552.5 | 0.85 | 522 | 522 | 45 | N |  |  | OP | X | 4 | 1970 | 6 | 2025 | N | Electric Utility | 1 | X | NG | [5 empty] | NG |  |  |  | N |  |  | OVER | [23 empty] | N |  | N
Vintage1992 | petroleum | TRUE | 14216 | City of Osceola - (AR) | 172 | Osceola (AR) | AR | Mississippi | 9 | Petroleum Liquids | IC |  | S | X | X |  |  | 1.6 | 1 | 1.6 | 1.6 | 1.6 | N |  |  | SB | N | 5 | 1992 |  |  | N | Electric Utility | 1 | X | DFO | [9 empty] | N | N |  | 10M | [20 empty] | N |  |  | N | N | N
Vintage1925 | hydro | TRUE | 814 | Entergy Arkansas LLC | 174 | Remmel | AR | Hot Spring | 1 | Conventional Hydroelectric | HY |  | S | X | X | EAI.REMMEL123 | EAI.REMMEL123 | 3 | 0.85 | 3.9 | 3.9 | 1 | N |  |  | OP | X | 1 | 1925 |  |  | N | Electric Utility | 1 | X | WAT | [9 empty] | N |  | 0 | 10M | [23 empty] | N
Vintage1925 | hydro | TRUE | 814 | Entergy Arkansas LLC | 174 | Remmel | AR | Hot Spring | 2 | Conventional Hydroelectric | HY |  | S | X | X | EAI.REMMEL123 | EAI.REMMEL123 | 3 | 0.85 | 3.7 | 3.7 | 1 | N |  |  | OP | X | 1 | 1925 |  |  | N | Electric Utility | 1 | X | WAT | [9 empty] | N |  | 0 | 10M | [23 empty] | N
Vintage1925 | hydro | TRUE | 814 | Entergy Arkansas LLC | 174 | Remmel | AR | Hot Spring | 3 | Conventional Hydroelectric | HY |  | S | X | X | EAI.REMMEL123 | EAI.REMMEL123 | 3 | 0.85 | 3.8 | 3.8 | 1 | N |  |  | OP | X | 1 | 1925 |  |  | N | Electric Utility | 1 | X | WAT | [9 empty] | N |  | 0 | 10M | [23 empty] | N
Vintage1981 | hydro | TRUE | 14328 | Pacific Gas & Electric Co. | 180 | Volta 2 | CA | Shasta | 1 | Conventional Hydroelectric | HY |  | S | X | X | VOLTA2_7_N002 | VOLTA2_7_N002 | 1 | 0.84 | 0.9 | 0.9 | 0 | N |  |  | OP | X | 11 | 1981 |  |  | N | Electric Utility | 1 | X | WAT | [9 empty] | N |  |  | 10M | [23 empty] | N
Vintage1965 | hydro | TRUE | 19647 | USCE-Little Rock District | 182 | Beaver Dam | AR | Carroll | 1 | Conventional Hydroelectric | HY |  | S | X | X | NA | NA | 56 | 0.95 | 64.4 | 64.4 | 20 | N |  |  | OA | X | 5 | 1965 |  |  | N | Electric Utility | 1 | X | WAT | [9 empty] | N |  |  | 10M | [23 empty] | N
Vintage1965 | hydro | TRUE | 19647 | USCE-Little Rock District | 182 | Beaver Dam | AR | Carroll | 2 | Conventional Hydroelectric | HY |  | S | X | X |  |  | 56 | 0.95 | 64.4 | 64.4 | 20 | N |  |  | OS | X | 5 | 1965 |  |  | N | Electric Utility | 1 | X | WAT | [9 empty] | N |  |  | 10M | [23 empty] | N
Vintage1972 | hydro | TRUE | 19406 | USCE -Vickburg District | 187 | Degray | AR | Clark | 1 | Conventional Hydroelectric | HY |  | S | X | X |  |  | 40 | 0.95 | 40 | 40 | 15 | N |  |  | OP | X | 2 | 1972 |  |  | N | Electric Utility | 1 | X | WAT | [9 empty] | N | N |  | 1H
Vintage1972 | other | TRUE | 19406 | USCE -Vickburg District | 187 | Degray | AR | Clark | 2 | Hydroelectric Pumped Storage | PS |  | S | X | X |  |  | 30 | 0.95 | 30 | 30 | 15 | N |  |  | OP | X | 2 | 1972 |  |  | N | Electric Utility | 1 | X | WAT | [9 empty] | N | N |  | 1H
Vintage1964 | hydro | TRUE | 19647 | USCE-Little Rock District | 188 | Greers Ferry Lake | AR | Cleburne | 1 | Conventional Hydroelectric | HY |  | S | X | X | NA | NA | 48 | 0.95 | 50 | 50 | 15 | N |  |  | OP | X | 3 | 1964 |  |  | N | Electric Utility | 1 | X | WAT | [9 empty] | N |  |  | 10M | [23 empty] | N
Vintage1964 | hydro | TRUE | 19647 | USCE-Little Rock District | 188 | Greers Ferry Lake | AR | Cleburne | 2 | Conventional Hydroelectric | HY |  | S | X | X |  |  | 48 | 0.95 | 40 | 40 | 15 | N |  |  | OP | X | 5 | 1964 |  |  | N | Electric Utility | 1 | X | WAT | [9 empty] | N |  |  | 10M | [23 empty] | N
Vintage1963 | petroleum | TRUE | 15043 | City of Piggott - (AR) | 193 | Municipal Light | AR | Clay | 1 | Petroleum Liquids | IC |  | S | X | X |  |  | 2 | 1 | 2 | 2 | 1.2 | N |  |  | OS | X | 10 | 1963 |  |  | N | Electric Utility | 1 | X | DFO | NG | [8 empty] | N | N |  | 1H | [23 empty] | N | N | N
Vintage1952 | petroleum | TRUE | 15043 | City of Piggott - (AR) | 193 | Municipal Light | AR | Clay | 2 | Petroleum Liquids | IC |  | S | X | X |  |  | 0.6 | 1 | 0.6 | 0.6 | 0.4 | N |  |  | OS | X | 4 | 1952 |  |  | N | Electric Utility | 1 | X | DFO | NG | [8 empty] | N | N |  | 1H | [23 empty] | N | N | N
Vintage1976 | petroleum | TRUE | 15043 | City of Piggott - (AR) | 193 | Municipal Light | AR | Clay | 4 | Petroleum Liquids | IC |  | S | X | X |  |  | 2.2 | 1 | 2.2 | 2.2 | 1.4 | N |  |  | OS | X | 3 | 1976 |  |  | N | Electric Utility | 1 | X | DFO | [9 empty] | N | N |  | 1H | [23 empty] | N | N | N
Vintage1959 | petroleum | TRUE | 15043 | City of Piggott - (AR) | 193 | Municipal Light | AR | Clay | 6 | Petroleum Liquids | IC |  | S | X | X |  |  | 1.3 | 1 | 1.3 | 1.3 | 0.7 | N |  |  | OS | X | 3 | 1959 |  |  | N | Electric Utility | 1 | X | DFO | NG | [8 empty] | N | N |  | 1H | [23 empty] | N | N | N
Vintage1955 | petroleum | TRUE | 15043 | City of Piggott - (AR) | 193 | Municipal Light | AR | Clay | 7 | Petroleum Liquids | IC |  | S | X | X |  |  | 1.1 | 1 | 1.1 | 1.1 | 0.6 | N |  |  | OS | X | 1 | 1955 |  |  | N | Electric Utility | 1 | X | DFO | NG | [8 empty] | N | N |  | 1H | [23 empty] | N | N | N
Vintage1950 | hydro | TRUE | 19406 | USCE -Vickburg District | 195 | Narrows (AR) | AR | Pike | 1 | Conventional Hydroelectric | HY |  | S | X | X |  |  | 8.5 | 0.9 | 9.7 | 9.7 | 5 | N |  |  | OP | X | 5 | 1950 |  |  | N | Electric Utility | 1 | X | WAT | [9 empty] | N |  |  | 1H
Vintage1950 | hydro | TRUE | 19406 | USCE -Vickburg District | 195 | Narrows (AR) | AR | Pike | 2 | Conventional Hydroelectric | HY |  | S | X | X |  |  | 8.5 | 0.9 | 9.7 | 9.7 | 5 | N |  |  | OP | X | 5 | 1950 |  |  | N | Electric Utility | 1 | X | WAT | [9 empty] | N |  |  | 1H
Vintage1969 | hydro | TRUE | 19406 | USCE -Vickburg District | 195 | Narrows (AR) | AR | Pike | 3 | Conventional Hydroelectric | HY |  | S | X | X |  |  | 8.5 | 0.9 | 9.7 | 9.7 | 5 | N |  |  | OP | X | 9 | 1969 |  |  | N | Electric Utility | 1 | X | WAT | [9 empty] | N |  |  | 1H
Vintage1950 | hydro | TRUE | 19647 | USCE-Little Rock District | 196 | Norfork | AR | Baxter | 1 | Conventional Hydroelectric | HY |  | S | X | X | NA | NA | 40.2 | 0.9 | 40 | 40 | 10 | N |  |  | OP | X | 2 | 1950 |  |  | N | Electric Utility | 1 | X | WAT | [9 empty] | N |  |  | 10M | [23 empty] | N
Vintage1944 | hydro | TRUE | 19647 | USCE-Little Rock District | 196 | Norfork | AR | Baxter | 2 | Conventional Hydroelectric | HY |  | S | X | X |  |  | 40.2 | 0.9 | 40 | 40 | 10 | N |  |  | OP | X | 6 | 1944 |  |  | N | Electric Utility | 1 | X | WAT | [9 empty] | N |  |  | 10M | [23 empty] | N
Vintage1955 | hydro | TRUE | 19406 | USCE -Vickburg District | 197 | Blakely Mountain | AR | Garland | 1 | Conventional Hydroelectric | HY |  | S | X | X |  |  | 37.5 | 0.9 | 37.5 | 37.5 | 20 | N |  |  | OP | X | 9 | 1955 |  |  | N | Electric Utility | 1 | X | WAT | [12 empty] | 10M
Vintage1955 | hydro | TRUE | 19406 | USCE -Vickburg District | 197 | Blakely Mountain | AR | Garland | 2 | Conventional Hydroelectric | HY |  | S | X | X |  |  | 37.5 | 0.9 | 37.5 | 37.5 | 20 | N |  |  | OP | X | 10 | 1955 |  |  | N | Electric Utility | 1 | X | WAT | [12 empty] | 10M
Vintage1952 | hydro | TRUE | 19647 | USCE-Little Rock District | 198 | Bull Shoals | AR | Marion | 1 | Conventional Hydroelectric | HY |  | S | X | X | NA | NA | 40 | 0.95 | 45 | 45 | 10 | N |  |  | OP | X | 9 | 1952 |  |  | N | Electric Utility | 1 | X | WAT | [9 empty] | N |  |  | 10M | [23 empty] | N
Vintage1952 | hydro | TRUE | 19647 | USCE-Little Rock District | 198 | Bull Shoals | AR | Marion | 2 | Conventional Hydroelectric | HY |  | S | X | X |  |  | 40 | 0.95 | 45 | 45 | 10 | N |  |  | OP | X | 9 | 1952 |  |  | N | Electric Utility | 1 | X | WAT | [9 empty] | N |  |  | 10M | [23 empty] | N
Vintage1952 | hydro | TRUE | 19647 | USCE-Little Rock District | 198 | Bull Shoals | AR | Marion | 3 | Conventional Hydroelectric | HY |  | S | X | X |  |  | 40 | 0.95 | 35 | 35 | 10 | N |  |  | OP | X | 12 | 1952 |  |  | N | Electric Utility | 1 | X | WAT | [9 empty] | N |  |  | 10M | [23 empty] | N
Vintage1953 | hydro | TRUE | 19647 | USCE-Little Rock District | 198 | Bull Shoals | AR | Marion | 4 | Conventional Hydroelectric | HY |  | S | X | X |  |  | 40 | 0.95 | 45 | 45 | 10 | N |  |  | OP | X | 6 | 1953 |  |  | N | Electric Utility | 1 | X | WAT | [9 empty] | N |  |  | 10M | [23 empty] | N
Vintage1962 | hydro | TRUE | 19647 | USCE-Little Rock District | 198 | Bull Shoals | AR | Marion | 5 | Conventional Hydroelectric | HY |  | S | X | X |  |  | 45 | 0.95 | 50 | 50 | 10 | N |  |  | OP | X | 1 | 1962 |  |  | N | Electric Utility | 1 | X | WAT | [9 empty] | N |  |  | 10M | [23 empty] | N
Vintage1962 | hydro | TRUE | 19647 | USCE-Little Rock District | 198 | Bull Shoals | AR | Marion | 6 | Conventional Hydroelectric | HY |  | S | X | X |  |  | 45 | 0.95 | 50 | 50 | 10 | N |  |  | OP | X | 2 | 1962 |  |  | N | Electric Utility | 1 | X | WAT | [9 empty] | N |  |  | 10M | [23 empty] | N
Vintage1963 | hydro | TRUE | 19647 | USCE-Little Rock District | 198 | Bull Shoals | AR | Marion | 7 | Conventional Hydroelectric | HY |  | S | X | X |  |  | 45 | 0.95 | 50 | 50 | 10 | N |  |  | OP | X | 8 | 1963 |  |  | N | Electric Utility | 1 | X | WAT | [9 empty] | N |  |  | 10M | [23 empty] | N
Vintage1963 | hydro | TRUE | 19647 | USCE-Little Rock District | 198 | Bull Shoals | AR | Marion | 8 | Conventional Hydroelectric | HY |  | S | X | X |  |  | 45 | 0.95 | 50 | 50 | 10 | N |  |  | OP | X | 9 | 1963 |  |  | N | Electric Utility | 1 | X | WAT | [9 empty] | N |  |  | 10M | [23 empty] | N
Vintage1965 | hydro | TRUE | 19647 | USCE-Little Rock District | 199 | Dardanelle | AR | Pope | 1 | Conventional Hydroelectric | HY |  | S | X | X | NA | NA | 40.2 | 0.95 | 35 | 35 | 10 | N |  |  | OP | X | 4 | 1965 |  |  | N | Electric Utility | 1 | X | WAT | [9 empty] | N |  |  | 10M | [23 empty] | N
Vintage1965 | hydro | TRUE | 19647 | USCE-Little Rock District | 199 | Dardanelle | AR | Pope | 2 | Conventional Hydroelectric | HY |  | S | X | X |  |  | 40.2 | 0.95 | 35 | 35 | 10 | N |  |  | OP | X | 5 | 1965 |  |  | N | Electric Utility | 1 | X | WAT | [9 empty] | N |  |  | 10M | [23 empty] | N
Vintage1965 | hydro | TRUE | 19647 | USCE-Little Rock District | 199 | Dardanelle | AR | Pope | 3 | Conventional Hydroelectric | HY |  | S | X | X |  |  | 40.2 | 0.95 | 35 | 35 | 10 | N |  |  | OP | X | 9 | 1965 |  |  | N | Electric Utility | 1 | X | WAT | [9 empty] | N |  |  | 10M | [23 empty] | N
Vintage1966 | hydro | TRUE | 19647 | USCE-Little Rock District | 199 | Dardanelle | AR | Pope | 4 | Conventional Hydroelectric | HY |  | S | X | X |  |  | 40.2 | 0.95 | 35 | 35 | 10 | N |  |  | OP | X | 1 | 1966 |  |  | N | Electric Utility | 1 | X | WAT | [9 empty] | N |  |  | 10M | [23 empty] | N
Vintage1963 | natural gas combined cycle | TRUE | 807 | Arkansas Electric Coop Corp | 201 | Thomas Fitzhugh | AR | Franklin | 1 | Natural Gas Fired Combined Cycle | CA | FIT1 | S | Y | X | AECC_FITZHUGH | SWPP | 59 | 0.88 | 61 | 62 | 25 | N |  |  | OP | X | 5 | 1963 |  |  | N | Electric Utility | 1 | X | NG | DFO | [8 empty] | N | N |  | 12H | [23 empty] | Y | N | Y
Vintage2002 | natural gas combined cycle | TRUE | 807 | Arkansas Electric Coop Corp | 201 | Thomas Fitzhugh | AR | Franklin | 2 | Natural Gas Fired Combined Cycle | CT | FIT1 | S | X | Y | AECC_FITZHUGH | SWPP | 126 | 0.9 | 101 | 110 | 65 | N |  |  | OP | X | 12 | 2002 |  |  | N | Electric Utility | 1 | X | NG | DFO | [8 empty] | N | N |  | 1H | [23 empty] | Y | Y | Y
Vintage1966 | natural gas steam turbine | TRUE | 807 | Arkansas Electric Coop Corp | 202 | Carl Bailey | AR | Woodruff | 1 | Natural Gas Steam Turbine | ST |  | S | X | X | EAI.AECCBAILEY | EIA | 120 | 0.85 | 122 | 122 | 25 | N |  |  | OS | X | 7 | 1966 |  |  | N | Electric Utility | 1 | X | NG | RFO |  |  |  |  | NG |  |  |  | N | N |  | 12H | [23 empty] | Y | Y | Y
Vintage1972 | natural gas steam turbine | TRUE | 807 | Arkansas Electric Coop Corp | 203 | McClellan (AR) | AR | Ouachita | 1 | Natural Gas Steam Turbine | ST |  | S | X | X | EAI.AECCMCCLLN | EIA | 136 | 0.85 | 134 | 134 | 35 | N |  |  | OP | X | 5 | 1972 |  |  | N | Electric Utility | 1 | X | NG | RFO |  |  |  |  | NG |  |  |  | N | N |  | 12H | [23 empty] | Y | Y | Y
Vintage1987 | nuclear | TRUE | 55951 | Exelon Nuclear | 204 | Clinton Power Station | IL | DeWitt | 1 | Nuclear | ST |  | S | X | X | 20589649 | 20589649 | 1138.3 | 0.9 | 1065 | 1078 | 296.9 | N |  |  | OP | X | 11 | 1987 |  |  | N | IPP Non-CHP | 2 | X | NUC | [9 empty] | N | N |  | OVER | [23 empty] | N
Vintage1985 | nuclear | TRUE | 20893 | Wolf Creek Nuclear Optg Corp | 210 | Wolf Creek Generating Station | KS | Coffey | 1 | Nuclear | ST |  | J | X | X |  |  | 1267.7 | 0.9 | 1225 | 1255 | 50 | N |  |  | OP | X | 9 | 1985 |  |  | N | Electric Utility | 1 | X | NUC | [9 empty] | N | N |  | OVER | [23 empty] | N | N | N
Vintage1902 | hydro | TRUE | 14328 | Pacific Gas & Electric Co. | 214 | Alta Powerhouse | CA | Placer | 1 | Conventional Hydroelectric | HY |  | S | X | X | BONNIEN_7_N002 | BONNIEN_7_N002 | 1 | 1 | 1 | 1 | 0 | N |  |  | OP | X | 11 | 1902 |  |  | N | Electric Utility | 1 | X | WAT | [9 empty] | N |  |  | 10M | [23 empty] | N
Vintage1940 | hydro | TRUE | 19586 | Utica Water & Power Authority | 215 | Angels | CA | Calaveras | 1 | Conventional Hydroelectric | HY |  | S | X | X |  |  | 1.4 | 0.8 | 0.7 | 1 | 0.3 | N |  |  | OP | X | 1 | 1940 |  |  | N | IPP Non-CHP | 2 | X | WAT | [9 empty] | N | N |  | 10M
Vintage1927 | hydro | TRUE | 14328 | Pacific Gas & Electric Co. | 217 | Balch 1 | CA | Fresno | 1 | Conventional Hydroelectric | HY |  | S | X | X | BALCH1_7_B2 | BALCH1_7_B2 | 31 | 0.94 | 34 | 34 | 0 | N |  |  | OP | X | 2 | 1927 |  |  | N | Electric Utility | 1 | X | WAT | [9 empty] | N |  |  | 10M | [23 empty] | N
Vintage1958 | hydro | TRUE | 14328 | Pacific Gas & Electric Co. | 218 | Balch 2 | CA | Fresno | 2 | Conventional Hydroelectric | HY |  | S | X | X | BLCH38750_7_B1 | BLCH38750_7_B1 | 48.6 | 0.9 | 52.5 | 52.5 | 0 | N |  |  | OP | X | 11 | 1958 |  |  | N | Electric Utility | 1 | X | WAT | [9 empty] | N |  |  | 10M | [23 empty] | N
Vintage1958 | hydro | TRUE | 14328 | Pacific Gas & Electric Co. | 218 | Balch 2 | CA | Fresno | 3 | Conventional Hydroelectric | HY |  | S | X | X | BLCH38751_7_B1 | BLCH38751_7_B1 | 48.6 | 0.9 | 52.5 | 52.5 | 0 | N |  |  | OP | X | 12 | 1958 |  |  | N | Electric Utility | 1 | X | WAT | [9 empty] | N |  |  | 10M | [23 empty] | N
Vintage1969 | hydro | TRUE | 14328 | Pacific Gas & Electric Co. | 219 | Belden | CA | Plumas | 1 | Conventional Hydroelectric | HY |  | S | X | X | BELDEN_7_B1 | BELDEN_7_B1 | 117.9 | 0.9 | 125 | 125 | 0 | N |  |  | OP | X | 9 | 1969 |  |  | N | Electric Utility | 1 | X | WAT | [9 empty] | N |  |  | 10M | [23 empty] | N
Vintage1928 | hydro | TRUE | 14328 | Pacific Gas & Electric Co. | 220 | Bucks Creek | CA | Plumas | H1 | Conventional Hydroelectric | HY |  | S | X | X | BUCKCK_7_PL1X2-APND | BUCKCK_7_PL1X2-APND | 33 | 1 | 32.5 | 32.5 | 0 | N |  |  | OP | X | 3 | 1928 |  |  | N | Electric Utility | 1 | X | WAT | [9 empty] | N |  |  | 10M | [23 empty] | N
Vintage1928 | hydro | TRUE | 14328 | Pacific Gas & Electric Co. | 220 | Bucks Creek | CA | Plumas | H2 | Conventional Hydroelectric | HY |  | S | X | X | BUCKCK_7_PL1X2-APND | BUCKCK_7_PL1X2-APND | 33 | 1 | 32.5 | 32.5 | 0 | N |  |  | OP | X | 3 | 1928 |  |  | N | Electric Utility | 1 | X | WAT | [9 empty] | N |  |  | 10M | [23 empty] | N
Vintage1958 | hydro | TRUE | 14328 | Pacific Gas & Electric Co. | 221 | Butt Valley | CA | Plumas | 1 | Conventional Hydroelectric | HY |  | S | X | X | BUTTVLLY_7_B1 | BUTTVLLY_7_B1 | 40 | 0.9 | 41 | 41 | 0 | N |  |  | OP | X | 12 | 1958 |  |  | N | Electric Utility | 1 | X | WAT | [9 empty] | N |  |  | 10M | [23 empty] | N
Vintage1921 | hydro | TRUE | 14328 | Pacific Gas & Electric Co. | 222 | Caribou 1 | CA | Plumas | 1 | Conventional Hydroelectric | HY |  | S | X | X | CARABOU_7_B12 | CARABOU_7_B12 | 23.8 | 0.9 | 25 | 25 | 0 | N |  |  | OP | X | 6 | 1921 |  |  | N | Electric Utility | 1 | X | WAT | [9 empty] | N |  |  | 10M | [23 empty] | N
Vintage1921 | hydro | TRUE | 14328 | Pacific Gas & Electric Co. | 222 | Caribou 1 | CA | Plumas | 2 | Conventional Hydroelectric | HY |  | S | X | X | CARBOU_7_PL2X3-APND | CARBOU_7_PL2X3-APND | 25 | 0.9 | 25 | 25 | 0 | N |  |  | OP | X | 6 | 1921 |  |  | N | Electric Utility | 1 | X | WAT | [9 empty] | N |  |  | 10M | [23 empty] | N
Vintage1924 | hydro | TRUE | 14328 | Pacific Gas & Electric Co. | 222 | Caribou 1 | CA | Plumas | 3 | Conventional Hydroelectric | HY |  | S | X | X | CARBOU_7_PL2X3-APND | CARBOU_7_PL2X3-APND | 25 | 0.9 | 25 | 25 | 0 | N |  |  | OP | X | 5 | 1924 |  |  | N | Electric Utility | 1 | X | WAT | [9 empty] | N |  |  | 10M | [23 empty] | N
Vintage1958 | hydro | TRUE | 14328 | Pacific Gas & Electric Co. | 223 | Caribou 2 | CA | Plumas | 4 | Conventional Hydroelectric | HY |  | S | X | X | CARBOU_7_PL4X5-APND | CARBOU_7_PL4X5-APND | 60.3 | 0.9 | 60 | 60 | 0 | N |  |  | OP | X | 11 | 1958 |  |  | N | Electric Utility | 1 | X | WAT | [9 empty] | N |  |  | 10M | [23 empty] | N
Vintage1958 | hydro | TRUE | 14328 | Pacific Gas & Electric Co. | 223 | Caribou 2 | CA | Plumas | 5 | Conventional Hydroelectric | HY |  | S | X | X | CARBOU_7_PL4X5-APND | CARBOU_7_PL4X5-APND | 57.6 | 0.9 | 60 | 60 | 0 | N |  |  | OP | X | 11 | 1958 |  |  | N | Electric Utility | 1 | X | WAT | [9 empty] | N |  |  | 10M | [23 empty] | N
Vintage1900 | hydro | TRUE | 14328 | Pacific Gas & Electric Co. | 224 | Centerville PH | CA | Butte | 1 | Conventional Hydroelectric | HY |  | S | X | X | CNTRVL12_7_N002 | CNTRVL12_7_N002 | 5.5 | 1 | 5.5 | 5.5 | 0 | N |  |  | OS | X | 5 | 1900 |  |  | N | Electric Utility | 1 | X | WAT | [9 empty] | N |  |  | 10M | [23 empty] | N
Vintage1900 | hydro | TRUE | 14328 | Pacific Gas & Electric Co. | 224 | Centerville PH | CA | Butte | 2 | Conventional Hydroelectric | HY |  | S | X | X | CNTRVL12_7_N002 | CNTRVL12_7_N002 | 0.9 | 1 | 0.9 | 0.9 | 0 | N |  |  | OS | X | 5 | 1900 |  |  | N | Electric Utility | 1 | X | WAT | [9 empty] | N |  |  | 10M | [23 empty] | N
Vintage1965 | hydro | TRUE | 16534 | Sacramento Municipal Util Dist | 225 | Chili Bar | CA | El Dorado | 1 | Conventional Hydroelectric | HY |  | S | X | X | PLCRVLB2_7_N001 | PLCRVLB2_7_N001 | 8.3 | 0.9 | 7 | 7 | 0 | N |  |  | OP | X | 3 | 1965 |  |  | N | Electric Utility | 1 | X | WAT | [9 empty] | N |  |  | 1H | [23 empty] | N
Vintage1979 | hydro | TRUE | 14328 | Pacific Gas & Electric Co. | 227 | Coleman PH | CA | Shasta | 1 | Conventional Hydroelectric | HY |  | S | X | X | COLEMAN_7_B1 | COLEMAN_7_B1 | 12.1 | 0.9 | 13 | 13 | 0 | N |  |  | OP | X | 6 | 1979 |  |  | N | Electric Utility | 1 | X | WAT | [9 empty] | N |  |  | 10M | [23 empty] | N
Vintage1907 | hydro | TRUE | 14328 | Pacific Gas & Electric Co. | 229 | Cow Creek | CA | Shasta | 1 | Conventional Hydroelectric | HY |  | S | X | X | COWCREEK_6_N001 | COWCREEK_6_N001 | 0.7 | 0.8 | 0.9 | 0.9 | 0 | N |  |  | OP | X | 1 | 1907 | 12 | 2023 | N | Electric Utility | 1 | X | WAT | [9 empty] | N |  |  | 10M | [23 empty] | N
Vintage1907 | hydro | TRUE | 14328 | Pacific Gas & Electric Co. | 229 | Cow Creek | CA | Shasta | 2 | Conventional Hydroelectric | HY |  | S | X | X | COWCREEK_6_N001 | COWCREEK_6_N001 | 0.7 | 0.8 | 0.9 | 0.9 | 0 | N |  |  | OP | X | 1 | 1907 | 12 | 2023 | N | Electric Utility | 1 | X | WAT | [9 empty] | N |  |  | 10M | [23 empty] | N
Vintage1949 | hydro | TRUE | 14328 | Pacific Gas & Electric Co. | 231 | Cresta | CA | Butte | 1 | Conventional Hydroelectric | HY |  | S | X | X | CRESTA_7_PL1X2-APND | CRESTA_7_PL1X2-APND | 36.9 | 0.9 | 35 | 35 | 0 | N |  |  | OP | X | 11 | 1949 |  |  | N | Electric Utility | 1 | X | WAT | [9 empty] | N |  |  | 10M | [23 empty] | N
Vintage1950 | hydro | TRUE | 14328 | Pacific Gas & Electric Co. | 231 | Cresta | CA | Butte | 2 | Conventional Hydroelectric | HY |  | S | X | X | CRESTA_7_PL1X2-APND | CRESTA_7_PL1X2-APND | 36.9 | 0.9 | 35 | 35 | 0 | N |  |  | OP | X | 1 | 1950 |  |  | N | Electric Utility | 1 | X | WAT | [9 empty] | N |  |  | 10M | [23 empty] | N
Vintage1963 | hydro | TRUE | 14328 | Pacific Gas & Electric Co. | 232 | De Sabla | CA | Butte | 1 | Conventional Hydroelectric | HY |  | S | X | X | DESABLA_7_B1 | DESABLA_7_B1 | 18.4 | 0.9 | 18.5 | 18.5 | 0 | N |  |  | OP | X | 2 | 1963 |  |  | N | Electric Utility | 1 | X | WAT | [9 empty] | N |  |  | 10M | [23 empty] | N
Vintage1908 | hydro | TRUE | 14328 | Pacific Gas & Electric Co. | 233 | Deer Creek PH | CA | Nevada | 1 | Conventional Hydroelectric | HY |  | S | X | X | DEERCRK_7_B1 | DEERCRK_7_B1 | 5.5 | 0.8 | 5.7 | 5.7 | 0 | N |  |  | OP | X | 5 | 1908 |  |  | N | Electric Utility | 1 | X | WAT | [9 empty] | N |  |  | 10M | [23 empty] | N
Vintage1913 | hydro | TRUE | 14328 | Pacific Gas & Electric Co. | 235 | Drum 1 | CA | Placer | 1 | Conventional Hydroelectric | HY |  | S | X | X | DRUM_7_PL1X2-APND | DRUM_7_PL1X2-APND | 12 | 0.9 | 13.2 | 13.2 | 0 | N |  |  | OP | X | 11 | 1913 |  |  | N | Electric Utility | 1 | X | WAT | [9 empty] | N |  |  | 10M | [23 empty] | N
Vintage1913 | hydro | TRUE | 14328 | Pacific Gas & Electric Co. | 235 | Drum 1 | CA | Placer | 2 | Conventional Hydroelectric | HY |  | S | X | X | DRUM_7_PL1X2-APND | DRUM_7_PL1X2-APND | 12 | 0.9 | 13.2 | 13.2 | 0 | N |  |  | OP | X | 11 | 1913 |  |  | N | Electric Utility | 1 | X | WAT | [9 empty] | N |  |  | 10M | [23 empty] | N
Vintage1922 | hydro | TRUE | 14328 | Pacific Gas & Electric Co. | 235 | Drum 1 | CA | Placer | 3 | Conventional Hydroelectric | HY |  | S | X | X | DRUM_7_PL3X4-APND | DRUM_7_PL3X4-APND | 12 | 0.9 | 13.2 | 13.2 | 0 | N |  |  | OP | X | 4 | 1922 |  |  | N | Electric Utility | 1 | X | WAT | [9 empty] | N |  |  | 10M | [23 empty] | N
Vintage1928 | hydro | TRUE | 14328 | Pacific Gas & Electric Co. | 235 | Drum 1 | CA | Placer | 4 | Conventional Hydroelectric | HY |  | S | X | X | DRUM_7_PL3X4-APND | DRUM_7_PL3X4-APND | 13.2 | 0.9 | 14.4 | 14.4 | 0 | N |  |  | OP | X | 6 | 1928 |  |  | N | Electric Utility | 1 | X | WAT | [9 empty] | N |  |  | 10M | [23 empty] | N
Vintage1965 | hydro | TRUE | 14328 | Pacific Gas & Electric Co. | 236 | Drum 2 | CA | Placer | 5 | Conventional Hydroelectric | HY |  | S | X | X | DRUM5_7_B1 | DRUM5_7_B1 | 53.1 | 0.9 | 49.5 | 49.5 | 0 | N |  |  | OP | X | 12 | 1965 |  |  | N | Electric Utility | 1 | X | WAT | [9 empty] | N |  |  | 10M | [23 empty] | N
Vintage1943 | hydro | TRUE | 14328 | Pacific Gas & Electric Co. | 237 | Dutch Flat | CA | Placer | 1 | Conventional Hydroelectric | HY |  | S | X | X | DTCHFLT1_7_B1 | DTCHFLT1_7_B1 | 22 | 0.8 | 22 | 22 | 0 | N |  |  | OP | X | 3 | 1943 |  |  | N | Electric Utility | 1 | X | WAT | [9 empty] | N |  |  | 10M | [23 empty] | N
Vintage1924 | hydro | TRUE | 25915 | El Dorado Irrigation District | 238 | El Dorado | CA | El Dorado | 1 | Conventional Hydroelectric | HY |  | S | X | X |  |  | 10 | 0.8 | 10.4 | 10.6 | 2.5 | N |  |  | OP | X | 1 | 1924 |  |  | N | Electric Utility | 1 | X | WAT | [9 empty] | N | N |  | 12H | [23 empty] | N |  | N
Vintage1924 | hydro | TRUE | 25915 | El Dorado Irrigation District | 238 | El Dorado | CA | El Dorado | 2 | Conventional Hydroelectric | HY |  | S | X | X |  |  | 10 | 0.8 | 10.4 | 10.5 | 2.5 | N |  |  | OP | X | 1 | 1924 |  |  | N | Electric Utility | 1 | X | WAT | [9 empty] | N | N |  | 12H | [23 empty] | N |  | N
Vintage1948 | hydro | TRUE | 14328 | Pacific Gas & Electric Co. | 239 | Electra | CA | Amador | 1 | Conventional Hydroelectric | HY |  | S | X | X | ELECTR_7_PL1X3-APND | ELECTR_7_PL1X3-APND | 32.3 | 0.9 | 30.7 | 30.7 | 0 | N |  |  | OP | X | 6 | 1948 |  |  | N | Electric Utility | 1 | X | WAT | [9 empty] | N |  |  | 10M | [23 empty] | N
Vintage1948 | hydro | TRUE | 14328 | Pacific Gas & Electric Co. | 239 | Electra | CA | Amador | 2 | Conventional Hydroelectric | HY |  | S | X | X | ELECTR_7_PL1X3-APND | ELECTR_7_PL1X3-APND | 35.1 | 0.9 | 30.7 | 30.7 | 0 | N |  |  | OP | X | 6 | 1948 |  |  | N | Electric Utility | 1 | X | WAT | [9 empty] | N |  |  | 10M | [23 empty] | N
Vintage1948 | hydro | TRUE | 14328 | Pacific Gas & Electric Co. | 239 | Electra | CA | Amador | 3 | Conventional Hydroelectric | HY |  | S | X | X | ELECTR_7_PL1X3-APND | ELECTR_7_PL1X3-APND | 35.1 | 0.9 | 36.6 | 36.6 | 0 | N |  |  | OP | X | 6 | 1948 |  |  | N | Electric Utility | 1 | X | WAT | [9 empty] | N |  |  | 10M | [23 empty] | N
Vintage1958 | hydro | TRUE | 14328 | Pacific Gas & Electric Co. | 240 | Haas | CA | Fresno | H1 | Conventional Hydroelectric | HY |  | S | X | X | HAASPH_7_PL1X2-APND | HAASPH_7_PL1X2-APND | 67.5 | 0.9 | 72 | 72 | 0 | N |  |  | OP | X | 12 | 1958 |  |  | N | Electric Utility | 1 | X | WAT | [9 empty] | N |  |  | 10M | [23 empty] | N
Vintage1958 | hydro | TRUE | 14328 | Pacific Gas & Electric Co. | 240 | Haas | CA | Fresno | H2 | Conventional Hydroelectric | HY |  | S | X | X | HAASPH_7_PL1X2-APND | HAASPH_7_PL1X2-APND | 67.5 | 0.9 | 72 | 72 | 0 | N |  |  | OP | X | 12 | 1958 |  |  | N | Electric Utility | 1 | X | WAT | [9 empty] | N |  |  | 10M | [23 empty] | N
Vintage1916 | hydro | TRUE | 14328 | Pacific Gas & Electric Co. | 241 | Halsey | CA | Placer | 1 | Conventional Hydroelectric | HY |  | S | X | X | HALSEYF_7_B1 | HALSEYF_7_B1 | 13.6 | 0.8 | 11 | 11 | 0 | N |  |  | OP | X | 12 | 1916 |  |  | N | Electric Utility | 1 | X | WAT | [9 empty] | N |  |  | 10M | [23 empty] | N
Vintage1921 | hydro | TRUE | 14328 | Pacific Gas & Electric Co. | 242 | Hamilton Branch | CA | Plumas | 1 | Conventional Hydroelectric | HY |  | S | X | X | HAMILBR_7_N002 | HAMILBR_7_N002 | 2.6 | 0.8 | 2.4 | 2.4 | 0 | N |  |  | OS | X | 8 | 1921 |  |  | N | Electric Utility | 1 | X | WAT | [9 empty] | N |  |  | 10M | [23 empty] | N
Vintage1921 | hydro | TRUE | 14328 | Pacific Gas & Electric Co. | 242 | Hamilton Branch | CA | Plumas | 2 | Conventional Hydroelectric | HY |  | S | X | X | HAMILBR_7_N002 | HAMILBR_7_N002 | 2.7 | 0.85 | 2.4 | 2.4 | 0 | N |  |  | OS | X | 8 | 1921 |  |  | N | Electric Utility | 1 | X | WAT | [9 empty] | N |  |  | 10M | [23 empty] | N
Vintage1921 | hydro | TRUE | 14328 | Pacific Gas & Electric Co. | 243 | Hat Creek 1 | CA | Shasta | 1 | Conventional Hydroelectric | HY |  | S | X | X | HATCRK1_7_B1 | HATCRK1_7_B1 | 10 | 0.8 | 8.5 | 8.5 | 0 | N |  |  | OP | X | 8 | 1921 |  |  | N | Electric Utility | 1 | X | WAT | [9 empty] | N |  |  | 10M | [23 empty] | N
Vintage1921 | hydro | TRUE | 14328 | Pacific Gas & Electric Co. | 244 | Hat Creek 2 | CA | Shasta | 1 | Conventional Hydroelectric | HY |  | S | X | X | HATCRK2_7_B1 | HATCRK2_7_B1 | 10 | 0.8 | 8.5 | 8.5 | 0 | N |  |  | OP | X | 9 | 1921 |  |  | N | Electric Utility | 1 | X | WAT | [9 empty] | N |  |  | 10M | [23 empty] | N
Vintage2010 | natural gas peaker | TRUE | 14328 | Pacific Gas & Electric Co. | 246 | Humboldt Bay | CA | Humboldt | IC1 | Natural Gas Internal Combustion Engine | IC |  | S | X | X | HMBUNIT1_7_GN010 | HMBUNIT1_7_GN010 | 16.7 | 0.8 | 16.3 | 16.3 | 14.5 | N |  |  | OP | X | 9 | 2010 |  |  | N | Electric Utility | 1 | X | NG | DFO | OBG | [7 empty] | N |  |  | 1H | [23 empty] | Y | Y | Y
Vintage2010 | natural gas peaker | TRUE | 14328 | Pacific Gas & Electric Co. | 246 | Humboldt Bay | CA | Humboldt | IC10 | Natural Gas Internal Combustion Engine | IC |  | S | X | X | HMBUNIT2_7_GN010 | HMBUNIT2_7_GN010 | 16.7 | 0.8 | 16.3 | 16.3 | 14.5 | N |  |  | OP | X | 9 | 2010 |  |  | N | Electric Utility | 1 | X | NG | DFO | OBG | [7 empty] | N |  |  | 1H | [23 empty] | Y | Y | Y
Vintage2010 | natural gas peaker | TRUE | 14328 | Pacific Gas & Electric Co. | 246 | Humboldt Bay | CA | Humboldt | IC2 | Natural Gas Internal Combustion Engine | IC |  | S | X | X | HMBUNIT1_7_GN010 | HMBUNIT1_7_GN010 | 16.7 | 0.8 | 16.3 | 16.3 | 14.5 | N |  |  | OP | X | 9 | 2010 |  |  | N | Electric Utility | 1 | X | NG | DFO | OBG | [7 empty] | N |  |  | 1H | [23 empty] | Y | Y | Y
Vintage2011 | natural gas peaker | TRUE | 14328 | Pacific Gas & Electric Co. | 246 | Humboldt Bay | CA | Humboldt | IC3 | Natural Gas Internal Combustion Engine | IC |  | S | X | X | HMBUNIT1_7_GN010 | HMBUNIT1_7_GN010 | 16.7 | 0.8 | 16.3 | 16.3 | 14.5 | N |  |  | OP | X | 3 | 2011 |  |  | N | Electric Utility | 1 | X | NG | DFO | OBG | [7 empty] | N |  |  | 1H | [23 empty] | Y | Y | Y
Vintage2010 | natural gas peaker | TRUE | 14328 | Pacific Gas & Electric Co. | 246 | Humboldt Bay | CA | Humboldt | IC4 | Natural Gas Internal Combustion Engine | IC |  | S | X | X | HMBUNIT3_7_GN010 | HMBUNIT3_7_GN010 | 16.7 | 0.8 | 16.3 | 16.3 | 14.5 | N |  |  | OP | X | 9 | 2010 |  |  | N | Electric Utility | 1 | X | NG | DFO | OBG | [7 empty] | N |  |  | 1H | [23 empty] | Y | Y | Y
Vintage2010 | natural gas peaker | TRUE | 14328 | Pacific Gas & Electric Co. | 246 | Humboldt Bay | CA | Humboldt | IC5 | Natural Gas Internal Combustion Engine | IC |  | S | X | X | HMBUNIT3_7_GN010 | HMBUNIT3_7_GN010 | 16.7 | 0.8 | 16.3 | 16.3 | 15.4 | N |  |  | OP | X | 9 | 2010 |  |  | N | Electric Utility | 1 | X | NG | DFO | OBG | [7 empty] | N |  |  | 1H | [23 empty] | Y | Y | Y
Vintage2010 | natural gas peaker | TRUE | 14328 | Pacific Gas & Electric Co. | 246 | Humboldt Bay | CA | Humboldt | IC6 | Natural Gas Internal Combustion Engine | IC |  | S | X | X | HMBUNIT3_7_GN010 | HMBUNIT3_7_GN010 | 16.7 | 0.8 | 16.3 | 16.3 | 14.5 | N |  |  | OP | X | 9 | 2010 |  |  | N | Electric Utility | 1 | X | NG | DFO | OBG | [7 empty] | N |  |  | 1H | [23 empty] | Y | Y | Y
Vintage2010 | natural gas peaker | TRUE | 14328 | Pacific Gas & Electric Co. | 246 | Humboldt Bay | CA | Humboldt | IC7 | Natural Gas Internal Combustion Engine | IC |  | S | X | X | HMBUNIT3_7_GN010 | HMBUNIT3_7_GN010 | 16.7 | 0.8 | 16.3 | 16.3 | 14.5 | N |  |  | OP | X | 9 | 2010 |  |  | N | Electric Utility | 1 | X | NG | DFO | OBG | [7 empty] | N |  |  | 1H | [23 empty] | Y | Y | Y
Vintage2010 | natural gas peaker | TRUE | 14328 | Pacific Gas & Electric Co. | 246 | Humboldt Bay | CA | Humboldt | IC8 | Natural Gas Internal Combustion Engine | IC |  | S | X | X | HMBUNIT2_7_GN010 | HMBUNIT2_7_GN010 | 16.7 | 0.8 | 16.3 | 16.3 | 14.5 | N |  |  | OP | X | 9 | 2010 |  |  | N | Electric Utility | 1 | X | NG | DFO | OBG | [7 empty] | N |  |  | 1H | [23 empty] | Y | Y | Y
Vintage2010 | natural gas peaker | TRUE | 14328 | Pacific Gas & Electric Co. | 246 | Humboldt Bay | CA | Humboldt | IC9 | Natural Gas Internal Combustion Engine | IC |  | S | X | X | HMBUNIT2_7_GN010 | HMBUNIT2_7_GN010 | 16.7 | 0.8 | 16.7 | 16.7 | 14.5 | N |  |  | OP | X | 9 | 2010 |  |  | N | Electric Utility | 1 | X | NG | DFO | OBG | [7 empty] | N |  |  | 1H | [23 empty] | Y | Y | Y
Vintage1979 | hydro | TRUE | 14328 | Pacific Gas & Electric Co. | 248 | Inskip | CA | Tehama | 1 | Conventional Hydroelectric | HY |  | S | X | X | INSKIP_7_B1 | INSKIP_7_B1 | 7.6 | 0.9 | 8 | 8 | 0 | N |  |  | OS | X | 10 | 1979 |  |  | N | Electric Utility | 1 | X | WAT | [9 empty] | N |  |  | 10M | [23 empty] | N
Vintage1966 | hydro | TRUE | 14328 | Pacific Gas & Electric Co. | 249 | James B Black | CA | Shasta | 1 | Conventional Hydroelectric | HY |  | S | X | X | JBBLACK1_7_B1 | JBBLACK1_7_B1 | 85.1 | 0.9 | 86 | 86 | 0 | N |  |  | OP | X | 2 | 1966 |  |  | N | Electric Utility | 1 | X | WAT | [9 empty] | N |  |  | 10M | [23 empty] | N
Vintage1965 | hydro | TRUE | 14328 | Pacific Gas & Electric Co. | 249 | James B Black | CA | Shasta | 2 | Conventional Hydroelectric | HY |  | S | X | X | JBBLACK2_7_B1 | JBBLACK2_7_B1 | 83.5 | 0.9 | 86 | 86 | 0 | N |  |  | OP | X | 12 | 1965 |  |  | N | Electric Utility | 1 | X | WAT | [9 empty] | N |  |  | 10M | [23 empty] | N
Vintage1920 | hydro | TRUE | 14328 | Pacific Gas & Electric Co. | 250 | Kerckhoff | CA | Fresno | H1 | Conventional Hydroelectric | HY |  | S | X | X | KERCK1G1_7_B2 | KERCK1G1_7_B2 | 11.3 | 1 | 12.6 | 12.6 | 0.5 | N |  |  | OS | X | 8 | 1920 |  |  | N | Electric Utility | 1 | X | WAT | [9 empty] | N |  |  | 10M | [23 empty] | N
Vintage1920 | hydro | TRUE | 14328 | Pacific Gas & Electric Co. | 250 | Kerckhoff | CA | Fresno | H3 | Conventional Hydroelectric | HY |  | S | X | X | KERCK1G3_7_B1 | KERCK1G3_7_B1 | 11.3 | 1 | 12.6 | 12.6 | 0.5 | N |  |  | OS | X | 8 | 1920 |  |  | N | Electric Utility | 1 | X | WAT | [9 empty] | N |  |  | 10M | [23 empty] | N
Vintage1904 | hydro | TRUE | 14328 | Pacific Gas & Electric Co. | 253 | Kilarc | CA | Shasta | 1 | Conventional Hydroelectric | HY |  | S | X | X | KILRC1-2_7_B1 | KILRC1-2_7_B1 | 1.5 | 1 | 1.6 | 1.6 | 0 | N |  |  | OP | X | 6 | 1904 | 12 | 2023 | N | Electric Utility | 1 | X | WAT | [9 empty] | N |  |  | 10M | [23 empty] | N
Vintage1962 | hydro | TRUE | 14328 | Pacific Gas & Electric Co. | 254 | Kings River PH | CA | Fresno | H1 | Conventional Hydroelectric | HY |  | S | X | X | KINGSRIV_7_B1 | KINGSRIV_7_B1 | 48.6 | 0.9 | 52 | 52 | 0 | N |  |  | OP | X | 3 | 1962 |  |  | N | Electric Utility | 1 | X | WAT | [9 empty] | N |  |  | 10M | [23 empty] | N
Vintage1906 | hydro | TRUE | 14328 | Pacific Gas & Electric Co. | 255 | Lime Saddle | CA | Butte | 1 | Conventional Hydroelectric | HY |  | S | X | X | CLARKRD_7_N003 | CLARKRD_7_N003 | 1 | 1 | 1 | 1 | 0 | N |  |  | OS | X | 8 | 1906 |  |  | N | Electric Utility | 1 | X | WAT | [9 empty] | N |  |  | 10M | [23 empty] | N
Vintage1906 | hydro | TRUE | 14328 | Pacific Gas & Electric Co. | 255 | Lime Saddle | CA | Butte | 2 | Conventional Hydroelectric | HY |  | S | X | X | CLARKRD_7_N003 | CLARKRD_7_N003 | 1 | 1 | 1 | 1 | 0 | N |  |  | OS | X | 8 | 1906 |  |  | N | Electric Utility | 1 | X | WAT | [9 empty] | N |  |  | 10M | [23 empty] | N
Vintage1930 | hydro | TRUE | 12312 | Merced Irrigation District | 258 | Merced Falls | CA | Merced | 1 | Conventional Hydroelectric | HY |  | S | X | X | MERCEDFL_7_N001 |  | 3.4 | 0.86 | 3.5 | 3.5 | 0 | N |  |  | OP | X | 7 | 1930 |  |  | N | IPP Non-CHP | 2 | X | WAT | [9 empty] | N |  |  | 10M | [23 empty] | N
Vintage2021 | other | TRUE | 54802 | Dynegy -Moss Landing LLC | 260 | Dynegy Moss Landing Power Plant Hybrid | CA | Monterey | BAT1 | Batteries | BA |  | S | X | X |  |  | 300 |  | 300 | 300 | 0.2 | N |  |  | OP | X | 5 | 2021 |  |  | N | IPP Non-CHP | 2 | X | MWH | [9 empty] | N | N |  | 10M | [20 empty] | N |  |  | N | N
Vintage2021 | other | TRUE | 54802 | Dynegy -Moss Landing LLC | 260 | Dynegy Moss Landing Power Plant Hybrid | CA | Monterey | BAT2 | Batteries | BA |  | S | X | X |  |  | 100 |  | 100 | 100 | 0.2 | N |  |  | OP | X | 5 | 2021 |  |  | N | IPP Non-CHP | 2 | X | MWH | [9 empty] | N | N |  | 10M | [20 empty] | N |  |  | N | N
Vintage2002 | natural gas combined cycle | TRUE | 54802 | Dynegy -Moss Landing LLC | 260 | Dynegy Moss Landing Power Plant Hybrid | CA | Monterey | CT1A | Natural Gas Fired Combined Cycle | CT | CC1 | S | X | N |  |  | 233 | 0.85 | 165 | 165 | 80 | N |  |  | OP | X | 7 | 2002 |  |  | N | IPP Non-CHP | 2 | X | NG | [9 empty] | N | N |  | 12H | [23 empty] | N | N | N
Vintage2002 | natural gas combined cycle | TRUE | 54802 | Dynegy -Moss Landing LLC | 260 | Dynegy Moss Landing Power Plant Hybrid | CA | Monterey | CT1B | Natural Gas Fired Combined Cycle | CT | CC1 | S | X | N |  |  | 233 | 0.85 | 165 | 165 | 80 | N |  |  | OP | X | 7 | 2002 |  |  | N | IPP Non-CHP | 2 | X | NG | [9 empty] | N | N |  | 12H | [23 empty] | N | N | N
Vintage2002 | natural gas combined cycle | TRUE | 54802 | Dynegy -Moss Landing LLC | 260 | Dynegy Moss Landing Power Plant Hybrid | CA | Monterey | CT2A | Natural Gas Fired Combined Cycle | CT | CC2 | S | X | N |  |  | 233 | 0.85 | 165 | 165 | 80 | N |  |  | OP | X | 7 | 2002 |  |  | N | IPP Non-CHP | 2 | X | NG | [9 empty] | N | N |  | 12H | [23 empty] | N | N | N
Vintage2002 | natural gas combined cycle | TRUE | 54802 | Dynegy -Moss Landing LLC | 260 | Dynegy Moss Landing Power Plant Hybrid | CA | Monterey | CT2B | Natural Gas Fired Combined Cycle | CT | CC2 | S | X | N |  |  | 233 | 0.85 | 165 | 165 | 80 | N |  |  | OP | X | 7 | 2002 |  |  | N | IPP Non-CHP | 2 | X | NG | [9 empty] | N | N |  | 12H | [23 empty] | N | N | N
Vintage2002 | natural gas combined cycle | TRUE | 54802 | Dynegy -Moss Landing LLC | 260 | Dynegy Moss Landing Power Plant Hybrid | CA | Monterey | ST1 | Natural Gas Fired Combined Cycle | CA | CC1 | S | N | X |  |  | 233 | 0.85 | 180 | 180 | 60 | N |  |  | OP | X | 7 | 2002 |  |  | N | IPP Non-CHP | 2 | X | NG | [9 empty] | N | N |  | 12H | [23 empty] | N | N | N
Vintage2002 | natural gas combined cycle | TRUE | 54802 | Dynegy -Moss Landing LLC | 260 | Dynegy Moss Landing Power Plant Hybrid | CA | Monterey | ST2 | Natural Gas Fired Combined Cycle | CA | CC2 | S | N | X |  |  | 233 | 0.85 | 180 | 180 | 60 | N |  |  | OP | X | 7 | 2002 |  |  | N | IPP Non-CHP | 2 | X | NG | [9 empty] | N | N | 0 | 12H | [23 empty] | N | N | N
Vintage1954 | hydro | TRUE | 19586 | Utica Water & Power Authority | 261 | Murphys | CA | Calaveras | 1 | Conventional Hydroelectric | HY |  | S | X | X |  |  | 3.6 | 0.8 | 1.7 | 2 | 0.7 | N |  |  | OP | X | 3 | 1954 |  |  | N | IPP Non-CHP | 2 | X | WAT | [9 empty] | N |  |  | 10M
Vintage1942 | hydro | TRUE | 21140 | Yuba County Water Agency | 262 | Narrows PH | CA | Nevada | 1 | Conventional Hydroelectric | HY |  | S | X | X | NARROWS1_7_B1 | NARROWS1_7_B1 | 10.2 | 0.86 | 12 | 12 | 0 | N |  |  | OP | X | 12 | 1942 |  |  | N | Electric Utility | 1 | X | WAT | [9 empty] | N |  |  | 10M | [23 empty] | N
Vintage1940 | hydro | TRUE | 14328 | Pacific Gas & Electric Co. | 264 | Phoenix | CA | Tuolumne | 1 | Conventional Hydroelectric | HY |  | S | X | X | PHOENIX_7_N001 | PHOENIX_7_N001 | 1.6 | 0.8 | 2 | 2 | 0 | N |  |  | OP | X | 2 | 1940 |  |  | N | Electric Utility | 1 | X | WAT | [9 empty] | N |  |  | 10M | [23 empty] | N
Vintage1922 | hydro | TRUE | 14328 | Pacific Gas & Electric Co. | 265 | Pit 1 | CA | Shasta | H1 | Conventional Hydroelectric | HY |  | S | X | X | PIT1U1_7_B1 | PIT1U1_7_B1 | 34.6 | 0.9 | 30.5 | 30.5 | 0 | N |  |  | OP | X | 9 | 1922 |  |  | N | Electric Utility | 1 | X | WAT | [9 empty] | N |  |  | 10M | [23 empty] | N
Vintage1922 | hydro | TRUE | 14328 | Pacific Gas & Electric Co. | 265 | Pit 1 | CA | Shasta | H2 | Conventional Hydroelectric | HY |  | S | X | X | PIT1U1_7_B2 | PIT1U1_7_B2 | 34.6 | 0.9 | 30.5 | 30.5 | 0 | N |  |  | OP | X | 9 | 1922 |  |  | N | Electric Utility | 1 | X | WAT | [9 empty] | N |  |  | 10M | [23 empty] | N
Vintage1925 | hydro | TRUE | 14328 | Pacific Gas & Electric Co. | 266 | Pit 3 | CA | Shasta | H1 | Conventional Hydroelectric | HY |  | S | X | X | PIT3_7_PL1X3-APND | PIT3_7_PL1X3-APND | 26.7 | 0.9 | 23.3 | 23.3 | 0 | N |  |  | OP | X | 7 | 1925 |  |  | N | Electric Utility | 1 | X | WAT | [9 empty] | N |  |  | 10M | [23 empty] | N
Vintage1925 | hydro | TRUE | 14328 | Pacific Gas & Electric Co. | 266 | Pit 3 | CA | Shasta | H2 | Conventional Hydroelectric | HY |  | S | X | X | PIT3_7_PL1X3-APND | PIT3_7_PL1X3-APND | 26.7 | 0.9 | 23.3 | 23.3 | 0 | N |  |  | OP | X | 7 | 1925 |  |  | N | Electric Utility | 1 | X | WAT | [9 empty] | N |  |  | 10M | [23 empty] | N
Vintage1925 | hydro | TRUE | 14328 | Pacific Gas & Electric Co. | 266 | Pit 3 | CA | Shasta | H3 | Conventional Hydroelectric | HY |  | S | X | X | PIT3_7_PL1X3-APND | PIT3_7_PL1X3-APND | 26.7 | 0.9 | 23.3 | 23.3 | 0 | N |  |  | OP | X | 7 | 1925 |  |  | N | Electric Utility | 1 | X | WAT | [9 empty] | N |  |  | 10M | [23 empty] | N
Vintage1955 | hydro | TRUE | 14328 | Pacific Gas & Electric Co. | 267 | Pit 4 | CA | Shasta | 1 | Conventional Hydroelectric | HY |  | S | X | X | PIT4_7_PL1X2-APND | PIT4_7_PL1X2-APND | 51.7 | 0.9 | 47.5 | 47.5 | 0 | N |  |  | OP | X | 10 | 1955 |  |  | N | Electric Utility | 1 | X | WAT | [9 empty] | N |  |  | 1H | [23 empty] | N
Vintage1955 | hydro | TRUE | 14328 | Pacific Gas & Electric Co. | 267 | Pit 4 | CA | Shasta | 2 | Conventional Hydroelectric | HY |  | S | X | X | PIT4_7_PL1X2-APND | PIT4_7_PL1X2-APND | 51.7 | 0.9 | 47.5 | 47.5 | 0 | N |  |  | OP | X | 7 | 1955 |  |  | N | Electric Utility | 1 | X | WAT | [9 empty] | N |  |  | 1H | [23 empty] | N
Vintage1944 | hydro | TRUE | 14328 | Pacific Gas & Electric Co. | 268 | Pit 5 | CA | Shasta | H1 | Conventional Hydroelectric | HY |  | S | X | X | PIT5_7_PL1X2-APND | PIT5_7_PL1X2-APND | 38.2 | 0.87 | 40 | 40 | 0 | N |  |  | OP | X | 4 | 1944 |  |  | N | Electric Utility | 1 | X | WAT | [9 empty] | N |  |  | 10M | [23 empty] | N
Vintage1944 | hydro | TRUE | 14328 | Pacific Gas & Electric Co. | 268 | Pit 5 | CA | Shasta | H2 | Conventional Hydroelectric | HY |  | S | X | X | PIT5_7_PL1X2-APND | PIT5_7_PL1X2-APND | 38.2 | 0.87 | 40 | 40 | 0 | N |  |  | OP | X | 4 | 1944 |  |  | N | Electric Utility | 1 | X | WAT | [9 empty] | N |  |  | 10M | [23 empty] | N
Vintage1944 | hydro | TRUE | 14328 | Pacific Gas & Electric Co. | 268 | Pit 5 | CA | Shasta | H3 | Conventional Hydroelectric | HY |  | S | X | X | PIT5_7_PL3X4-APND | PIT5_7_PL3X4-APND | 33.2 | 0.8 | 40 | 40 | 0 | N |  |  | OP | X | 4 | 1944 |  |  | N | Electric Utility | 1 | X | WAT | [9 empty] | N |  |  | 10M | [23 empty] | N
Vintage1944 | hydro | TRUE | 14328 | Pacific Gas & Electric Co. | 268 | Pit 5 | CA | Shasta | H4 | Conventional Hydroelectric | HY |  | S | X | X | PIT5_7_PL3X4-APND | PIT5_7_PL3X4-APND | 32 | 0.8 | 40 | 40 | 0 | N |  |  | OP | X | 4 | 1944 |  |  | N | Electric Utility | 1 | X | WAT | [9 empty] | N |  |  | 10M | [23 empty] | N
Vintage1965 | hydro | TRUE | 14328 | Pacific Gas & Electric Co. | 269 | Pit 6 | CA | Shasta | H1 | Conventional Hydroelectric | HY |  | S | X | X | PIT6U1_7_B1 | PIT6U1_7_B1 | 39.6 | 0.9 | 40 | 40 | 0 | N |  |  | OP | X | 8 | 1965 |  |  | N | Electric Utility | 1 | X | WAT | [9 empty] | N |  |  | 10M | [23 empty] | N
Vintage1965 | hydro | TRUE | 14328 | Pacific Gas & Electric Co. | 269 | Pit 6 | CA | Shasta | H2 | Conventional Hydroelectric | HY |  | S | X | X | PIT6U2_7_B1 | PIT6U2_7_B1 | 39.6 | 0.9 | 40 | 40 | 0 | N |  |  | OP | X | 8 | 1965 |  |  | N | Electric Utility | 1 | X | WAT | [9 empty] | N |  |  | 10M | [23 empty] | N
Vintage1965 | hydro | TRUE | 14328 | Pacific Gas & Electric Co. | 270 | Pit 7 | CA | Shasta | H1 | Conventional Hydroelectric | HY |  | S | X | X | PIT7U1_7_B1 | PIT7U1_7_B1 | 57.6 | 0.9 | 56 | 56 | 0 | N |  |  | OP | X | 9 | 1965 |  |  | N | Electric Utility | 1 | X | WAT | [9 empty] | N |  |  | 10M | [23 empty] | N
Vintage1965 | hydro | TRUE | 14328 | Pacific Gas & Electric Co. | 270 | Pit 7 | CA | Shasta | H2 | Conventional Hydroelectric | HY |  | S | X | X | PIT7U2_7_B1 | PIT7U2_7_B1 | 52.2 | 0.9 | 57 | 57 | 0 | N |  |  | OP | X | 9 | 1965 |  |  | N | Electric Utility | 1 | X | WAT | [9 empty] | N |  |  | 10M | [23 empty] | N
Vintage1958 | hydro | TRUE | 14328 | Pacific Gas & Electric Co. | 272 | Poe | CA | Butte | 1 | Conventional Hydroelectric | HY |  | S | X | X | POE1_7_B1 | POE1_7_B1 | 71.4 | 0.9 | 60 | 60 | 0 | N |  |  | OP | X | 10 | 1958 |  |  | N | Electric Utility | 1 | X | WAT | [9 empty] | N |  |  | 10M | [23 empty] | N
Vintage1958 | hydro | TRUE | 14328 | Pacific Gas & Electric Co. | 272 | Poe | CA | Butte | 2 | Conventional Hydroelectric | HY |  | S | X | X | POE2_7_B1 | POE2_7_B1 | 71.4 | 0.9 | 60 | 60 | 0 | N |  |  | OP | X | 10 | 1958 |  |  | N | Electric Utility | 1 | X | WAT | [9 empty] | N |  |  | 10M | [23 empty] | N
Vintage1939 | hydro | TRUE | 14328 | Pacific Gas & Electric Co. | 274 | Potter Valley | CA | Mendocino | 1 | Conventional Hydroelectric | HY |  | S | X | X | POTTRVLY_7_N002 | POTTRVLY_7_N002 | 4.4 | 0.8 | 4.5 | 4.5 | 0 | N |  |  | OP | X | 2 | 1939 |  |  | N | Electric Utility | 1 | X | WAT | [9 empty] | N |  |  | 10M | [23 empty] | N
Vintage1910 | hydro | TRUE | 14328 | Pacific Gas & Electric Co. | 274 | Potter Valley | CA | Mendocino | 2 | Conventional Hydroelectric | HY |  | S | X | X | POTTRVLY_7_N002 | POTTRVLY_7_N002 | 2 | 0.8 | 2 | 2 | 0 | N |  |  | OP | X | 3 | 1910 |  |  | N | Electric Utility | 1 | X | WAT | [9 empty] | N |  |  | 10M | [23 empty] | N
Vintage1917 | hydro | TRUE | 14328 | Pacific Gas & Electric Co. | 274 | Potter Valley | CA | Mendocino | 3 | Conventional Hydroelectric | HY |  | S | X | X | POTTRVLY_7_N002 | POTTRVLY_7_N002 | 3 | 1 | 2.7 | 2.7 | 0 | N |  |  | OP | X | 9 | 1917 |  |  | N | Electric Utility | 1 | X | WAT | [9 empty] | N |  |  | 10M | [23 empty] | N
Vintage1950 | hydro | TRUE | 14328 | Pacific Gas & Electric Co. | 275 | Rock Creek | CA | Plumas | H1 | Conventional Hydroelectric | HY |  | S | X | X | ROCKCK1_7_B1 | ROCKCK1_7_B1 | 63 | 0.9 | 63 | 63 | 0 | N |  |  | OP | X | 3 | 1950 |  |  | N | Electric Utility | 1 | X | WAT | [9 empty] | N |  |  | 10M | [23 empty] | N
Vintage1950 | hydro | TRUE | 14328 | Pacific Gas & Electric Co. | 275 | Rock Creek | CA | Plumas | H2 | Conventional Hydroelectric | HY |  | S | X | X | ROCKCK2_7_B1 | ROCKCK2_7_B1 | 63 | 0.9 | 63 | 63 | 0 | N |  |  | OP | X | 3 | 1950 |  |  | N | Electric Utility | 1 | X | WAT | [9 empty] | N |  |  | 10M | [23 empty] | N
Vintage1917 | hydro | TRUE | 14328 | Pacific Gas & Electric Co. | 276 | San Joaquin 2 | CA | Madera | 1 | Conventional Hydroelectric | HY |  | S | X | X | SJNO2_6_N002 | SJNO2_6_N002 | 2.8 | 0.8 | 3.2 | 3.2 | 0 | N |  |  | OP | X | 9 | 1917 |  |  | N | Electric Utility | 1 | X | WAT | [9 empty] | N |  |  | 10M | [23 empty] | N
Vintage1923 | hydro | TRUE | 14328 | Pacific Gas & Electric Co. | 277 | San Joaquin 3 | CA | Madera | 3 | Conventional Hydroelectric | HY |  | S | X | X | CRANEVLY_6_N002 | CRANEVLY_6_N002 | 4 | 0.8 | 4.2 | 4.2 | 0 | N |  |  | OS | X | 8 | 1923 |  |  | N | Electric Utility | 1 | X | WAT | [9 empty] | N |  |  | 10M | [23 empty] | N
Vintage1931 | hydro | TRUE | 14328 | Pacific Gas & Electric Co. | 279 | Salt Springs | CA | Amador | 1 | Conventional Hydroelectric | HY |  | S | X | X | SALTSP_7_UNITS-APND | SALTSP_7_UNITS-APND | 12.3 | 0.85 | 11 | 11 | 0 | N |  |  | OP | X | 6 | 1931 |  |  | N | Electric Utility | 1 | X | WAT | [9 empty] | N |  |  | 1H | [23 empty] | N
Vintage1953 | hydro | TRUE | 14328 | Pacific Gas & Electric Co. | 279 | Salt Springs | CA | Amador | 2 | Conventional Hydroelectric | HY |  | S | X | X | SALTSP_7_UNITS-APND | SALTSP_7_UNITS-APND | 29.7 | 0.9 | 33 | 33 | 0 | N |  |  | OP | X | 4 | 1953 |  |  | N | Electric Utility | 1 | X | WAT | [9 empty] | N |  |  | 1H | [23 empty] | N
Vintage1979 | hydro | TRUE | 14328 | Pacific Gas & Electric Co. | 280 | South | CA | Tehama | 1 | Conventional Hydroelectric | HY |  | S | X | X | SOUTHG_7_B1 | SOUTHG_7_B1 | 6.7 | 0.9 | 7 | 7 | 0 | N |  |  | OP | X | 12 | 1979 |  |  | N | Electric Utility | 1 | X | WAT | [9 empty] | N |  |  | 10M | [23 empty] | N
Vintage1928 | hydro | TRUE | 14328 | Pacific Gas & Electric Co. | 281 | Spaulding 1 | CA | Nevada | 1 | Conventional Hydroelectric | HY |  | S | X | X | SPAULD_6_UNIT12-APND | SPAULD_6_UNIT12-APND | 7 | 0.8 | 7 | 7 | 0 | N |  |  | OP | X | 5 | 1928 |  |  | N | Electric Utility | 1 | X | WAT | [9 empty] | N |  |  | 10M | [23 empty] | N
Vintage1928 | hydro | TRUE | 14328 | Pacific Gas & Electric Co. | 282 | Spaulding 2 | CA | Nevada | 1 | Conventional Hydroelectric | HY |  | S | X | X | SPAULD_6_UNIT12-APND | SPAULD_6_UNIT12-APND | 3.7 | 0.9 | 4.4 | 4.4 | 0 | N |  |  | OP | X | 7 | 1928 |  |  | N | Electric Utility | 1 | X | WAT | [9 empty] | N |  |  | 10M | [23 empty] | N
Vintage1929 | hydro | TRUE | 14328 | Pacific Gas & Electric Co. | 283 | Spaulding 3 | CA | Nevada | 1 | Conventional Hydroelectric | HY |  | S | X | X | SPAULD3_7_B1 | SPAULD3_7_B1 | 6.6 | 0.9 | 5.8 | 5.8 | 0 | N |  |  | OP | X | 2 | 1929 |  |  | N | Electric Utility | 1 | X | WAT | [9 empty] | N |  |  | 10M | [23 empty] | N
Vintage1921 | hydro | TRUE | 14328 | Pacific Gas & Electric Co. | 284 | Spring Gap | CA | Tuolumne | 1 | Conventional Hydroelectric | HY |  | S | X | X | SPRNGGP_7_B1 | SPRNGGP_7_B1 | 6 | 0.8 | 7 | 7 | 0 | N |  |  | OP | X | 9 | 1921 |  |  | N | Electric Utility | 1 | X | WAT | [9 empty] | N |  |  | 10M | [23 empty] | N
Vintage1963 | hydro | TRUE | 14328 | Pacific Gas & Electric Co. | 285 | Stanislaus | CA | Tuolumne | HC1 | Conventional Hydroelectric | HY |  | S | X | X | STANISLS_7_B1 | STANISLS_7_B1 | 81.9 | 0.9 | 91 | 91 | 0 | N |  |  | OP | X | 3 | 1963 |  |  | N | Electric Utility | 1 | X | WAT | [9 empty] | N |  |  | 10M | [23 empty] | N
Vintage1975 | geothermal | TRUE | 7160 | Geysers Power Co LLC | 286 | Geysers Unit 5-20 | CA | Sonoma | U11 | Geothermal | ST |  | S | X | X |  |  | 110 | 1 | 68 | 68 | 22 | N |  |  | OP | X | 12 | 1975 |  |  | N | IPP Non-CHP | 2 | X | GEO | [5 empty] | GEO |  |  |  | N |  |  | 12H | [23 empty] | N
Vintage1979 | geothermal | TRUE | 7160 | Geysers Power Co LLC | 286 | Geysers Unit 5-20 | CA | Sonoma | U12 | Geothermal | ST |  | S | X | X |  |  | 110 | 1 | 51 | 56 | 22 | N |  |  | OP | X | 8 | 1979 |  |  | N | IPP Non-CHP | 2 | X | GEO | [5 empty] | GEO |  |  |  | N |  |  | 12H | [23 empty] | N | N
Vintage1980 | geothermal | TRUE | 7160 | Geysers Power Co LLC | 286 | Geysers Unit 5-20 | CA | Sonoma | U13 | Geothermal | ST |  | S | X | X |  |  | 138 | 1 | 65 | 68 | 22 | N |  |  | OP | X | 4 | 1980 |  |  | N | IPP Non-CHP | 2 | X | GEO | [5 empty] | GEO |  |  |  | N |  |  | 12H | [23 empty] | N | N
Vintage1980 | geothermal | TRUE | 7160 | Geysers Power Co LLC | 286 | Geysers Unit 5-20 | CA | Sonoma | U14 | Geothermal | ST |  | S | X | X |  |  | 113 | 1 | 60 | 62 | 22 | N |  |  | OP | X | 2 | 1980 |  |  | N | IPP Non-CHP | 2 | X | GEO | [5 empty] | GEO |  |  |  | N |  |  | 12H | [23 empty] | N | N
Vintage1985 | geothermal | TRUE | 7160 | Geysers Power Co LLC | 286 | Geysers Unit 5-20 | CA | Sonoma | U16 | Geothermal | ST |  | S | X | X |  |  | 118 | 1 | 60 | 60 | 22 | N |  |  | OP | X | 10 | 1985 |  |  | N | IPP Non-CHP | 2 | X | GEO | [5 empty] | GEO |  |  |  | N |  |  | 12H | [23 empty] | N | N
Vintage1982 | geothermal | TRUE | 7160 | Geysers Power Co LLC | 286 | Geysers Unit 5-20 | CA | Sonoma | U17 | Geothermal | ST |  | S | X | X |  |  | 118 | 1 | 60 | 65 | 22 | N |  |  | OP | X | 11 | 1982 |  |  | N | IPP Non-CHP | 2 | X | GEO | [5 empty] | GEO |  |  |  | N |  |  | 12H | [23 empty] | N | N
Vintage1983 | geothermal | TRUE | 7160 | Geysers Power Co LLC | 286 | Geysers Unit 5-20 | CA | Sonoma | U18 | Geothermal | ST |  | S | X | X |  |  | 118 | 1 | 60 | 60 | 22 | N |  |  | OP | X | 11 | 1983 |  |  | N | IPP Non-CHP | 2 | X | GEO | [5 empty] | GEO |  |  |  | N |  |  | 12H | [23 empty] | N | N
Vintage1985 | geothermal | TRUE | 7160 | Geysers Power Co LLC | 286 | Geysers Unit 5-20 | CA | Sonoma | U20 | Geothermal | ST |  | S | X | X |  |  | 118 | 1 | 50 | 50 | 22 | N |  |  | OP | X | 10 | 1985 |  |  | N | IPP Non-CHP | 2 | X | GEO | [5 empty] | GEO |  |  |  | N |  |  | 12H | [23 empty] | N | N
Vintage1971 | geothermal | TRUE | 7160 | Geysers Power Co LLC | 286 | Geysers Unit 5-20 | CA | Sonoma | U5 | Geothermal | ST |  | S | X | X |  |  | 55 | 1 | 45 | 50 | 20 | N |  |  | OP | X | 4 | 1971 |  |  | N | IPP Non-CHP | 2 | X | GEO | [5 empty] | GEO |  |  |  | N |  |  | 12H | [23 empty] | N | N
Vintage1971 | geothermal | TRUE | 7160 | Geysers Power Co LLC | 286 | Geysers Unit 5-20 | CA | Sonoma | U6 | Geothermal | ST |  | S | X | X |  |  | 55 | 1 | 45 | 50 | 20 | N |  |  | OP | X | 4 | 1971 |  |  | N | IPP Non-CHP | 2 | X | GEO | [5 empty] | GEO |  |  |  | N |  |  | 12H | [23 empty] | N | N
Vintage1972 | geothermal | TRUE | 7160 | Geysers Power Co LLC | 286 | Geysers Unit 5-20 | CA | Sonoma | U7 | Geothermal | ST |  | S | X | X |  |  | 55 | 1 | 40 | 42 | 20 | N |  |  | OP | X | 7 | 1972 |  |  | N | IPP Non-CHP | 2 | X | GEO | [5 empty] | GEO |  |  |  | N |  |  | 12H | [23 empty] | N | N
Vintage1972 | geothermal | TRUE | 7160 | Geysers Power Co LLC | 286 | Geysers Unit 5-20 | CA | Sonoma | U8 | Geothermal | ST |  | S | X | X |  |  | 55 | 1 | 40 | 42 | 20 | N |  |  | OP | X | 7 | 1972 |  |  | N | IPP Non-CHP | 2 | X | GEO | [5 empty] | GEO |  |  |  | N |  |  | 12H | [23 empty] | N | N
Vintage1931 | hydro | TRUE | 14328 | Pacific Gas & Electric Co. | 287 | Tiger Creek | CA | Amador | H1 | Conventional Hydroelectric | HY |  | S | X | X | TIGRCK_7_UNITS-APND | TIGRCK_7_UNITS-APND | 25.5 | 0.85 | 29 | 29 | 0 | N |  |  | OP | X | 8 | 1931 |  |  | N | Electric Utility | 1 | X | WAT | [9 empty] | N |  |  | 10M | [23 empty] | N
Vintage1931 | hydro | TRUE | 14328 | Pacific Gas & Electric Co. | 287 | Tiger Creek | CA | Amador | H2 | Conventional Hydroelectric | HY |  | S | X | X | TIGRCK_7_UNITS-APND | TIGRCK_7_UNITS-APND | 26.7 | 0.85 | 29 | 29 | 0 | N |  |  | OP | X | 6 | 1931 |  |  | N | Electric Utility | 1 | X | WAT | [9 empty] | N |  |  | 10M | [23 empty] | N
Vintage1914 | hydro | TRUE | 14328 | Pacific Gas & Electric Co. | 289 | Tule River | CA | Tulare | 1 | Conventional Hydroelectric | HY |  | S | X | X | SPRINGVL_6_N002 | SPRINGVL_6_N002 | 4.2 | 1 | 3.2 | 3.2 | 0 | N |  |  | OS | X | 1 | 1914 |  |  | N | Electric Utility | 1 | X | WAT | [9 empty] | N |  |  | 10M | [23 empty] | N
Vintage1914 | hydro | TRUE | 14328 | Pacific Gas & Electric Co. | 289 | Tule River | CA | Tulare | 2 | Conventional Hydroelectric | HY |  | S | X | X | SPRINGVL_6_N002 | SPRINGVL_6_N002 | 4.2 | 1 | 3.2 | 3.2 | 0 | N |  |  | OS | X | 1 | 1914 |  |  | N | Electric Utility | 1 | X | WAT | [9 empty] | N |  |  | 10M | [23 empty] | N
Vintage1980 | hydro | TRUE | 14328 | Pacific Gas & Electric Co. | 290 | Volta 1 | CA | Shasta | 1 | Conventional Hydroelectric | HY |  | S | X | X | VOLTA1_7_B1 | VOLTA1_7_B1 | 8.5 | 0.9 | 9 | 9 | 0 | N |  |  | OP | X | 4 | 1980 |  |  | N | Electric Utility | 1 | X | WAT | [9 empty] | N |  |  | 10M | [23 empty] | N
Vintage1948 | hydro | TRUE | 14328 | Pacific Gas & Electric Co. | 291 | West Point PH | CA | Amador | 1 | Conventional Hydroelectric | HY |  | S | X | X | WESTPNT_7_B2 | WESTPNT_7_B2 | 13.6 | 0.85 | 14.5 | 14.5 | 0 | N |  |  | OP | X | 11 | 1948 |  |  | N | Electric Utility | 1 | X | WAT | [9 empty] | N |  |  | 10M | [23 empty] | N
Vintage1917 | hydro | TRUE | 14328 | Pacific Gas & Electric Co. | 292 | Wise | CA | Placer | 1 | Conventional Hydroelectric | HY |  | S | X | X | WISE1_7_B1 | WISE1_7_B1 | 13.6 | 0.8 | 14 | 14 | 0 | N |  |  | OP | X | 3 | 1917 |  |  | N | Electric Utility | 1 | X | WAT | [9 empty] | N |  |  | 10M | [23 empty] | N
Vintage1986 | hydro | TRUE | 14328 | Pacific Gas & Electric Co. | 292 | Wise | CA | Placer | 2 | Conventional Hydroelectric | HY |  | S | X | X | WISE2_7_B1 | WISE2_7_B1 | 2.8 | 0.9 | 3.2 | 3.2 | 0 | N |  |  | OP | X | 12 | 1986 |  |  | N | Electric Utility | 1 | X | WAT | [9 empty] | N |  |  | 10M | [23 empty] | N
Vintage1910 | hydro | TRUE | 14328 | Pacific Gas & Electric Co. | 293 | A G Wishon | CA | Madera | 1 | Conventional Hydroelectric | HY |  | S | X | X | WISHON_6_UNITS-APND | WISHON_6_UNITS-APND | 3.2 | 0.8 | 5 | 5 | 0 | N |  |  | OP | X | 9 | 1910 |  |  | N | Electric Utility | 1 | X | WAT | [9 empty] | N |  |  | 10M | [23 empty] | N
Vintage1910 | hydro | TRUE | 14328 | Pacific Gas & Electric Co. | 293 | A G Wishon | CA | Madera | 2 | Conventional Hydroelectric | HY |  | S | X | X | WISHON_6_UNITS-APND | WISHON_6_UNITS-APND | 3.2 | 0.8 | 5 | 5 | 0 | N |  |  | OP | X | 9 | 1910 |  |  | N | Electric Utility | 1 | X | WAT | [9 empty] | N |  |  | 10M | [23 empty] | N
Vintage1910 | hydro | TRUE | 14328 | Pacific Gas & Electric Co. | 293 | A G Wishon | CA | Madera | 3 | Conventional Hydroelectric | HY |  | S | X | X | WISHON_6_UNITS-APND | WISHON_6_UNITS-APND | 3.2 | 0.8 | 5 | 5 | 0 | N |  |  | OP | X | 9 | 1910 |  |  | N | Electric Utility | 1 | X | WAT | [9 empty] | N |  |  | 10M | [23 empty] | N
Vintage1910 | hydro | TRUE | 14328 | Pacific Gas & Electric Co. | 293 | A G Wishon | CA | Madera | 4 | Conventional Hydroelectric | HY |  | S | X | X | WISHON_6_UNITS-APND | WISHON_6_UNITS-APND | 3.2 | 0.8 | 5 | 5 | 0 | N |  |  | OP | X | 9 | 1910 |  |  | N | Electric Utility | 1 | X | WAT | [9 empty] | N |  |  | 10M | [23 empty] | N
Vintage1918 | hydro | TRUE | 14354 | PacifiCorp | 294 | Copco 1 | CA | Siskiyou | 1 | Conventional Hydroelectric | HY |  | S | X | X |  |  | 10 | 0.8 | 14 | 14 | 0 | N |  |  | OP | X | 1 | 1918 |  |  | N | Electric Utility | 1 | X | WAT | [9 empty] | N | N |  | OVER | [23 empty] | N
Vintage1918 | hydro | TRUE | 14354 | PacifiCorp | 294 | Copco 1 | CA | Siskiyou | 2 | Conventional Hydroelectric | HY |  | S | X | X |  |  | 10 | 0.8 | 14 | 14 | 0 | N |  |  | OP | X | 11 | 1918 |  |  | N | Electric Utility | 1 | X | WAT | [9 empty] | N | N |  | OVER | [23 empty] | N
Vintage1925 | hydro | TRUE | 14354 | PacifiCorp | 295 | Copco 2 | CA | Siskiyou | 1 | Conventional Hydroelectric | HY |  | S | X | X |  |  | 13.5 | 0.9 | 17 | 17 | 0 | N |  |  | OP | X | 7 | 1925 |  |  | N | Electric Utility | 1 | X | WAT | [9 empty] | N | N |  | 10M | [23 empty] | N
Vintage1925 | hydro | TRUE | 14354 | PacifiCorp | 295 | Copco 2 | CA | Siskiyou | 2 | Conventional Hydroelectric | HY |  | S | X | X |  |  | 13.5 | 0.9 | 17 | 17 | 0 | N |  |  | OP | X | 8 | 1925 |  |  | N | Electric Utility | 1 | X | WAT | [9 empty] | N | N |  | 10M | [23 empty] | N
Vintage1903 | hydro | TRUE | 14354 | PacifiCorp | 296 | Fall Creek | CA | Siskiyou | 1 | Conventional Hydroelectric | HY |  | S | X | X |  |  | 0.5 | 1 | 0.4 | 0.4 | 0 | N |  |  | OP | X | 9 | 1903 |  |  | N | Electric Utility | 1 | X | WAT | [9 empty] | N | N |  | 10M | [23 empty] | N
Vintage1907 | hydro | TRUE | 14354 | PacifiCorp | 296 | Fall Creek | CA | Siskiyou | 2 | Conventional Hydroelectric | HY |  | S | X | X |  |  | 0.4 | 1 | 0.4 | 0.4 | 0 | N |  |  | OP | X | 8 | 1907 |  |  | N | Electric Utility | 1 | X | WAT | [9 empty] | N | N |  | 10M | [23 empty] | N
Vintage1910 | hydro | TRUE | 14354 | PacifiCorp | 296 | Fall Creek | CA | Siskiyou | 3 | Conventional Hydroelectric | HY |  | S | X | X |  |  | 1.2 | 1 | 1.1 | 1.1 | 0 | N |  |  | OP | X | 1 | 1910 |  |  | N | Electric Utility | 1 | X | WAT | [9 empty] | N | N |  | 10M | [23 empty] | N
Vintage1962 | hydro | TRUE | 14354 | PacifiCorp | 297 | Iron Gate | CA | Siskiyou | 1 | Conventional Hydroelectric | HY |  | S | X | X |  |  | 18 | 0.95 | 18.8 | 18.8 | 0 | N |  |  | OP | X | 2 | 1962 |  |  | N | Electric Utility | 1 | X | WAT | [9 empty] | N |  |  | 10M | [23 empty] | N
Vintage1985 | hard coal | TRUE | 54888 | NRG Texas Power LLC | 298 | Limestone | TX | Limestone | 1 | Conventional Steam Coal | ST |  | S | X | X | LEG_LEG_G1 | LEG_LEG_G1 | 893 | 0.94 | 831 | 831 | 300 | N |  |  | OP | X | 12 | 1985 | 12 | 2029 | N | IPP Non-CHP | 2 | X | SUB | NG | LIG | PC |  |  | NG |  |  |  | N | N |  | OVER |  | Y |  |  | Y | [18 empty] | Y | Y | N
Vintage1986 | hard coal | TRUE | 54888 | NRG Texas Power LLC | 298 | Limestone | TX | Limestone | 2 | Conventional Steam Coal | ST |  | S | X | X | LEG_LEG_G2 | LEG_LEG_G2 | 956.8 | 0.92 | 858 | 858 | 300 | N |  |  | OP | X | 12 | 1986 | 12 | 2029 | N | IPP Non-CHP | 2 | X | SUB | NG | LIG | PC |  |  | NG |  |  |  | N | N |  | OVER |  | Y |  |  | Y | [18 empty] | Y | Y | N
Vintage1984 | geothermal | TRUE | 14354 | PacifiCorp | 299 | Blundell | UT | Beaver | 1 | Geothermal | ST |  | S | X | X |  |  | 30.7 | 0.85 | 23 | 23 | 4 | N |  |  | OP | X | 7 | 1984 |  |  | N | Electric Utility | 1 | X | GEO | [5 empty] | GEO |  |  |  | N |  |  | 12H | [23 empty] | N
Vintage2007 | geothermal | TRUE | 14354 | PacifiCorp | 299 | Blundell | UT | Beaver | 2 | Geothermal | ST |  | S | X | X |  |  | 14.1 | 0.85 | 8.7 | 10.8 | 4 | N |  |  | OP | X | 12 | 2007 |  |  | N | Electric Utility | 1 | X | GEO | [5 empty] | GEO | [6 empty] | 12H | [23 empty] | N
Vintage1982 | hydro | TRUE | 17271 | City & Borough of Sitka - (AK) | 313 | Green Lake | AK | Sitka | 1 | Conventional Hydroelectric | HY |  | S | X | X |  |  | 9.3 | 0.8 | 9.3 | 9.3 | 4 | N |  |  | OP | X | 4 | 1982 |  |  | N | Electric Utility | 1 | X | WAT | [12 empty] | 1H | [23 empty] | N
Vintage1982 | hydro | TRUE | 17271 | City & Borough of Sitka - (AK) | 313 | Green Lake | AK | Sitka | 2 | Conventional Hydroelectric | HY |  | S | X | X |  |  | 9.3 | 0.8 | 9.3 | 9.3 | 4 | N |  |  | OP | X | 10 | 1982 |  |  | N | Electric Utility | 1 | X | WAT | [12 empty] | 1H | [23 empty] | N
Vintage1982 | hydro | TRUE | 9216 | Imperial Irrigation District | 314 | Drop 5 | CA | Imperial | 1 | Conventional Hydroelectric | HY |  | S | X | X |  |  | 2 | 0.8 | 1.9 | 0.9 | 0.1 | N |  |  | OP | X | 3 | 1982 |  |  | N | Electric Utility | 1 | X | WAT | [9 empty] | N | N |  | 1H | [23 empty] | N
Vintage1982 | hydro | TRUE | 9216 | Imperial Irrigation District | 314 | Drop 5 | CA | Imperial | 2 | Conventional Hydroelectric | HY |  | S | X | X |  |  | 2 | 0.8 | 1.9 | 0.9 | 0.1 | N |  |  | OP | X | 3 | 1982 |  |  | N | Electric Utility | 1 | X | WAT | [9 empty] | N | N |  | 1H | [23 empty] | N
Vintage1961 | natural gas steam turbine | TRUE | 22148 | AES Alamitos LLC | 315 | AES Alamitos LLC | CA | Los Angeles | 3 | Natural Gas Steam Turbine | ST |  | S | X | X | ALAMT3G_7_B1 | ALAMT3G_7_B1 | 310 | 1 | 332 | 332 | 10 | N |  |  | OP | X | 12 | 1961 | 12 | 2023 | N | IPP Non-CHP | 2 | X | NG | [5 empty] | NG |  |  |  | N | N |  | OVER | [23 empty] | N | N | N
Vintage1962 | natural gas steam turbine | TRUE | 22148 | AES Alamitos LLC | 315 | AES Alamitos LLC | CA | Los Angeles | 4 | Natural Gas Steam Turbine | ST |  | S | X | X | ALAMT4G_7_B1 | ALAMT4G_7_B1 | 310 | 1 | 335 | 335 | 20 | N |  |  | OP | X | 6 | 1962 | 12 | 2023 | N | IPP Non-CHP | 2 | X | NG | [5 empty] | NG |  |  |  | N | N |  | OVER | [23 empty] | N | N | N
Vintage1964 | natural gas steam turbine | TRUE | 22148 | AES Alamitos LLC | 315 | AES Alamitos LLC | CA | Los Angeles | 5 | Natural Gas Steam Turbine | ST |  | S | X | X | ALAMT5G_7_B1 | ALAMT5G_7_B1 | 495 | 1 | 485 | 485 | 70 | N |  |  | OP | X | 3 | 1964 | 12 | 2023 | N | IPP Non-CHP | 2 | X | NG | [5 empty] | NG |  |  |  | N | N |  | OVER | [23 empty] | N | N | N
Vintage1982 | hydro | TRUE | 12397 | Metropolitan Water District of S CA | 316 | Sepulveda Canyon | CA | Los Angeles | 1 | Conventional Hydroelectric | HY |  | S | X | X |  |  | 8.5 | 1 | 8.5 | 8.5 | 1.5 | N |  |  | SB | Y | 6 | 1982 |  |  | N | Electric Utility | 1 | X | WAT | [12 empty] | 12H
Vintage1913 | hydro | TRUE | 17609 | Southern California Edison Co | 317 | Big Creek 1 | CA | Fresno | 1 | Conventional Hydroelectric | HY |  | S | X | X |  |  | 19.8 | 0.9 | 19.8 | 19.8 | 2 | N |  |  | OP | X | 11 | 1913 |  |  | N | Electric Utility | 1 | X | WAT | [9 empty] | N |  |  | 10M
Vintage1913 | hydro | TRUE | 17609 | Southern California Edison Co | 317 | Big Creek 1 | CA | Fresno | 2 | Conventional Hydroelectric | HY |  | S | X | X |  |  | 15.8 | 0.9 | 15.8 | 15.8 | 1.6 | N |  |  | OP | X | 11 | 1913 |  |  | N | Electric Utility | 1 | X | WAT | [9 empty] | N |  |  | 10M
Vintage1923 | hydro | TRUE | 17609 | Southern California Edison Co | 317 | Big Creek 1 | CA | Fresno | 3 | Conventional Hydroelectric | HY |  | S | X | X |  |  | 21.6 | 0.9 | 21.6 | 21.6 | 2.2 | N |  |  | OP | X | 7 | 1923 |  |  | N | Electric Utility | 1 | X | WAT | [9 empty] | N |  |  | 10M
Vintage1925 | hydro | TRUE | 17609 | Southern California Edison Co | 317 | Big Creek 1 | CA | Fresno | 4 | Conventional Hydroelectric | HY |  | S | X | X |  |  | 31.2 | 1 | 31.2 | 31.2 | 3.1 | N |  |  | OP | X | 6 | 1925 |  |  | N | Electric Utility | 1 | X | WAT | [9 empty] | N |  |  | 10M
Vintage1913 | hydro | TRUE | 17609 | Southern California Edison Co | 318 | Big Creek 2 | CA | Fresno | 3 | Conventional Hydroelectric | HY |  | S | X | X |  |  | 15.8 | 0.9 | 15.8 | 15.8 | 1.6 | N |  |  | OA | X | 12 | 1913 |  |  | N | Electric Utility | 1 | X | WAT | [9 empty] | N |  |  | 10M
Vintage1914 | hydro | TRUE | 17609 | Southern California Edison Co | 318 | Big Creek 2 | CA | Fresno | 4 | Conventional Hydroelectric | HY |  | S | X | X |  |  | 15.8 | 0.9 | 15.8 | 15.8 | 1.6 | N |  |  | OA | X | 1 | 1914 |  |  | N | Electric Utility | 1 | X | WAT | [9 empty] | N |  |  | 10M
Vintage1921 | hydro | TRUE | 17609 | Southern California Edison Co | 318 | Big Creek 2 | CA | Fresno | 5 | Conventional Hydroelectric | HY |  | S | X | X |  |  | 17.5 | 1 | 17.5 | 17.5 | 1.8 | N |  |  | OA | X | 2 | 1921 |  |  | N | Electric Utility | 1 | X | WAT | [9 empty] | N |  |  | 10M
Vintage1925 | hydro | TRUE | 17609 | Southern California Edison Co | 318 | Big Creek 2 | CA | Fresno | 6 | Conventional Hydroelectric | HY |  | S | X | X |  |  | 17.5 | 1 | 17.5 | 17.5 | 1.8 | N |  |  | OA | X | 3 | 1925 |  |  | N | Electric Utility | 1 | X | WAT | [12 empty] | 10M
Vintage1923 | hydro | TRUE | 17609 | Southern California Edison Co | 319 | Big Creek 3 | CA | Fresno | 1 | Conventional Hydroelectric | HY |  | S | X | X |  |  | 34 | 1 | 34 | 34 | 3.4 | N |  |  | OP | X | 10 | 1923 |  |  | N | Electric Utility | 1 | X | WAT | [9 empty] | N |  |  | 10M
Vintage1923 | hydro | TRUE | 17609 | Southern California Edison Co | 319 | Big Creek 3 | CA | Fresno | 2 | Conventional Hydroelectric | HY |  | S | X | X |  |  | 34 | 1 | 34 | 34 | 3.4 | N |  |  | OP | X | 9 | 1923 |  |  | N | Electric Utility | 1 | X | WAT | [9 empty] | N |  |  | 10M
Vintage1923 | hydro | TRUE | 17609 | Southern California Edison Co | 319 | Big Creek 3 | CA | Fresno | 3 | Conventional Hydroelectric | HY |  | S | X | X |  |  | 34 | 1 | 33 | 33 | 3.4 | N |  |  | OP | X | 10 | 1923 |  |  | N | Electric Utility | 1 | X | WAT | [9 empty] | N |  |  | 10M
Vintage1948 | hydro | TRUE | 17609 | Southern California Edison Co | 319 | Big Creek 3 | CA | Fresno | 4 | Conventional Hydroelectric | HY |  | S | X | X |  |  | 36 | 0.9 | 36 | 36 | 3.6 | N |  |  | OP | X | 4 | 1948 |  |  | N | Electric Utility | 1 | X | WAT | [9 empty] | N |  |  | 10M
Vintage1980 | hydro | TRUE | 17609 | Southern California Edison Co | 319 | Big Creek 3 | CA | Fresno | 5 | Conventional Hydroelectric | HY |  | S | X | X |  |  | 36.5 | 0.9 | 36.5 | 36.5 | 3.6 | N |  |  | OP | X | 2 | 1980 |  |  | N | Electric Utility | 1 | X | WAT | [9 empty] | N |  |  | 10M
Vintage1951 | hydro | TRUE | 17609 | Southern California Edison Co | 320 | Big Creek 4 | CA | Madera | 1 | Conventional Hydroelectric | HY |  | S | X | X |  |  | 50 | 1 | 50 | 50 | 5 | N |  |  | OP | X | 6 | 1951 |  |  | N | Electric Utility | 1 | X | WAT | [9 empty] | N |  |  | 10M
Vintage1951 | hydro | TRUE | 17609 | Southern California Edison Co | 320 | Big Creek 4 | CA | Madera | 2 | Conventional Hydroelectric | HY |  | S | X | X |  |  | 50 | 1 | 50 | 50 | 5 | N |  |  | OP | X | 7 | 1951 |  |  | N | Electric Utility | 1 | X | WAT | [9 empty] | N |  |  | 10M
Vintage1921 | hydro | TRUE | 17609 | Southern California Edison Co | 321 | Big Creek 8 | CA | Fresno | 1 | Conventional Hydroelectric | HY |  | S | X | X |  |  | 30 | 1 | 25.8 | 25.8 | 2.6 | N |  |  | OA | X | 8 | 1921 |  |  | N | Electric Utility | 1 | X | WAT | [9 empty] | N |  |  | 10M
Vintage1929 | hydro | TRUE | 17609 | Southern California Edison Co | 321 | Big Creek 8 | CA | Fresno | 2 | Conventional Hydroelectric | HY |  | S | X | X |  |  | 45 | 0.9 | 45 | 45 | 4.5 | N |  |  | OS | X | 6 | 1929 |  |  | N | Electric Utility | 1 | X | WAT | [9 empty] | N |  |  | 10M
Vintage1928 | hydro | TRUE | 17609 | Southern California Edison Co | 322 | Big Creek 2A | CA | Fresno | 1 | Conventional Hydroelectric | HY |  | S | X | X |  |  | 55 | 1 | 50 | 50 | 5.5 | N |  |  | OS | X | 8 | 1928 |  |  | N | Electric Utility | 1 | X | WAT | [9 empty] | N |  |  | 10M
Vintage1928 | hydro | TRUE | 17609 | Southern California Edison Co | 322 | Big Creek 2A | CA | Fresno | 2 | Conventional Hydroelectric | HY |  | S | X | X |  |  | 55 | 1 | 50 | 50 | 5.5 | N |  |  | OS | X | 12 | 1928 |  |  | N | Electric Utility | 1 | X | WAT | [12 empty] | 10M
Vintage1908 | hydro | TRUE | 17609 | Southern California Edison Co | 323 | Bishop Creek 2 | CA | Inyo | 1 | Conventional Hydroelectric | HY |  | S | X | X |  |  | 2.5 | 1 | 2.5 | 2.5 | 0 | N |  |  | OP | X | 11 | 1908 |  |  | N | Electric Utility | 1 | X | WAT | [9 empty] | N |  |  | 10M
Vintage1908 | hydro | TRUE | 17609 | Southern California Edison Co | 323 | Bishop Creek 2 | CA | Inyo | 2 | Conventional Hydroelectric | HY |  | S | X | X |  |  | 2.5 | 1 | 2.5 | 2.5 | 0 | N |  |  | OP | X | 11 | 1908 |  |  | N | Electric Utility | 1 | X | WAT | [9 empty] | N |  |  | 10M
Vintage1911 | hydro | TRUE | 17609 | Southern California Edison Co | 323 | Bishop Creek 2 | CA | Inyo | 3 | Conventional Hydroelectric | HY |  | S | X | X |  |  | 2.3 | 0.8 | 2.3 | 2.3 | 0 | N |  |  | OP | X | 6 | 1911 |  |  | N | Electric Utility | 1 | X | WAT | [9 empty] | N |  |  | 10M
Vintage1913 | hydro | TRUE | 17609 | Southern California Edison Co | 324 | Bishop Creek 3 | CA | Inyo | 1 | Conventional Hydroelectric | HY |  | S | X | X |  |  | 2.8 | 1 | 2.8 | 2.8 | 0 | N |  |  | OP | X | 6 | 1913 |  |  | N | Electric Utility | 1 | X | WAT | [9 empty] | N |  |  | 10M
Vintage1913 | hydro | TRUE | 17609 | Southern California Edison Co | 324 | Bishop Creek 3 | CA | Inyo | 2 | Conventional Hydroelectric | HY |  | S | X | X |  |  | 2.8 | 1 | 2.8 | 2.8 | 0 | N |  |  | OP | X | 6 | 1913 |  |  | N | Electric Utility | 1 | X | WAT | [9 empty] | N |  |  | 10M
Vintage1913 | hydro | TRUE | 17609 | Southern California Edison Co | 324 | Bishop Creek 3 | CA | Inyo | 3 | Conventional Hydroelectric | HY |  | S | X | X |  |  | 2.8 | 1 | 2.8 | 2.8 | 0 | N |  |  | OP | X | 6 | 1913 |  |  | N | Electric Utility | 1 | X | WAT | [9 empty] | N |  |  | 10M
Vintage1905 | hydro | TRUE | 17609 | Southern California Edison Co | 325 | Bishop Creek 4 | CA | Inyo | 1 | Conventional Hydroelectric | HY |  | S | X | X |  |  | 1 | 1 | 1 | 1 | 0 | N |  |  | OP | X | 9 | 1905 |  |  | N | Electric Utility | 1 | X | WAT | [9 empty] | N |  |  | 10M
Vintage1905 | hydro | TRUE | 17609 | Southern California Edison Co | 325 | Bishop Creek 4 | CA | Inyo | 2 | Conventional Hydroelectric | HY |  | S | X | X |  |  | 1 | 1 | 1 | 1 | 0 | N |  |  | OP | X | 9 | 1905 |  |  | N | Electric Utility | 1 | X | WAT | [9 empty] | N |  |  | 10M
Vintage1906 | hydro | TRUE | 17609 | Southern California Edison Co | 325 | Bishop Creek 4 | CA | Inyo | 3 | Conventional Hydroelectric | HY |  | S | X | X |  |  | 2 | 0.91 | 2 | 2 | 0 | N |  |  | OP | X | 6 | 1906 |  |  | N | Electric Utility | 1 | X | WAT | [9 empty] | N |  |  | 10M
Vintage1907 | hydro | TRUE | 17609 | Southern California Edison Co | 325 | Bishop Creek 4 | CA | Inyo | 4 | Conventional Hydroelectric | HY |  | S | X | X |  |  | 2.2 | 1 | 2.2 | 2.2 | 0 | N |  |  | OP | X | 10 | 1907 |  |  | N | Electric Utility | 1 | X | WAT | [9 empty] | N |  |  | 10M
Vintage1909 | hydro | TRUE | 17609 | Southern California Edison Co | 325 | Bishop Creek 4 | CA | Inyo | 5 | Conventional Hydroelectric | HY |  | S | X | X |  |  | 2 | 0.91 | 2 | 2 | 0 | N |  |  | OP | X | 6 | 1909 |  |  | N | Electric Utility | 1 | X | WAT | [9 empty] | N |  |  | 10M
Vintage1943 | hydro | TRUE | 17609 | Southern California Edison Co | 326 | Bishop Creek 5 | CA | Inyo | 1 | Conventional Hydroelectric | HY |  | S | X | X |  |  | 2 | 0.8 | 2 | 2 | 0.1 | N |  |  | OP | X | 5 | 1943 |  |  | N | Electric Utility | 1 | X | WAT | [9 empty] | N |  |  | 10M
Vintage1919 | hydro | TRUE | 17609 | Southern California Edison Co | 326 | Bishop Creek 5 | CA | Inyo | 2 | Conventional Hydroelectric | HY |  | S | X | X |  |  | 2.5 | 0.9 | 1.8 | 1.8 | 0.1 | N |  |  | OP | X | 6 | 1919 |  |  | N | Electric Utility | 1 | X | WAT | [9 empty] | N |  |  | 10M
Vintage1913 | hydro | TRUE | 17609 | Southern California Edison Co | 327 | Bishop Creek 6 | CA | Inyo | 1 | Conventional Hydroelectric | HY |  | S | X | X |  |  | 1.6 | 0.8 | 1.6 | 1.6 | 0 | N |  |  | OP | X | 3 | 1913 |  |  | N | Electric Utility | 1 | X | WAT | [9 empty] | N |  |  | 10M
Vintage1917 | hydro | TRUE | 17609 | Southern California Edison Co | 332 | Fontana | CA | San Bernardino | 1 | Conventional Hydroelectric | HY |  | S | X | X |  |  | 1.5 | 1 | 1.5 | 1.5 | 0 | N |  |  | OP | X | 12 | 1917 |  |  | N | Electric Utility | 1 | X | WAT | [9 empty] | N |  |  | 10M
Vintage1917 | hydro | TRUE | 17609 | Southern California Edison Co | 332 | Fontana | CA | San Bernardino | 2 | Conventional Hydroelectric | HY |  | S | X | X |  |  | 1.5 | 1 | 1.5 | 1.5 | 0 | N |  |  | OP | X | 12 | 1917 |  |  | N | Electric Utility | 1 | X | WAT | [9 empty] | N |  |  | 10M
Vintage1958 | natural gas steam turbine | TRUE | 23693 | AES Huntington Beach LLC | 335 | AES Huntington Beach LLC | CA | Orange | 2 | Natural Gas Steam Turbine | ST |  | S | X | X | HUNT2G_7_B1 | HUNT2G_7_B1 | 218 | 1 | 225.8 | 225.8 | 20 | N |  |  | OP | X | 12 | 1958 | 12 | 2023 | N | IPP Non-CHP | 2 | X | NG | [5 empty] | NG |  |  |  |  | N |  | OVER | [23 empty] | N | N
Vintage1929 | hydro | TRUE | 17609 | Southern California Edison Co | 336 | Kaweah 2 | CA | Tulare | 2 | Conventional Hydroelectric | HY |  | S | X | X |  |  | 1.8 | 0.9 | 1.8 | 1.8 | 0.1 | N |  |  | OP | X | 9 | 1929 |  |  | N | Electric Utility | 1 | X | WAT | [9 empty] | N |  |  | 10M
Vintage1929 | hydro | TRUE | 17609 | Southern California Edison Co | 337 | Kaweah 1 | CA | Tulare | 1 | Conventional Hydroelectric | HY |  | S | X | X |  |  | 2.3 | 0.9 | 2.3 | 2.3 | 0 | N |  |  | OS | X | 5 | 1929 |  |  | N | Electric Utility | 1 | X | WAT | [9 empty] | N |  |  | 10M
Vintage1913 | hydro | TRUE | 17609 | Southern California Edison Co | 338 | Kaweah 3 | CA | Tulare | 1 | Conventional Hydroelectric | HY |  | S | X | X |  |  | 2.4 | 1 | 2.4 | 2.4 | 0 | N |  |  | OS | X | 5 | 1913 |  |  | N | Electric Utility | 1 | X | WAT | [9 empty] | N |  |  | 10M
Vintage1913 | hydro | TRUE | 17609 | Southern California Edison Co | 338 | Kaweah 3 | CA | Tulare | 2 | Conventional Hydroelectric | HY |  | S | X | X |  |  | 2.4 | 1 | 2.1 | 2.1 | 0 | N |  |  | OS | X | 5 | 1913 |  |  | N | Electric Utility | 1 | X | WAT | [9 empty] | N |  |  | 10M
Vintage1921 | hydro | TRUE | 17609 | Southern California Edison Co | 339 | Kern River 3 | CA | Kern | 1 | Conventional Hydroelectric | HY |  | S | X | X |  |  | 20.5 | 0.9 | 20.5 | 20.5 | 0.8 | N |  |  | OP | X | 5 | 1921 |  |  | N | Electric Utility | 1 | X | WAT | [9 empty] | N |  |  | 10M
Vintage1921 | hydro | TRUE | 17609 | Southern California Edison Co | 339 | Kern River 3 | CA | Kern | 2 | Conventional Hydroelectric | HY |  | S | X | X |  |  | 19.8 | 0.9 | 19.7 | 19.7 | 0.8 | N |  |  | OP | X | 3 | 1921 |  |  | N | Electric Utility | 1 | X | WAT | [9 empty] | N |  |  | 10M
Vintage1907 | hydro | TRUE | 17609 | Southern California Edison Co | 340 | Kern River 1 | CA | Kern | 1 | Conventional Hydroelectric | HY |  | S | X | X |  |  | 6.6 | 0.9 | 6.6 | 6.6 | 0 | N |  |  | OP | X | 5 | 1907 |  |  | N | Electric Utility | 1 | X | WAT | [9 empty] | N |  |  | 10M
Vintage1907 | hydro | TRUE | 17609 | Southern California Edison Co | 340 | Kern River 1 | CA | Kern | 2 | Conventional Hydroelectric | HY |  | S | X | X |  |  | 6.6 | 0.9 | 6.6 | 6.6 | 0 | N |  |  | OP | X | 6 | 1907 |  |  | N | Electric Utility | 1 | X | WAT | [9 empty] | N |  |  | 10M
Vintage1907 | hydro | TRUE | 17609 | Southern California Edison Co | 340 | Kern River 1 | CA | Kern | 3 | Conventional Hydroelectric | HY |  | S | X | X |  |  | 6.6 | 0.9 | 6.6 | 6.6 | 0 | N |  |  | OP | X | 7 | 1907 |  |  | N | Electric Utility | 1 | X | WAT | [9 empty] | N |  |  | 10M
Vintage1907 | hydro | TRUE | 17609 | Southern California Edison Co | 340 | Kern River 1 | CA | Kern | 4 | Conventional Hydroelectric | HY |  | S | X | X |  |  | 6.6 | 0.9 | 6.6 | 6.6 | 0 | N |  |  | OP | X | 6 | 1907 |  |  | N | Electric Utility | 1 | X | WAT | [9 empty] | N |  |  | 10M
Vintage1976 | natural gas peaker | TRUE | 11181 | Long Beach Generation LLC | 341 | Long Beach Generation LLC | CA | Los Angeles | CT1 | Natural Gas Fired Combustion Turbine | GT |  | W | X | X |  |  | 63 | 0.9 | 65 | 65 | 47 | N |  |  | OP | X | 12 | 1976 |  |  | N | IPP Non-CHP | 2 | X | NG | [5 empty] | NG |  |  |  | N | N |  | 1H | [23 empty] | N |  | N
Vintage1976 | natural gas peaker | TRUE | 11181 | Long Beach Generation LLC | 341 | Long Beach Generation LLC | CA | Los Angeles | CT2 | Natural Gas Fired Combustion Turbine | GT |  | W | X | X |  |  | 63 | 0.9 | 65 | 65 | 47 | N |  |  | OP | X | 12 | 1976 |  |  | N | IPP Non-CHP | 2 | X | NG | [5 empty] | NG |  |  |  | N | N |  | 1H | [23 empty] | N |  | N
Vintage1976 | natural gas peaker | TRUE | 11181 | Long Beach Generation LLC | 341 | Long Beach Generation LLC | CA | Los Angeles | CT3 | Natural Gas Fired Combustion Turbine | GT |  | W | X | X |  |  | 63 | 0.9 | 65 | 65 | 47 | N |  |  | OP | X | 12 | 1976 |  |  | N | IPP Non-CHP | 2 | X | NG | [5 empty] | NG |  |  |  | N | N |  | 1H | [23 empty] | N |  | N
Vintage1976 | natural gas peaker | TRUE | 11181 | Long Beach Generation LLC | 341 | Long Beach Generation LLC | CA | Los Angeles | CT4 | Natural Gas Fired Combustion Turbine | GT |  | W | X | X |  |  | 63 | 0.9 | 65 | 65 | 47 | N |  |  | OP | X | 12 | 1976 |  |  | N | IPP Non-CHP | 2 | X | NG | [5 empty] | NG |  |  |  | N | N |  | 1H | [23 empty] | N |  | N
Vintage1911 | hydro | TRUE | 17609 | Southern California Edison Co | 342 | Lundy | CA | Mono | 1 | Conventional Hydroelectric | HY |  | S | X | X |  |  | 1.5 | 0.8 | 1.5 | 1.5 | 0 | N |  |  | OP | X | 12 | 1911 |  |  | N | Electric Utility | 1 | X | WAT | [9 empty] | N |  |  | 10M
Vintage1912 | hydro | TRUE | 17609 | Southern California Edison Co | 342 | Lundy | CA | Mono | 2 | Conventional Hydroelectric | HY |  | S | X | X |  |  | 1.5 | 0.8 | 1.5 | 1.5 | 0 | N |  |  | OP | X | 2 | 1912 |  |  | N | Electric Utility | 1 | X | WAT | [9 empty] | N |  |  | 10M
Vintage1960 | hydro | TRUE | 17609 | Southern California Edison Co | 344 | Mammoth Pool | CA | Madera | 1 | Conventional Hydroelectric | HY |  | S | X | X |  |  | 95 | 1 | 95 | 95 | 0 | N |  |  | OA | X | 3 | 1960 |  |  | N | Electric Utility | 1 | X | WAT | [9 empty] | N |  |  | 10M
Vintage1960 | hydro | TRUE | 17609 | Southern California Edison Co | 344 | Mammoth Pool | CA | Madera | 2 | Conventional Hydroelectric | HY |  | S | X | X |  |  | 95 | 1 | 95 | 95 | 0 | N |  |  | OA | X | 3 | 1960 |  |  | N | Electric Utility | 1 | X | WAT | [12 empty] | 10M
Vintage1971 | natural gas steam turbine | TRUE | 63843 | Ormond Beach Power, LLC | 350 | Ormond Beach | CA | Ventura | 1 | Natural Gas Steam Turbine | ST |  | S | X | X | ORMOND_7_UNIT 1_ | ORMOND1G_7_B1 | 806 | 0.85 | 741 | 741 | 100 | N |  |  | OP | X | 8 | 1971 | 1 | 2024 | N | IPP Non-CHP | 2 | X | NG | [5 empty] | NG |  |  |  | N | N |  | OVER | [20 empty] | N |  |  | N
Vintage1973 | natural gas steam turbine | TRUE | 63843 | Ormond Beach Power, LLC | 350 | Ormond Beach | CA | Ventura | 2 | Natural Gas Steam Turbine | ST |  | S | X | X | ORMOND_7_UNIT 2 | ORMOND2G_7_B1 | 806 | 0.85 | 750 | 750 | 50 | N |  |  | OP | X | 3 | 1973 | 1 | 2024 | N | IPP Non-CHP | 2 | X | NG | [5 empty] | NG |  |  |  | N | N |  | OVER | [20 empty] | N |  |  | N
Vintage1924 | hydro | TRUE | 17609 | Southern California Edison Co | 353 | Poole | CA | Mono | 1 | Conventional Hydroelectric | HY |  | S | X | X |  |  | 11.3 | 0.9 | 11.3 | 11.3 | 0 | N |  |  | OP | X | 5 | 1924 |  |  | N | Electric Utility | 1 | X | WAT | [9 empty] | N |  |  | 10M
Vintage1956 | hydro | TRUE | 17609 | Southern California Edison Co | 354 | Portal | CA | Fresno | 1 | Conventional Hydroelectric | HY |  | S | X | X |  |  | 10.8 | 0.9 | 10.8 | 10.8 | 1.1 | N |  |  | OA | X | 12 | 1956 |  |  | N | Electric Utility | 1 | X | WAT | [12 empty] | 10M
Vintage1954 | natural gas steam turbine | TRUE | 22484 | AES Redondo Beach LLC | 356 | AES Redondo Beach LLC | CA | Los Angeles | 5 | Natural Gas Steam Turbine | ST |  | S | X | X | REDON5G_7_B1 | REDON5G_7_B1 | 163.2 | 1 | 175 | 178.9 | 10 | N |  |  | OP | X | 10 | 1954 | 12 | 2023 | N | IPP Non-CHP | 2 | X | NG | [5 empty] | NG |  |  |  | N | N |  | OVER | [23 empty] | N | N | N
Vintage1957 | natural gas steam turbine | TRUE | 22484 | AES Redondo Beach LLC | 356 | AES Redondo Beach LLC | CA | Los Angeles | 6 | Natural Gas Steam Turbine | ST |  | S | X | X | REDON6G_7_B1 | REDON6G_7_B1 | 163.2 | 1 | 175 | 175 | 10 | N |  |  | OP | X | 7 | 1957 | 12 | 2023 | N | IPP Non-CHP | 2 | X | NG | [5 empty] | NG |  |  |  | N | N |  | OVER | [23 empty] | N | N | N
Vintage1967 | natural gas steam turbine | TRUE | 22484 | AES Redondo Beach LLC | 356 | AES Redondo Beach LLC | CA | Los Angeles | 8 | Natural Gas Steam Turbine | ST |  | S | X | X | REDON8G_7_B1 | REDON8G_7_B1 | 495 | 1 | 480 | 486.9 | 130 | N |  |  | OP | X | 7 | 1967 | 12 | 2023 | N | IPP Non-CHP | 2 | X | NG | [5 empty] | NG |  |  |  | N | N |  | OVER | [23 empty] | N | N | N
Vintage1916 | hydro | TRUE | 17609 | Southern California Edison Co | 357 | Rush Creek | CA | Mono | 1 | Conventional Hydroelectric | HY |  | S | X | X |  |  | 5.9 | 0.9 | 5.9 | 5.9 | 0 | N |  |  | OP | X | 10 | 1916 |  |  | N | Electric Utility | 1 | X | WAT | [9 empty] | N |  |  | 10M
Vintage1917 | hydro | TRUE | 17609 | Southern California Edison Co | 357 | Rush Creek | CA | Mono | 2 | Conventional Hydroelectric | HY |  | S | X | X |  |  | 7.2 | 0.9 | 5.5 | 5.5 | 0 | N |  |  | OP | X | 12 | 1917 |  |  | N | Electric Utility | 1 | X | WAT | [9 empty] | N |  |  | 10M
Vintage2005 | natural gas combined cycle | TRUE | 17609 | Southern California Edison Co | 358 | Mountainview Generating Station | CA | San Bernardino | MV3A | Natural Gas Fired Combined Cycle | CT | 3 | S | X | N |  |  | 164.6 | 0.8 | 156 | 182 | 60 | N |  |  | OP | X | 12 | 2005 |  |  | N | Electric Utility | 1 | X | NG | [9 empty] | N |  |  | 12H | [23 empty] | N
Vintage2005 | natural gas combined cycle | TRUE | 17609 | Southern California Edison Co | 358 | Mountainview Generating Station | CA | San Bernardino | MV3B | Natural Gas Fired Combined Cycle | CT | 3 | S | X | N |  |  | 164.6 | 0.8 | 156 | 182 | 60 | N |  |  | OP | X | 12 | 2005 |  |  | N | Electric Utility | 1 | X | NG | [9 empty] | N |  |  | 12H | [23 empty] | N
Vintage2005 | natural gas combined cycle | TRUE | 17609 | Southern California Edison Co | 358 | Mountainview Generating Station | CA | San Bernardino | MV3C | Natural Gas Fired Combined Cycle | CA | 3 | S | Y | X |  |  | 189.2 | 0.83 | 197 | 191 | 90 | N |  |  | OP | X | 12 | 2005 |  |  | N | Electric Utility | 1 | X | NG | [9 empty] | N |  |  | 12H | [23 empty] | N
Vintage2006 | natural gas combined cycle | TRUE | 17609 | Southern California Edison Co | 358 | Mountainview Generating Station | CA | San Bernardino | MV4A | Natural Gas Fired Combined Cycle | CT | 4 | S | X | N |  |  | 164.6 | 0.8 | 156 | 182 | 60 | N |  |  | OP | X | 1 | 2006 |  |  | N | Electric Utility | 1 | X | NG | [9 empty] | N |  |  | 12H | [23 empty] | N
Vintage2006 | natural gas combined cycle | TRUE | 17609 | Southern California Edison Co | 358 | Mountainview Generating Station | CA | San Bernardino | MV4B | Natural Gas Fired Combined Cycle | CT | 4 | S | X | N |  |  | 164.6 | 0.8 | 156 | 182 | 60 | N |  |  | OP | X | 1 | 2006 |  |  | N | Electric Utility | 1 | X | NG | [9 empty] | N |  |  | 12H | [23 empty] | N
Vintage2006 | natural gas combined cycle | TRUE | 17609 | Southern California Edison Co | 358 | Mountainview Generating Station | CA | San Bernardino | MV4C | Natural Gas Fired Combined Cycle | CA | 4 | S | Y | X |  |  | 189.2 | 0.83 | 197 | 191 | 90 | N |  |  | OP | X | 1 | 2006 |  |  | N | Electric Utility | 1 | X | NG | [9 empty] | N |  |  | 12H | [23 empty] | N
Vintage1899 | hydro | TRUE | 17609 | Southern California Edison Co | 361 | Santa Ana 1 | CA | San Bernardino | 1 | Conventional Hydroelectric | HY |  | S | X | X |  |  | 0.8 | 0.8 | 0.8 | 0.8 | 0 | N |  |  | OP | X | 2 | 1899 |  |  | N | Electric Utility | 1 | X | WAT | [9 empty] | N |  |  | 10M
Vintage1899 | hydro | TRUE | 17609 | Southern California Edison Co | 361 | Santa Ana 1 | CA | San Bernardino | 2 | Conventional Hydroelectric | HY |  | S | X | X |  |  | 0.8 | 0.8 | 0.8 | 0.8 | 0 | N |  |  | OP | X | 2 | 1899 |  |  | N | Electric Utility | 1 | X | WAT | [9 empty] | N |  |  | 10M
Vintage1899 | hydro | TRUE | 17609 | Southern California Edison Co | 361 | Santa Ana 1 | CA | San Bernardino | 3 | Conventional Hydroelectric | HY |  | S | X | X |  |  | 0.8 | 0.8 | 0.8 | 0.8 | 0 | N |  |  | OP | X | 1 | 1899 |  |  | N | Electric Utility | 1 | X | WAT | [9 empty] | N |  |  | 10M
Vintage1899 | hydro | TRUE | 17609 | Southern California Edison Co | 361 | Santa Ana 1 | CA | San Bernardino | 4 | Conventional Hydroelectric | HY |  | S | X | X |  |  | 0.8 | 0.8 | 0.8 | 0.8 | 0 | N |  |  | OP | X | 1 | 1899 |  |  | N | Electric Utility | 1 | X | WAT | [9 empty] | N |  |  | 10M
Vintage1999 | hydro | TRUE | 17609 | Southern California Edison Co | 363 | Santa Ana 3 | CA | San Bernardino | 1 | Conventional Hydroelectric | HY |  | S | X | X |  |  | 3.1 | 0.9 | 3.1 | 3.1 | 0 | N |  |  | OP | X | 9 | 1999 |  |  | N | Electric Utility | 1 | X | WAT | [9 empty] | N |  |  | 10M
Vintage1909 | hydro | TRUE | 17609 | Southern California Edison Co | 365 | Lower Tule River | CA | Tulare | 1 | Conventional Hydroelectric | HY |  | S | X | X |  |  | 1.3 | 0.9 | 1.3 | 1.3 | 0 | N |  |  | OS | X | 9 | 1909 |  |  | N | Electric Utility | 1 | X | WAT | [9 empty] | N |  |  | 10M
Vintage1909 | hydro | TRUE | 17609 | Southern California Edison Co | 365 | Lower Tule River | CA | Tulare | 2 | Conventional Hydroelectric | HY |  | S | X | X |  |  | 1.3 | 0.9 | 1.3 | 1.3 | 0 | N |  |  | OS | X | 9 | 1909 |  |  | N | Electric Utility | 1 | X | WAT | [9 empty] | N |  |  | 10M
Vintage1984 | nuclear | TRUE | 20160 | Energy Northwest | 371 | Columbia Generating Station | WA | Benton | 2 | Nuclear | ST |  | S | X | X |  |  | 1200 | 0.975 | 1151 | 1172 | 120 | N |  |  | OP | X | 12 | 1984 |  |  | N | Electric Utility | 1 | X | NUC | [9 empty] | N | N |  | OVER | [23 empty] | N | N | N
Vintage1930 | hydro | TRUE | 5571 | East Bay Municipal Util Dist | 376 | Pardee | CA | Calaveras | 1 | Conventional Hydroelectric | HY |  | S | X | X | Pardeb_6_units |  | 7.5 | 0.8 | 8.9 | 8.9 | 5 | N |  |  | OP | X | 7 | 1930 |  |  | N | Electric Utility | 1 | X | WAT | [9 empty] | N | N |  | 10M
Vintage1930 | hydro | TRUE | 5571 | East Bay Municipal Util Dist | 376 | Pardee | CA | Calaveras | 2 | Conventional Hydroelectric | HY |  | S | X | X | Pardeb_6_units |  | 7.5 | 0.8 | 8.9 | 8.9 | 5 | N |  |  | OP | X | 7 | 1930 |  |  | N | Electric Utility | 1 | X | WAT | [9 empty] | N | N |  | 10M
Vintage1983 | hydro | TRUE | 5571 | East Bay Municipal Util Dist | 376 | Pardee | CA | Calaveras | 3 | Conventional Hydroelectric | HY |  | S | X | X | Pardeb_6_units |  | 8.6 | 0.95 | 9.9 | 9.9 | 5 | N |  |  | OP | X | 6 | 1983 |  |  | N | Electric Utility | 1 | X | WAT | [9 empty] | N | N |  | 10M
Vintage1977 | natural gas combined cycle | TRUE | 7294 | City of Glendale - (CA) | 377 | Grayson | CA | Los Angeles | 1 | Natural Gas Fired Combined Cycle | CA | CC1 | S | N | X |  |  | 20 | 0.85 | 19 | 19 | 1 | N |  |  | OP | X | 7 | 1977 |  |  | N | Electric Utility | 1 | X | NG | [9 empty] | N | N |  | 12H | [23 empty] | N | N | N
Vintage1977 | natural gas combined cycle | TRUE | 7294 | City of Glendale - (CA) | 377 | Grayson | CA | Los Angeles | 2 | Natural Gas Fired Combined Cycle | CA | CC1 | S | N | X |  |  | 20 | 0.85 | 19 | 19 | 1 | N |  |  | OP | X | 7 | 1977 |  |  | N | Electric Utility | 1 | X | NG | [9 empty] | N | N |  | 12H | [23 empty] | N | N | N
Vintage1953 | natural gas steam turbine | TRUE | 7294 | City of Glendale - (CA) | 377 | Grayson | CA | Los Angeles | 3 | Natural Gas Steam Turbine | ST |  | S | X | X |  |  | 23 | 0.85 | 18 | 18 | 7 | N |  |  | OS | X | 12 | 1953 |  |  | N | Electric Utility | 1 | X | NG | LFG |  |  |  |  | NG |  |  |  | N | N |  | 12H | [5 empty] | N | [17 empty] | Y | Y | N
Vintage1959 | natural gas steam turbine | TRUE | 7294 | City of Glendale - (CA) | 377 | Grayson | CA | Los Angeles | 4 | Natural Gas Steam Turbine | ST |  | S | X | X |  |  | 50 | 0.85 | 40 | 40 | 15 | N |  |  | OP | X | 9 | 1959 |  |  | N | Electric Utility | 1 | X | NG | LFG |  |  |  |  | NG |  |  |  | N | N |  | 12H | [23 empty] | Y | Y | N
Vintage1964 | natural gas steam turbine | TRUE | 7294 | City of Glendale - (CA) | 377 | Grayson | CA | Los Angeles | 5 | Natural Gas Steam Turbine | ST |  | S | X | X |  |  | 50 | 0.85 | 40 | 40 | 15 | N |  |  | OP | X | 11 | 1964 |  |  | N | Electric Utility | 1 | X | NG | LFG |  |  |  |  | NG |  |  |  | N | N |  | 12H | [23 empty] | Y | Y | N
Vintage1977 | natural gas combined cycle | TRUE | 7294 | City of Glendale - (CA) | 377 | Grayson | CA | Los Angeles | 8A | Natural Gas Fired Combined Cycle | CT | CC1 | S | X | N |  |  | 25.4 | 0.9 | 26 | 30 | 16 | N |  |  | OP | X | 7 | 1977 |  |  | N | Electric Utility | 1 | X | NG | [5 empty] | NG |  |  |  | N | N |  | 1H | [23 empty] | N | N | N
Vintage1977 | natural gas combined cycle | TRUE | 7294 | City of Glendale - (CA) | 377 | Grayson | CA | Los Angeles | 8BC | Natural Gas Fired Combined Cycle | CT | CC1 | S | X | N |  |  | 55.1 | 0.9 | 46 | 50 | 34 | N |  |  | OP | X | 7 | 1977 |  |  | N | Electric Utility | 1 | X | NG | [5 empty] | NG |  |  |  | N | N |  | 1H | [23 empty] | N | N | N
Vintage2004 | natural gas peaker | TRUE | 7294 | City of Glendale - (CA) | 377 | Grayson | CA | Los Angeles | 9 | Natural Gas Fired Combustion Turbine | GT |  | S | X | X |  |  | 57.4 | 0.85 | 48 | 48 | 25 | N |  |  | OP | X | 1 | 2004 |  |  | N | Electric Utility | 1 | X | NG | [5 empty] | NG |  |  |  | N | N |  | 10M | [23 empty] | N | N | N
Vintage1920 | hydro | TRUE | 12647 | ALLETE, Inc. | 378 | Prairie River | MN | Itasca | 1 | Conventional Hydroelectric | HY |  | S | X | X |  |  | 0.7 | 0.8 | 0.5 | 0.5 | 0.1 | N |  |  | OP | X | 4 | 1920 |  |  | N | Electric Utility | 1 | X | WAT | [9 empty] | N | N |  | 10M | [20 empty] | N |  |  | N
Vintage1920 | hydro | TRUE | 12647 | ALLETE, Inc. | 378 | Prairie River | MN | Itasca | 2 | Conventional Hydroelectric | HY |  | S | X | X |  |  | 0.3 | 0.8 | 0.2 | 0.2 | 0.1 | N |  |  | OP | X | 4 | 1920 |  |  | N | Electric Utility | 1 | X | WAT | [9 empty] | N | N |  | 10M | [20 empty] | N |  |  | N
Vintage1960 | hydro | TRUE | 16612 | City & County of San Francisco | 380 | Dion R Holm | CA | Tuolumne | 1 | Conventional Hydroelectric | HY |  | S | X | X | INTKEP_2_UNITS-APND | INTKEP_2_UNITS | 78.4 | 0.95 | 78.4 | 78.4 | 0 | N |  |  | OP | X | 8 | 1960 |  |  | N | Electric Utility | 1 | X | WAT | [9 empty] | N | N |  | 1H | [20 empty] | N |  |  | N
Vintage1960 | hydro | TRUE | 16612 | City & County of San Francisco | 380 | Dion R Holm | CA | Tuolumne | 2 | Conventional Hydroelectric | HY |  | S | X | X | INTKEP_2_UNITS-APND | INTKEP_2_UNITS | 78.4 | 0.95 | 78.4 | 78.4 | 0 | N |  |  | OP | X | 8 | 1960 |  |  | N | Electric Utility | 1 | X | WAT | [9 empty] | N | N |  | 1H | [20 empty] | N |  |  | N
Vintage1969 | hydro | TRUE | 16612 | City & County of San Francisco | 381 | Moccasin | CA | Tuolumne | 1 | Conventional Hydroelectric | HY |  | S | X | X | INTKEP_2_UNITS-APND | INTKEP_2_UNITS | 50 | 0.9 | 50 | 50 | 0 | N |  |  | OP | X | 8 | 1969 |  |  | N | Electric Utility | 1 | X | WAT | [9 empty] | N | N |  | 1H | [20 empty] | N |  |  | N
Vintage1969 | hydro | TRUE | 16612 | City & County of San Francisco | 381 | Moccasin | CA | Tuolumne | 2 | Conventional Hydroelectric | HY |  | S | X | X | INTKEP_2_UNITS-APND | INTKEP_2_UNITS | 50 | 0.9 | 50 | 50 | 0 | N |  |  | OP | X | 9 | 1969 |  |  | N | Electric Utility | 1 | X | WAT | [9 empty] | N | N |  | 1H | [20 empty] | N |  |  | N
Vintage1967 | hydro | TRUE | 16612 | City & County of San Francisco | 382 | R C Kirkwood | CA | Tuolumne | 1 | Conventional Hydroelectric | HY |  | S | X | X | INTKEP_2_UNITS-APND | INTKEP_2_UNITS | 39.5 | 0.95 | 39.5 | 39.5 | 0 | N |  |  | OP | X | 2 | 1967 |  |  | N | Electric Utility | 1 | X | WAT | [9 empty] | N | N |  | 1H | [20 empty] | N |  |  | N
Vintage1967 | hydro | TRUE | 16612 | City & County of San Francisco | 382 | R C Kirkwood | CA | Tuolumne | 2 | Conventional Hydroelectric | HY |  | S | X | X | INTKEP_2_UNITS-APND | INTKEP_2_UNITS | 39.5 | 0.95 | 39.5 | 39.5 | 0 | N |  |  | OP | X | 2 | 1967 |  |  | N | Electric Utility | 1 | X | WAT | [9 empty] | N | N |  | 1H | [20 empty] | N |  |  | N
Vintage1987 | hydro | TRUE | 16612 | City & County of San Francisco | 382 | R C Kirkwood | CA | Tuolumne | 3 | Conventional Hydroelectric | HY |  | S | X | X | INTKEP_2_UNITS-APND | INTKEP_2_UNITS | 36.5 | 0.9 | 36.5 | 36.5 | 0 | N |  |  | OP | X | 9 | 1987 |  |  | N | Electric Utility | 1 | X | WAT | [9 empty] | N | N |  | 1H | [20 empty] | N |  |  | N
Vintage1965 | natural gas steam turbine | TRUE | 12384 | Midwest Generations EME LLC | 384 | Joliet 29 | IL | Will | 7 | Natural Gas Steam Turbine | ST |  | S | X | X |  |  | 660 | 0.9 | 518 | 522 | 120 | N |  |  | OP | X | 4 | 1965 |  |  | N | IPP Non-CHP | 2 | X | NG | [5 empty] | NG | [6 empty] | OVER | [23 empty] | N
Vintage1966 | natural gas steam turbine | TRUE | 12384 | Midwest Generations EME LLC | 384 | Joliet 29 | IL | Will | 8 | Natural Gas Steam Turbine | ST |  | S | X | X |  |  | 660 | 0.9 | 518 | 522 | 120 | N |  |  | OP | X | 3 | 1966 |  |  | N | IPP Non-CHP | 2 | X | NG | [5 empty] | NG | [6 empty] | OVER | [23 empty] | N
Vintage1953 | hydro | TRUE | 9216 | Imperial Irrigation District | 385 | Drop 2 (CA) | CA | Imperial | 1 | Conventional Hydroelectric | HY |  | S | X | X |  |  | 5 | 0.8 | 4.9 | 2.5 | 0.7 | N |  |  | OP | X | 12 | 1953 |  |  | N | Electric Utility | 1 | X | WAT | [9 empty] | N | N |  | 1H | [23 empty] | N
Vintage1953 | hydro | TRUE | 9216 | Imperial Irrigation District | 385 | Drop 2 (CA) | CA | Imperial | 2 | Conventional Hydroelectric | HY |  | S | X | X |  |  | 5 | 0.8 | 4.9 | 2.5 | 0.7 | N |  |  | OP | X | 12 | 1953 |  |  | N | Electric Utility | 1 | X | WAT | [9 empty] | N | N |  | 1H | [23 empty] | N
Vintage1941 | hydro | TRUE | 9216 | Imperial Irrigation District | 386 | Drop 3 (CA) | CA | Imperial | 1 | Conventional Hydroelectric | HY |  | S | X | X |  |  | 4.8 | 0.8 | 4.5 | 3.6 | 1 | N |  |  | OP | X | 2 | 1941 |  |  | N | Electric Utility | 1 | X | WAT | [10 empty] | N |  | 1H | [23 empty] | N
Vintage1966 | hydro | TRUE | 9216 | Imperial Irrigation District | 386 | Drop 3 (CA) | CA | Imperial | 2 | Conventional Hydroelectric | HY |  | S | X | X |  |  | 4.4 | 0.8 | 4.4 | 4.6 | 1 | N |  |  | OP | X | 11 | 1966 |  |  | N | Electric Utility | 1 | X | WAT | [10 empty] | N |  | 1H | [23 empty] | N
Vintage1950 | hydro | TRUE | 9216 | Imperial Irrigation District | 387 | Drop 4 | CA | Imperial | 1 | Conventional Hydroelectric | HY |  | S | X | X |  |  | 10 | 0.8 | 10 | 10 | 0.6 | N |  |  | OP | X | 8 | 1950 |  |  | N | Electric Utility | 1 | X | WAT | [10 empty] | N |  | 1H | [23 empty] | N
Vintage1941 | hydro | TRUE | 9216 | Imperial Irrigation District | 387 | Drop 4 | CA | Imperial | 2 | Conventional Hydroelectric | HY |  | S | X | X |  |  | 9.6 | 0.8 | 10 | 8 | 1 | N |  |  | OP | X | 2 | 1941 |  |  | N | Electric Utility | 1 | X | WAT | [10 empty] | N |  | 1H | [23 empty] | N
Vintage1957 | hydro | TRUE | 9216 | Imperial Irrigation District | 388 | Pilot Knob | CA | Imperial | 1 | Conventional Hydroelectric | HY |  | S | X | X |  |  | 16.5 | 0.8 |  | 10.4 | 0.7 | N |  |  | OP | X | 1 | 1957 |  |  | N | Electric Utility | 1 | X | WAT | [9 empty] | N |  |  | 1H | [23 empty] | N
Vintage1957 | hydro | TRUE | 9216 | Imperial Irrigation District | 388 | Pilot Knob | CA | Imperial | 2 | Conventional Hydroelectric | HY |  | S | X | X |  |  | 16.5 | 0.8 |  | 7.7 | 0.7 | N |  |  | OP | X | 1 | 1957 |  |  | N | Electric Utility | 1 | X | WAT | [9 empty] | N |  |  | 1H | [23 empty] | N
Vintage1952 | natural gas combined cycle | TRUE | 9216 | Imperial Irrigation District | 389 | El Centro Hybrid | CA | Imperial | 2 | Natural Gas Fired Combined Cycle | CA | STM2 | S | N | X |  |  | 34.5 | 0.85 | 32.5 | 32.5 | 22 | N |  |  | OP | X | 8 | 1952 |  |  | N | Electric Utility | 1 | X | NG | [9 empty] | N | N |  | 12H | [23 empty] | N | N | N
Vintage1993 | natural gas combined cycle | TRUE | 9216 | Imperial Irrigation District | 389 | El Centro Hybrid | CA | Imperial | 2A | Natural Gas Fired Combined Cycle | CT | STM2 | S | X | N |  |  | 89.9 | 0.85 | 73 | 73 | 48 | N |  |  | OP | X | 6 | 1993 |  |  | N | Electric Utility | 1 | X | NG | DFO |  |  |  |  | NG | DFO |  |  | N | N |  | 12H | [23 empty] | Y | Y | Y
Vintage2012 | natural gas combined cycle | TRUE | 9216 | Imperial Irrigation District | 389 | El Centro Hybrid | CA | Imperial | 30 | Natural Gas Fired Combined Cycle | CA | STM3 | S | Y | X |  |  | 65.9 | 0.85 | 42 | 53 | 28 | N |  |  | OP | X | 10 | 2012 |  |  | N | Electric Utility | 1 | X | NG | [5 empty] | NG |  |  |  | N | N |  | 12H | [23 empty] | N | N | N
Vintage2012 | natural gas combined cycle | TRUE | 9216 | Imperial Irrigation District | 389 | El Centro Hybrid | CA | Imperial | 31 | Natural Gas Fired Combined Cycle | CT | STM3 | S | X | N |  |  | 43.2 | 0.8 | 39 | 46 | 24 | N |  |  | OP | X | 10 | 2012 |  |  | N | Electric Utility | 1 | X | NG | [5 empty] | NG |  |  |  | N | N |  | 12H | [23 empty] | N | N | N
Vintage2012 | natural gas combined cycle | TRUE | 9216 | Imperial Irrigation District | 389 | El Centro Hybrid | CA | Imperial | 32 | Natural Gas Fired Combined Cycle | CT | STM3 | S | X | N |  |  | 43.2 | 0.8 | 39 | 46 | 24 | N |  |  | OP | X | 10 | 2012 |  |  | N | Electric Utility | 1 | X | NG | [5 empty] | NG |  |  |  | N | N |  | 12H | [23 empty] | N | N | N
Vintage1968 | natural gas steam turbine | TRUE | 9216 | Imperial Irrigation District | 389 | El Centro Hybrid | CA | Imperial | 4 | Natural Gas Steam Turbine | ST |  | S | X | X |  |  | 81.6 | 0.85 | 67.6 | 72 | 20 | N |  |  | OP | X | 8 | 1968 |  |  | N | Electric Utility | 1 | X | NG | RFO |  |  |  |  | NG | RFO |  |  | N | N |  | 12H | [23 empty] | Y | Y | Y
Vintage2016 | other | TRUE | 9216 | Imperial Irrigation District | 389 | El Centro Hybrid | CA | Imperial | BESS | Batteries | BA |  | S | X | X |  |  | 30 |  | 18.9 | 29 | 0 | N |  |  | OP | X | 10 | 2016 |  |  | N | Electric Utility | 1 | X | MWH | [9 empty] | N | N |  | 10M | [23 empty] | N
Vintage1982 | hydro | TRUE | 4329 | Copper Valley Elec Assn, Inc | 390 | Solomon Gulch | AK | Valdez Cordova | 1 | Conventional Hydroelectric | HY |  | S | X | X |  |  | 6 | 0.8 | 6 | 6 | 0.5 | N |  |  | OP | X | 1 | 1982 |  |  | N | Electric Utility | 1 | X | WAT | [9 empty] | N | N |  | 1H | [23 empty] | N
Vintage1982 | hydro | TRUE | 4329 | Copper Valley Elec Assn, Inc | 390 | Solomon Gulch | AK | Valdez Cordova | 2 | Conventional Hydroelectric | HY |  | S | X | X |  |  | 6 | 0.8 | 6 | 6 | 0.5 | N |  |  | OP | X | 1 | 1982 |  |  | N | Electric Utility | 1 | X | WAT | [10 empty] | N |  | 1H | [23 empty] | N
Vintage1925 | hydro | TRUE | 11208 | Los Angeles Department of Water & Power | 391 | Big Pine Creek | CA | Inyo | 1 | Conventional Hydroelectric | HY |  | S | X | X | none | none | 3.2 | 0.8 | 3 | 3 | 0.3 | N |  |  | OP | X | 7 | 1925 |  |  | N | Electric Utility | 1 | X | WAT | [9 empty] | N | N |  | 12H | [23 empty] | N
Vintage1973 | other | TRUE | 11208 | Los Angeles Department of Water & Power | 392 | Castaic | CA | Los Angeles | 1 | Hydroelectric Pumped Storage | PS |  | S | X | X | none | none | 271 | 0.943 | 270.5 | 270.5 | 10 | N |  |  | OP | X | 9 | 1973 |  |  | N | Electric Utility | 1 | X | WAT | [9 empty] | N | N |  | 10M | [23 empty] | N
Vintage1974 | other | TRUE | 11208 | Los Angeles Department of Water & Power | 392 | Castaic | CA | Los Angeles | 2 | Hydroelectric Pumped Storage | PS |  | S | X | X | none | none | 271 | 0.943 | 270.5 | 270.5 | 10 | N |  |  | OP | X | 7 | 1974 |  |  | N | Electric Utility | 1 | X | WAT | [9 empty] | N | N |  | 10M | [23 empty] | N
Vintage1976 | other | TRUE | 11208 | Los Angeles Department of Water & Power | 392 | Castaic | CA | Los Angeles | 3 | Hydroelectric Pumped Storage | PS |  | S | X | X | none | none | 271 | 0.943 | 270.5 | 270.5 | 10 | N |  |  | OP | X | 7 | 1976 |  |  | N | Electric Utility | 1 | X | WAT | [9 empty] | N | N |  | 10M | [23 empty] | N
Vintage1977 | other | TRUE | 11208 | Los Angeles Department of Water & Power | 392 | Castaic | CA | Los Angeles | 4 | Hydroelectric Pumped Storage | PS |  | S | X | X | none | none | 271 | 0.943 | 270.5 | 270.5 | 10 | N |  |  | OP | X | 6 | 1977 |  |  | N | Electric Utility | 1 | X | WAT | [9 empty] | N | N |  | 10M | [23 empty] | N
Vintage1977 | other | TRUE | 11208 | Los Angeles Department of Water & Power | 392 | Castaic | CA | Los Angeles | 5 | Hydroelectric Pumped Storage | PS |  | S | X | X | none | none | 271 | 0.943 | 270.5 | 270.5 | 10 | N |  |  | OP | X | 12 | 1977 |  |  | N | Electric Utility | 1 | X | WAT | [9 empty] | N | N |  | 10M | [23 empty] | N
Vintage1978 | other | TRUE | 11208 | Los Angeles Department of Water & Power | 392 | Castaic | CA | Los Angeles | 6 | Hydroelectric Pumped Storage | PS |  | S | X | X | none | none | 271 | 0.943 | 270.5 | 270.5 | 10 | N |  |  | OP | X | 8 | 1978 |  |  | N | Electric Utility | 1 | X | WAT | [9 empty] | N | N |  | 10M | [23 empty] | N
Vintage1972 | hydro | TRUE | 11208 | Los Angeles Department of Water & Power | 392 | Castaic | CA | Los Angeles | 7 | Conventional Hydroelectric | HY |  | S | X | X | none | none | 56 | 0.8 | 51.5 | 51.5 | 2 | N |  |  | OP | X | 1 | 1972 |  |  | N | Electric Utility | 1 | X | WAT | [9 empty] | N | N |  | 10M | [23 empty] | N
Vintage1952 | hydro | TRUE | 11208 | Los Angeles Department of Water & Power | 393 | Control Gorge | CA | Inyo | 1 | Conventional Hydroelectric | HY |  | S | X | X | none | none | 37.5 | 1 | 37.5 | 37.5 | 0.5 | N |  |  | OP | X | 4 | 1952 |  |  | N | Electric Utility | 1 | X | WAT | [9 empty] | N | N |  | 1H | [23 empty] | N
Vintage1908 | hydro | TRUE | 11208 | Los Angeles Department of Water & Power | 394 | Cottonwood | CA | Inyo | 1 | Conventional Hydroelectric | HY |  | S | X | X | none | none | 0.8 | 0.8 | 1.2 | 1.2 | 0.1 | N |  |  | OP | X | 11 | 1908 |  |  | N | Electric Utility | 1 | X | WAT | [9 empty] | N | N |  | 1H | [23 empty] | N
Vintage1909 | hydro | TRUE | 11208 | Los Angeles Department of Water & Power | 394 | Cottonwood | CA | Inyo | 2 | Conventional Hydroelectric | HY |  | S | X | X | none | none | 0.8 | 0.8 | 1.2 | 1.2 | 0.1 | N |  |  | OP | X | 10 | 1909 |  |  | N | Electric Utility | 1 | X | WAT | [9 empty] | N | N |  | 1H | [23 empty] | N
Vintage1971 | hydro | TRUE | 11208 | Los Angeles Department of Water & Power | 396 | Foothill | CA | Los Angeles | 1 | Conventional Hydroelectric | HY |  | S | X | X | none | none | 8.8 | 0.8 | 8.6 | 8.6 | 0.1 | N |  |  | OP | X | 10 | 1971 |  |  | N | Electric Utility | 1 | X | WAT | [9 empty] | N | N |  | 10M | [23 empty] | N
Vintage1921 | hydro | TRUE | 11208 | Los Angeles Department of Water & Power | 397 | Franklin (CA) | CA | Los Angeles | 1 | Conventional Hydroelectric | HY |  | S | X | X | none | none | 2 | 0.8 | 2 | 2 | 0.1 | N |  |  | OP | X | 6 | 1921 |  |  | N | Electric Utility | 1 | X | WAT | [9 empty] | N | N |  | 10M | [23 empty] | N
Vintage1927 | hydro | TRUE | 11208 | Los Angeles Department of Water & Power | 398 | Haiwee | CA | Inyo | 1 | Conventional Hydroelectric | HY |  | S | X | X | none | none | 2.8 | 0.8 | 2.5 | 2.5 | 0.5 | N |  |  | OP | X | 7 | 1927 |  |  | N | Electric Utility | 1 | X | WAT | [9 empty] | N | N |  | 1H | [23 empty] | N
Vintage1927 | hydro | TRUE | 11208 | Los Angeles Department of Water & Power | 398 | Haiwee | CA | Inyo | 2 | Conventional Hydroelectric | HY |  | S | X | X | none | none | 2.8 | 0.8 | 2.5 | 2.5 | 0.5 | N |  |  | OP | X | 7 | 1927 |  |  | N | Electric Utility | 1 | X | WAT | [9 empty] | N | N |  | 1H | [23 empty] | N
Vintage1995 | natural gas combined cycle | TRUE | 11208 | Los Angeles Department of Water & Power | 399 | Harbor | CA | Los Angeles | 10A | Natural Gas Fired Combined Cycle | CT | CC1 | S | X | N | none | none | 85.3 | 0.85 | 73 | 73 | 36 | N |  |  | OP | X | 1 | 1995 |  |  | N | Electric Utility | 1 | X | NG | DFO | [8 empty] | N | N |  | 12H | [23 empty] | Y | Y | Y
Vintage1995 | natural gas combined cycle | TRUE | 11208 | Los Angeles Department of Water & Power | 399 | Harbor | CA | Los Angeles | 10B | Natural Gas Fired Combined Cycle | CT | CC1 | S | X | N | none | none | 85.3 | 0.85 | 73 | 73 | 36 | N |  |  | OP | X | 1 | 1995 |  |  | N | Electric Utility | 1 | X | NG | DFO | [8 empty] | N | N |  | 12H | [23 empty] | Y | Y | Y
Vintage1995 | natural gas combined cycle | TRUE | 11208 | Los Angeles Department of Water & Power | 399 | Harbor | CA | Los Angeles | 5 | Natural Gas Fired Combined Cycle | CA | CC1 | S | N | X | none | none | 75 | 0.8 | 56 | 60 | 17 | N |  |  | OP | X | 1 | 1995 |  |  | N | Electric Utility | 1 | X | NG | DFO |  |  |  |  | NG |  |  |  | N | N |  | 12H | [23 empty] | Y | Y | N
Vintage2002 | natural gas peaker | TRUE | 11208 | Los Angeles Department of Water & Power | 399 | Harbor | CA | Los Angeles | GT10 | Natural Gas Fired Combustion Turbine | GT |  | S | X | X | none | none | 60.5 | 0.85 | 47.4 | 47.4 | 15 | N |  |  | OP | X | 1 | 2002 |  |  | N | Electric Utility | 1 | X | NG | DFO | [8 empty] | N | N |  | 1H | [23 empty] | Y | Y | Y
Vintage2002 | natural gas peaker | TRUE | 11208 | Los Angeles Department of Water & Power | 399 | Harbor | CA | Los Angeles | GT11 | Natural Gas Fired Combustion Turbine | GT |  | S | X | X | none | none | 60.5 | 0.85 | 47.4 | 47.4 | 15 | N |  |  | OP | X | 1 | 2002 |  |  | N | Electric Utility | 1 | X | NG | DFO | [8 empty] | N | N |  | 1H | [23 empty] | Y | Y | Y
Vintage2002 | natural gas peaker | TRUE | 11208 | Los Angeles Department of Water & Power | 399 | Harbor | CA | Los Angeles | GT12 | Natural Gas Fired Combustion Turbine | GT |  | S | X | X | none | none | 60.5 | 0.85 | 47.4 | 47.4 | 15 | N |  |  | OP | X | 1 | 2002 |  |  | N | Electric Utility | 1 | X | NG | DFO | [8 empty] | N | N |  | 1H | [23 empty] | Y | Y | Y
Vintage2002 | natural gas peaker | TRUE | 11208 | Los Angeles Department of Water & Power | 399 | Harbor | CA | Los Angeles | GT13 | Natural Gas Fired Combustion Turbine | GT |  | S | X | X | none | none | 60.5 | 0.85 | 47.4 | 47.4 | 15 | N |  |  | OP | X | 1 | 2002 |  |  | N | Electric Utility | 1 | X | NG | DFO | [8 empty] | N | N |  | 1H | [23 empty] | Y | Y | Y
Vintage2002 | natural gas peaker | TRUE | 11208 | Los Angeles Department of Water & Power | 399 | Harbor | CA | Los Angeles | GT14 | Natural Gas Fired Combustion Turbine | GT |  | S | X | X | none | none | 60.5 | 0.85 | 47.4 | 47.4 | 15 | N |  |  | OP | X | 1 | 2002 |  |  | N | Electric Utility | 1 | X | NG | DFO | [8 empty] | N | N |  | 1H | [23 empty] | Y | Y | Y
Vintage1962 | natural gas steam turbine | TRUE | 11208 | Los Angeles Department of Water & Power | 400 | Haynes | CA | Los Angeles | 1 | Natural Gas Steam Turbine | ST |  | S | X | X | none | none | 230 | 0.85 | 222 | 222 | 50 | N |  |  | OP | X | 9 | 1962 |  |  | N | Electric Utility | 1 | X | NG | [5 empty] | NG |  |  |  | N | N |  | OVER | [23 empty] | N | N | N
Vintage2005 | natural gas combined cycle | TRUE | 11208 | Los Angeles Department of Water & Power | 400 | Haynes | CA | Los Angeles | 10 | Natural Gas Fired Combined Cycle | CT | CC1 | S | X | N | none | none | 182.8 | 0.85 | 162.5 | 162.5 | 105 | N |  |  | OP | X | 1 | 2005 |  |  | N | Electric Utility | 1 | X | NG | DFO | [8 empty] | N | N |  | 12H | [23 empty] | Y | Y | Y
Vintage2013 | natural gas peaker | TRUE | 11208 | Los Angeles Department of Water & Power | 400 | Haynes | CA | Los Angeles | 11 | Natural Gas Fired Combustion Turbine | GT |  | S | X | X | none | none | 108.2 | 0.85 | 99.2 | 99.2 | 52 | N |  |  | OP | X | 6 | 2013 |  |  | N | Electric Utility | 1 | X | NG | [9 empty] | N | N |  | 10M | [23 empty] | N | N | N
Vintage2013 | natural gas peaker | TRUE | 11208 | Los Angeles Department of Water & Power | 400 | Haynes | CA | Los Angeles | 12 | Natural Gas Fired Combustion Turbine | GT |  | S | X | X | none | none | 108.2 | 0.85 | 99.2 | 99.2 | 52 | N |  |  | OP | X | 6 | 2013 |  |  | N | Electric Utility | 1 | X | NG | [9 empty] | N | N |  | 10M | [23 empty] | N | N | N
Vintage2013 | natural gas peaker | TRUE | 11208 | Los Angeles Department of Water & Power | 400 | Haynes | CA | Los Angeles | 13 | Natural Gas Fired Combustion Turbine | GT |  | S | X | X | none | none | 108.2 | 0.85 | 99.2 | 99.2 | 52 | N |  |  | OP | X | 6 | 2013 |  |  | N | Electric Utility | 1 | X | NG | [9 empty] | N | N |  | 10M | [23 empty] | N | N | N
Vintage2013 | natural gas peaker | TRUE | 11208 | Los Angeles Department of Water & Power | 400 | Haynes | CA | Los Angeles | 14 | Natural Gas Fired Combustion Turbine | GT |  | S | X | X | none | none | 108.2 | 0.85 | 99.2 | 99.2 | 52 | N |  |  | OP | X | 6 | 2013 |  |  | N | Electric Utility | 1 | X | NG | [9 empty] | N | N |  | 10M | [23 empty] | N | N | N
Vintage2013 | natural gas peaker | TRUE | 11208 | Los Angeles Department of Water & Power | 400 | Haynes | CA | Los Angeles | 15 | Natural Gas Fired Combustion Turbine | GT |  | S | X | X | none | none | 108.2 | 0.85 | 99.2 | 99.2 | 52 | N |  |  | OP | X | 6 | 2013 |  |  | N | Electric Utility | 1 | X | NG | [9 empty] | N | N |  | 10M | [23 empty] | N | N | N
Vintage2013 | natural gas peaker | TRUE | 11208 | Los Angeles Department of Water & Power | 400 | Haynes | CA | Los Angeles | 16 | Natural Gas Fired Combustion Turbine | GT |  | S | X | X | none | none | 108.2 | 0.85 | 99.2 | 99.2 | 52 | N |  |  | OP | X | 6 | 2013 |  |  | N | Electric Utility | 1 | X | NG | [9 empty] | N | N |  | 10M | [23 empty] | N | N | N
Vintage1963 | natural gas steam turbine | TRUE | 11208 | Los Angeles Department of Water & Power | 400 | Haynes | CA | Los Angeles | 2 | Natural Gas Steam Turbine | ST |  | S | X | X | none | none | 230 | 0.85 | 222 | 222 | 50 | N |  |  | OP | X | 4 | 1963 |  |  | N | Electric Utility | 1 | X | NG | [5 empty] | NG |  |  |  | N | N |  | OVER | [23 empty] | N | N | N
Vintage2005 | natural gas combined cycle | TRUE | 11208 | Los Angeles Department of Water & Power | 400 | Haynes | CA | Los Angeles | 8 | Natural Gas Fired Combined Cycle | CA | CC1 | S | Y | X | none | none | 264.3 | 0.85 | 235 | 250 | 73 | N |  |  | OP | X | 1 | 2005 |  |  | N | Electric Utility | 1 | X | NG | DFO |  |  |  |  | NG |  |  |  | N | N |  | 12H | [23 empty] | Y | Y | N
Vintage2005 | natural gas combined cycle | TRUE | 11208 | Los Angeles Department of Water & Power | 400 | Haynes | CA | Los Angeles | 9 | Natural Gas Fired Combined Cycle | CT | CC1 | S | X | N | none | none | 182.8 | 0.85 | 162.5 | 162.5 | 105 | N |  |  | OP | X | 1 | 2005 |  |  | N | Electric Utility | 1 | X | NG | DFO | [8 empty] | N | N |  | 12H | [23 empty] | Y | Y | Y
Vintage1952 | hydro | TRUE | 11208 | Los Angeles Department of Water & Power | 401 | Middle Gorge | CA | Mono | 1 | Conventional Hydroelectric | HY |  | S | X | X | none | none | 37.5 | 1 | 37.5 | 37.5 | 0.5 | N |  |  | OP | X | 5 | 1952 |  |  | N | Electric Utility | 1 | X | WAT | [9 empty] | N | N |  | 1H | [23 empty] | N
Vintage1958 | hydro | TRUE | 11208 | Los Angeles Department of Water & Power | 402 | Pleasant Valley Hydro | CA | Inyo | 1 | Conventional Hydroelectric | HY |  | S | X | X | none | none | 3.2 | 0.8 | 2.7 | 2.7 | 0.3 | N |  |  | OP | X | 2 | 1958 |  |  | N | Electric Utility | 1 | X | WAT | [9 empty] | N | N |  | 1H | [23 empty] | N
Vintage1922 | hydro | TRUE | 11208 | Los Angeles Department of Water & Power | 403 | San Fernando | CA | Los Angeles | 1 | Conventional Hydroelectric | HY |  | S | X | X | none | none | 2.8 | 0.8 | 3.2 | 3.2 | 0.1 | N |  |  | OP | X | 10 | 1922 |  |  | N | Electric Utility | 1 | X | WAT | [9 empty] | N | N |  | 10M | [23 empty] | N
Vintage1922 | hydro | TRUE | 11208 | Los Angeles Department of Water & Power | 403 | San Fernando | CA | Los Angeles | 2 | Conventional Hydroelectric | HY |  | S | X | X | none | none | 2.8 | 0.8 | 2.9 | 2.9 | 0.1 | N |  |  | OP | X | 10 | 1922 |  |  | N | Electric Utility | 1 | X | WAT | [9 empty] | N | N |  | 10M | [23 empty] | N
Vintage1958 | natural gas steam turbine | TRUE | 11208 | Los Angeles Department of Water & Power | 404 | Scattergood | CA | Los Angeles | 1 | Natural Gas Steam Turbine | ST |  | S | X | X | none | none | 163.2 | 0.85 | 105 | 105 | 40 | N |  |  | OP | X | 12 | 1958 | 12 | 2024 | N | Electric Utility | 1 | X | NG | [5 empty] | NG |  |  |  | N | N |  | OVER | [23 empty] | N | N | N
Vintage1959 | natural gas steam turbine | TRUE | 11208 | Los Angeles Department of Water & Power | 404 | Scattergood | CA | Los Angeles | 2 | Natural Gas Steam Turbine | ST |  | S | X | X | none | none | 163.2 | 0.85 | 156.3 | 156.3 | 40 | N |  |  | OP | X | 7 | 1959 | 12 | 2024 | N | Electric Utility | 1 | X | NG | [5 empty] | NG |  |  |  | N | N |  | OVER | [23 empty] | N | N | N
Vintage2015 | natural gas combined cycle | TRUE | 11208 | Los Angeles Department of Water & Power | 404 | Scattergood | CA | Los Angeles | 4 | Natural Gas Fired Combined Cycle | CT | CC1 | S | X | N | none | none | 216.9 | 0.85 | 206 | 206 | 75 | N |  |  | OP | X | 10 | 2015 |  |  | N | Electric Utility | 1 | X | NG | [9 empty] | N | N |  | 12H | [23 empty] | N | N | N
Vintage2015 | natural gas combined cycle | TRUE | 11208 | Los Angeles Department of Water & Power | 404 | Scattergood | CA | Los Angeles | 5 | Natural Gas Fired Combined Cycle | CA | CC1 | S | N | X | none | none | 118.9 | 0.85 | 107 | 107 | 65 | N |  |  | OP | X | 11 | 2015 |  |  | N | Electric Utility | 1 | X | NG | [5 empty] | NG |  |  |  | N | N |  | 12H | [23 empty] | N | N | N
Vintage2015 | natural gas peaker | TRUE | 11208 | Los Angeles Department of Water & Power | 404 | Scattergood | CA | Los Angeles | 6 | Natural Gas Fired Combustion Turbine | GT |  | S | X | X | none | none | 106.9 | 0.85 | 102 | 102 | 28 | N |  |  | OP | X | 8 | 2015 |  |  | N | Electric Utility | 1 | X | NG | [9 empty] | N | N |  | 1H | [23 empty] | N | N | N
Vintage2015 | natural gas peaker | TRUE | 11208 | Los Angeles Department of Water & Power | 404 | Scattergood | CA | Los Angeles | 7 | Natural Gas Fired Combustion Turbine | GT |  | S | X | X | none | none | 106.9 | 0.85 | 102 | 102 | 28 | N |  |  | OP | X | 9 | 2015 |  |  | N | Electric Utility | 1 | X | NG | [9 empty] | N | N |  | 1H | [23 empty] | N | N | N
Vintage1999 | petroleum | TRUE | 219 | Alaska Power and Telephone Co | 406 | Tok | AK | Southeast Fairbanks | 3A | Petroleum Liquids | IC |  | S | X | X |  |  | 1.3 | 0.8 | 1.3 | 1.3 | 0.5 | N |  |  | OP | X | 11 | 1999 |  |  | N | Electric Utility | 1 | X | DFO | [9 empty] | N | N |  | 10M | [23 empty] | N
Vintage1989 | petroleum | TRUE | 219 | Alaska Power and Telephone Co | 406 | Tok | AK | Southeast Fairbanks | 4A | Petroleum Liquids | IC |  | S | X | X |  |  | 1.1 | 0.8 | 1.1 | 1.1 | 0.5 | N |  |  | OP | X | 12 | 1989 |  |  | N | Electric Utility | 1 | X | DFO | [9 empty] | N | N |  | 10M | [23 empty] | N
Vintage1996 | petroleum | TRUE | 219 | Alaska Power and Telephone Co | 406 | Tok | AK | Southeast Fairbanks | 5A | Petroleum Liquids | IC |  | S | X | X |  |  | 1.1 | 0.8 | 1.1 | 1.1 | 0.5 | N |  |  | OP | X | 1 | 1996 |  |  | N | Electric Utility | 1 | X | DFO | [9 empty] | N | N |  | 10M | [23 empty] | N
Vintage2010 | petroleum | TRUE | 219 | Alaska Power and Telephone Co | 406 | Tok | AK | Southeast Fairbanks | 6 | Petroleum Liquids | IC |  | S | X | X |  |  | 0.5 | 0.8 | 0.5 | 0.5 | 0.2 | N |  |  | OS | X | 12 | 2010 |  |  | N | Electric Utility | 1 | X | DFO | [9 empty] | N | N |  | 10M | [23 empty] | N
Vintage1985 | petroleum | TRUE | 219 | Alaska Power and Telephone Co | 406 | Tok | AK | Southeast Fairbanks | 8 | Petroleum Liquids | IC |  | S | X | X |  |  | 0.4 | 0.8 | 0.4 | 0.4 | 0.2 | N |  |  | OP | X | 10 | 1985 |  |  | N | Electric Utility | 1 | X | DFO | [9 empty] | N | N |  | 10M | [23 empty] | N
Vintage1985 | petroleum | TRUE | 219 | Alaska Power and Telephone Co | 406 | Tok | AK | Southeast Fairbanks | 9 | Petroleum Liquids | IC |  | S | X | X |  |  | 0.9 | 0.8 | 1 | 1 | 0.4 | N |  |  | OP | X | 10 | 1985 |  |  | N | Electric Utility | 1 | X | DFO | [9 empty] | N | N |  | 10M | [23 empty] | N
Vintage1953 | hydro | TRUE | 11208 | Los Angeles Department of Water & Power | 407 | Upper Gorge | CA | Mono | 1 | Conventional Hydroelectric | HY |  | S | X | X | none | none | 37.5 | 1 | 36.5 | 36.5 | 0.5 | N |  |  | OP | X | 6 | 1953 |  |  | N | Electric Utility | 1 | X | WAT | [9 empty] | N | N |  | 1H | [23 empty] | N
Vintage2001 | natural gas peaker | TRUE | 11208 | Los Angeles Department of Water & Power | 408 | Valley (CA) | CA | Los Angeles | 5 | Natural Gas Fired Combustion Turbine | GT |  | S | X | X | none | none | 60.5 | 0.85 | 44 | 44 | 15 | N |  |  | OP | X | 8 | 2001 |  |  | N | Electric Utility | 1 | X | NG | DFO | [8 empty] | N | N |  | 1H | [23 empty] | Y | Y | Y
Vintage2003 | natural gas combined cycle | TRUE | 11208 | Los Angeles Department of Water & Power | 408 | Valley (CA) | CA | Los Angeles | 6 | Natural Gas Fired Combined Cycle | CT | CC1 | S | X | N | none | none | 182.8 | 0.85 | 155 | 155 | 85 | N |  |  | OP | X | 9 | 2003 |  |  | N | Electric Utility | 1 | X | NG | DFO | [8 empty] | N | N |  | 12H | [23 empty] | Y | Y | Y
Vintage2003 | natural gas combined cycle | TRUE | 11208 | Los Angeles Department of Water & Power | 408 | Valley (CA) | CA | Los Angeles | 7 | Natural Gas Fired Combined Cycle | CT | CC1 | S | X | N | none | none | 182.8 | 0.85 | 155 | 155 | 85 | N |  |  | OP | X | 9 | 2003 |  |  | N | Electric Utility | 1 | X | NG | DFO | [8 empty] | N | N |  | 12H | [23 empty] | Y | Y | Y
Vintage2003 | natural gas combined cycle | TRUE | 11208 | Los Angeles Department of Water & Power | 408 | Valley (CA) | CA | Los Angeles | 8 | Natural Gas Fired Combined Cycle | CA | CC1 | S | Y | X | none | none | 264.4 | 0.85 | 209 | 209 | 60 | N |  |  | OP | X | 11 | 2003 |  |  | N | Electric Utility | 1 | X | NG | DFO | OBG |  |  |  | NG |  |  |  | N | N |  | 12H | [23 empty] | Y | Y | N
Vintage1967 | hydro | TRUE | 12312 | Merced Irrigation District | 409 | Exchequer | CA | Mariposa | 1 | Conventional Hydroelectric | HY |  | S | X | X | POD_EXCHEC_7_UNIT 1-APND |  | 94.5 | 0.9 | 94.5 | 94.5 | 0.1 | N |  |  | OP | X | 7 | 1967 |  |  | N | IPP Non-CHP | 2 | X | WAT | [9 empty] | N |  |  | 10M | [23 empty] | N
Vintage1967 | hydro | TRUE | 12312 | Merced Irrigation District | 410 | McSwain | CA | Mariposa | 1 | Conventional Hydroelectric | HY |  | S | X | X | MCSWAIN_6_N001 |  | 9 | 0.9 | 9 | 9 | 0.1 | N |  |  | OP | X | 7 | 1967 |  |  | N | IPP Non-CHP | 2 | X | WAT | [9 empty] | N |  |  | 10M | [23 empty] | N
Vintage1965 | hydro | TRUE | 13402 | Nevada Irrigation District | 412 | Chicago Park | CA | Nevada | 2P | Conventional Hydroelectric | HY |  | S | X | X |  |  | 44 | 0.99 | 44 | 44 | 5 | N |  |  | OP | X | 11 | 1965 |  |  | N | IPP Non-CHP | 2 | X | WAT | [9 empty] | N | N | 0 | 12H | [23 empty] | N
Vintage1965 | hydro | TRUE | 13402 | Nevada Irrigation District | 413 | Dutch Flat 2 | CA | Nevada | 3P | Conventional Hydroelectric | HY |  | S | X | X |  |  | 27.3 | 0.99 | 27.3 | 27.3 | 5 | N |  |  | OP | X | 11 | 1965 |  |  | N | IPP Non-CHP | 2 | X | WAT | [9 empty] | N | N | 0 | 12H | [23 empty] | N
Vintage1957 | hydro | TRUE | 13935 | Oakdale&South San Joaquin Irrigation D. | 414 | Beardsley | CA | Tuolumne | 1 | Conventional Hydroelectric | HY |  | S | X | X |  |  | 10 | 0.9 | 11 | 8.5 | 1 | N |  |  | OP | X | 5 | 1957 |  |  | N | IPP Non-CHP | 2 | X | WAT | [9 empty] | N | N |  | 1H | [23 empty] | N
Vintage1957 | hydro | TRUE | 13935 | Oakdale&South San Joaquin Irrigation D. | 415 | Donnells | CA | Tuolumne | H1 | Conventional Hydroelectric | HY |  | S | X | X |  |  | 72 | 0.9 | 72 | 61.2 | 5 | N |  |  | OP | X | 6 | 1957 |  |  | N | IPP Non-CHP | 2 | X | WAT | [9 empty] | N | N |  | 1H | [23 empty] | N
Vintage1958 | hydro | TRUE | 13935 | Oakdale&South San Joaquin Irrigation D. | 416 | Tulloch | CA | Tuolumne | 1 | Conventional Hydroelectric | HY |  | S | X | X |  |  | 11.7 | 0.9 | 9 | 8 | 1 | N |  |  | OP | X | 6 | 1958 |  |  | N | IPP Non-CHP | 2 | X | WAT | [9 empty] | N | N |  | 1H | [23 empty] | N
Vintage1958 | hydro | TRUE | 13935 | Oakdale&South San Joaquin Irrigation D. | 416 | Tulloch | CA | Tuolumne | 2 | Conventional Hydroelectric | HY |  | S | X | X |  |  | 11.7 | 0.9 | 10 | 8.5 | 1 | N |  |  | OP | X | 6 | 1958 |  |  | N | IPP Non-CHP | 2 | X | WAT | [9 empty] | N | N |  | 1H | [23 empty] | N
Vintage2012 | hydro | TRUE | 13935 | Oakdale&South San Joaquin Irrigation D. | 416 | Tulloch | CA | Tuolumne | 3 | Conventional Hydroelectric | HY |  | S | X | X |  |  | 6.5 | 0.9 | 6.5 | 6 | 1 | N |  |  | OP | X | 3 | 2012 |  |  | N | IPP Non-CHP | 2 | X | WAT | [9 empty] | N | N |  | 1H | [23 empty] | N
Vintage1963 | hydro | TRUE | 14191 | South Feather Water and Power Agency | 417 | Forbestown | CA | Butte | 1 | Conventional Hydroelectric | HY |  | S | X | X |  |  | 41.9 | 0.9 | 37.5 | 37.5 | 0 | N |  |  | OP | X | 10 | 1963 |  |  | N | Electric Utility | 1 | X | WAT | [9 empty] | N | N |  | 10M | [23 empty] | N
Vintage1963 | hydro | TRUE | 14191 | South Feather Water and Power Agency | 418 | Kelly Ridge | CA | Butte | 1 | Conventional Hydroelectric | HY |  | S | X | X |  |  | 10 | 0.9 | 10 | 10 | 0 | N |  |  | OP | X | 9 | 1963 |  |  | N | Electric Utility | 1 | X | WAT | [9 empty] | N | N |  | 10M | [23 empty] | N
Vintage1963 | hydro | TRUE | 14191 | South Feather Water and Power Agency | 419 | Woodleaf | CA | Butte | 1 | Conventional Hydroelectric | HY |  | S | X | X |  |  | 67.2 | 0.9 | 60 | 60 | 0 | N |  |  | OP | X | 11 | 1963 |  |  | N | Electric Utility | 1 | X | WAT | [9 empty] | N | N |  | 10M | [23 empty] | N
Vintage1984 | petroleum | TRUE | 219 | Alaska Power and Telephone Co | 421 | Craig (AK) | AK | Prince of Wales Ketchikan | 1 | Petroleum Liquids | IC |  | S | X | X |  |  | 0.6 | 0.8 | 0.6 | 0.6 | 0.3 | N |  |  | OP | X | 9 | 1984 |  |  | N | Electric Utility | 1 | X | DFO | [9 empty] | N | N |  | 10M | [23 empty] | N
Vintage2015 | petroleum | TRUE | 219 | Alaska Power and Telephone Co | 421 | Craig (AK) | AK | Prince of Wales Ketchikan | 3B | Petroleum Liquids | IC |  | S | X | X |  |  | 1.8 | 0.8 | 1.8 | 1.8 | 0.7 | N |  |  | OP | X | 8 | 2015 |  |  | N | Electric Utility | 1 | X | DFO | [10 empty] | N |  | 10M | [23 empty] | N
Vintage1983 | petroleum | TRUE | 219 | Alaska Power and Telephone Co | 421 | Craig (AK) | AK | Prince of Wales Ketchikan | 5 | Petroleum Liquids | IC |  | S | X | X |  |  | 1.1 | 0.8 | 1.1 | 1.1 | 0.5 | N |  |  | OP | X | 9 | 1983 |  |  | N | Electric Utility | 1 | X | DFO | [9 empty] | N | N |  | 10M | [23 empty] | N
Vintage1989 | petroleum | TRUE | 219 | Alaska Power and Telephone Co | 421 | Craig (AK) | AK | Prince of Wales Ketchikan | 6 | Petroleum Liquids | IC |  | S | X | X |  |  | 1.1 | 0.8 | 1.1 | 1.1 | 0.5 | N |  |  | OP | X | 10 | 1989 |  |  | N | Electric Utility | 1 | X | DFO | [9 empty] | N | N |  | 10M | [23 empty] | N
Vintage1976 | natural gas peaker | TRUE | 14534 | City of Pasadena - (CA) | 422 | Glenarm | CA | Los Angeles | GT1 | Natural Gas Fired Combustion Turbine | GT |  | S | X | X | Unit 1 | Unit 1 | 28.8 | 0.85 | 22 | 22 | 15 | Y | 7 | 2021 | OP | X | 1 | 1976 |  |  | N | Electric Utility | 1 | X | NG | [9 empty] | N | N |  | 10M | [23 empty] | N | N | N
Vintage1976 | natural gas peaker | TRUE | 14534 | City of Pasadena - (CA) | 422 | Glenarm | CA | Los Angeles | GT2 | Natural Gas Fired Combustion Turbine | GT |  | S | X | X | Unit 2 | Unit 2 | 28.8 | 0.85 | 22 | 22 | 15 | Y | 7 | 2021 | OP | X | 1 | 1976 |  |  | N | Electric Utility | 1 | X | NG | [9 empty] | N | N |  | 10M | [23 empty] | N | N | N
Vintage2004 | natural gas peaker | TRUE | 14534 | City of Pasadena - (CA) | 422 | Glenarm | CA | Los Angeles | GT3 | Natural Gas Fired Combustion Turbine | GT |  | S | X | X | Unit 3 | Unit 3 | 60.5 | 0.85 | 47.2 | 47.2 | 15.4 | N |  |  | OP | X | 1 | 2004 |  |  | N | Electric Utility | 1 | X | NG | [9 empty] | N | N |  | 10M | [23 empty] | N | N | N
Vintage2004 | natural gas peaker | TRUE | 14534 | City of Pasadena - (CA) | 422 | Glenarm | CA | Los Angeles | GT4 | Natural Gas Fired Combustion Turbine | GT |  | S | X | X | Unit 4 | Unit 4 | 60.5 | 0.85 | 47.2 | 47.2 | 15.4 | N |  |  | OP | X | 1 | 2004 |  |  | N | Electric Utility | 1 | X | NG | [9 empty] | N | N |  | 10M | [23 empty] | N | N | N
Vintage2016 | natural gas combined cycle | TRUE | 14534 | City of Pasadena - (CA) | 422 | Glenarm | CA | Los Angeles | GT5 | Natural Gas Fired Combined Cycle | CT | 1 | S | X | Y | Unit 5 | Unit 5 | 71 | 0.85 | 68 | 68 | 18 | N |  |  | OP | X | 12 | 2016 |  |  | N | Electric Utility | 1 | X | NG | [9 empty] | N | N |  | 10M | [23 empty] | N | N | N
Vintage2016 | natural gas combined cycle | TRUE | 14534 | City of Pasadena - (CA) | 422 | Glenarm | CA | Los Angeles | ST1 | Natural Gas Fired Combined Cycle | CA | 1 | S | N | X | Unit 5 | Unit 5 | 16 | 0.9 | 16 | 16 | 6 | N |  |  | OP | X | 12 | 2016 |  |  | N | Electric Utility | 1 | X | NG | [9 empty] | N | N |  | 12H | [23 empty] | N | N | N
Vintage1990 | petroleum | TRUE | 219 | Alaska Power and Telephone Co | 423 | Hydaburg | AK | Prince of Wales Ketchikan | 1A | Petroleum Liquids | IC |  | S | X | X |  |  | 0.4 | 0.8 | 0.4 | 0.4 | 0.2 | N |  |  | OP | X | 10 | 1990 |  |  | N | Electric Utility | 1 | X | DFO | [9 empty] | N | N |  | 10M | [23 empty] | N
Vintage2001 | petroleum | TRUE | 219 | Alaska Power and Telephone Co | 423 | Hydaburg | AK | Prince of Wales Ketchikan | 3A | Petroleum Liquids | IC |  | S | X | X |  |  | 0.3 | 0.8 | 0.3 | 0.3 | 0.1 | N |  |  | OP | X | 10 | 2001 |  |  | N | Electric Utility | 1 | X | DFO | [9 empty] | N | N |  | 10M | [23 empty] | N
Vintage1985 | petroleum | TRUE | 219 | Alaska Power and Telephone Co | 423 | Hydaburg | AK | Prince of Wales Ketchikan | 5 | Petroleum Liquids | IC |  | S | X | X |  |  | 0.3 | 0.8 | 0.3 | 0.3 | 0.1 | N |  |  | OP | X | 9 | 1985 |  |  | N | Electric Utility | 1 | X | DFO | [9 empty] | N | N |  | 10M | [23 empty] | N
Vintage1966 | hydro | TRUE | 15127 | Placer County Water Agency | 424 | French Meadows | CA | Placer | 1 | Conventional Hydroelectric | HY |  | S | X | X |  |  | 15.3 | 0.9 | 16 | 16 | 0 | N |  |  | OP | X | 10 | 1966 |  |  | N | Electric Utility | 1 | X | WAT | [9 empty] | N | N |  | 10M
Vintage1966 | hydro | TRUE | 15127 | Placer County Water Agency | 425 | Middle Fork | CA | Placer | 1 | Conventional Hydroelectric | HY |  | S | X | X |  |  | 61.2 | 0.9 | 66 | 66 | 0 | N |  |  | OP | X | 10 | 1966 |  |  | N | Electric Utility | 1 | X | WAT | [9 empty] | N | N |  | 10M
Vintage1966 | hydro | TRUE | 15127 | Placer County Water Agency | 425 | Middle Fork | CA | Placer | 2 | Conventional Hydroelectric | HY |  | S | X | X |  |  | 61.2 | 0.9 | 66 | 66 | 0 | N |  |  | OP | X | 10 | 1966 |  |  | N | Electric Utility | 1 | X | WAT | [9 empty] | N | N |  | 10M
Vintage1966 | hydro | TRUE | 15127 | Placer County Water Agency | 426 | Oxbow (CA) | CA | Placer | 1 | Conventional Hydroelectric | HY |  | S | X | X |  |  | 6.1 | 0.9 | 6 | 6 | 0 | N |  |  | OP | X | 10 | 1966 |  |  | N | Electric Utility | 1 | X | WAT | [9 empty] | N | N |  | 10M
Vintage1966 | hydro | TRUE | 15127 | Placer County Water Agency | 427 | Ralston | CA | Placer | 1 | Conventional Hydroelectric | HY |  | S | X | X |  |  | 79.2 | 0.9 | 86 | 86 | 0 | N |  |  | OP | X | 10 | 1966 |  |  | N | Electric Utility | 1 | X | WAT | [9 empty] | N | N |  | 10M
Vintage1982 | hydro | TRUE | 12312 | Merced Irrigation District | 428 | Parker | CA | Merced | 1 | Conventional Hydroelectric | HY |  | S | X | X |  |  | 2.7 | 0.95 | 2.7 | 2.7 | 0.1 | N |  |  | OP | X | 4 | 1982 |  |  | N | IPP Non-CHP | 2 | X | WAT | [9 empty] | N |  |  | 10M | [23 empty] | N
Vintage1963 | hydro | TRUE | 16534 | Sacramento Municipal Util Dist | 430 | Camino | CA | El Dorado | H1 | Conventional Hydroelectric | HY |  | S | X | X |  |  | 78.9 | 0.95 | 78.9 | 78.9 | 1 | N |  |  | OP | X | 10 | 1963 |  |  | N | Electric Utility | 1 | X | WAT | [9 empty] | N | N |  | 10M | [23 empty] | N
Vintage1968 | hydro | TRUE | 16534 | Sacramento Municipal Util Dist | 430 | Camino | CA | El Dorado | H2 | Conventional Hydroelectric | HY |  | S | X | X |  |  | 78.9 | 0.95 | 77 | 77 | 1 | N |  |  | OP | X | 8 | 1968 |  |  | N | Electric Utility | 1 | X | WAT | [9 empty] | N | N |  | 10M | [23 empty] | N
Vintage1961 | hydro | TRUE | 16534 | Sacramento Municipal Util Dist | 431 | Jaybird | CA | El Dorado | H1 | Conventional Hydroelectric | HY |  | S | X | X |  |  | 80.8 | 0.95 | 78.1 | 78.1 | 1 | N |  |  | OP | X | 4 | 1961 |  |  | N | Electric Utility | 1 | X | WAT | [9 empty] | N | N |  | 10M | [23 empty] | N
Vintage1962 | hydro | TRUE | 16534 | Sacramento Municipal Util Dist | 431 | Jaybird | CA | El Dorado | H2 | Conventional Hydroelectric | HY |  | S | X | X |  |  | 80.8 | 0.95 | 78.1 | 78.1 | 1 | N |  |  | OP | X | 3 | 1962 |  |  | N | Electric Utility | 1 | X | WAT | [9 empty] | N | N |  | 10M | [23 empty] | N
Vintage1971 | hydro | TRUE | 16534 | Sacramento Municipal Util Dist | 432 | Loon Lake | CA | El Dorado | H1 | Conventional Hydroelectric | HY |  | S | X | X |  |  | 74.1 | 0.95 | 74.1 | 74.1 | 1 | N |  |  | OP | X | 9 | 1971 |  |  | N | Electric Utility | 1 | X | WAT | [9 empty] | N | N |  | 10M | [23 empty] | N
Vintage1965 | hydro | TRUE | 16534 | Sacramento Municipal Util Dist | 433 | Robbs Peak | CA | El Dorado | 1 | Conventional Hydroelectric | HY |  | S | X | X |  |  | 25.5 | 0.95 | 25.5 | 25.5 | 1 | N |  |  | OP | X | 10 | 1965 |  |  | N | Electric Utility | 1 | X | WAT | [9 empty] | N | N |  | 10M | [23 empty] | N
Vintage1968 | hydro | TRUE | 16534 | Sacramento Municipal Util Dist | 435 | White Rock/Slab Creek | CA | El Dorado | H1 | Conventional Hydroelectric | HY |  | S | X | X |  |  | 133 | 0.95 | 108 | 108 | 1 | N |  |  | OP | X | 6 | 1968 |  |  | N | Electric Utility | 1 | X | WAT | [9 empty] | N | N |  | 10M | [23 empty] | N
Vintage1968 | hydro | TRUE | 16534 | Sacramento Municipal Util Dist | 435 | White Rock/Slab Creek | CA | El Dorado | H2 | Conventional Hydroelectric | HY |  | S | X | X |  |  | 133 | 0.95 | 133 | 133 | 1 | N |  |  | OP | X | 2 | 1968 |  |  | N | Electric Utility | 1 | X | WAT | [9 empty] | N | N |  | 10M | [23 empty] | N
Vintage2020 | hydro | TRUE | 16534 | Sacramento Municipal Util Dist | 435 | White Rock/Slab Creek | CA | El Dorado | H3 | Conventional Hydroelectric | HY |  | S | X | X |  |  | 2.7 | 0.95 | 2.7 | 2.7 | 0.4 | N |  |  | OP | X | 12 | 2020 |  |  | N | Electric Utility | 1 | X | WAT | [9 empty] | N | N |  | 10M | [23 empty] | N
Vintage1983 | hydro | TRUE | 16534 | Sacramento Municipal Util Dist | 435 | White Rock/Slab Creek | CA | El Dorado | H4 | Conventional Hydroelectric | HY |  | S | X | X |  |  | 0.5 | 0.86 | 0.5 | 0.5 | 0.5 | N |  |  | OS | X | 6 | 1983 | 12 | 2022 | N | Electric Utility | 1 | X | WAT | [12 empty] | 10M | [23 empty] | N
Vintage1972 | hydro | TRUE | 3255 | California Dept. of Water Resources | 436 | Devil Canyon | CA | San Bernardino | 1 | Conventional Hydroelectric | HY |  | S | X | X |  |  | 59.8 | 0.95 | 57 | 57 | 15 | N |  |  | OP | X | 12 | 1972 |  |  | N | Electric Utility | 1 | X | WAT | [9 empty] | N | N |  | 10M
Vintage1976 | hydro | TRUE | 3255 | California Dept. of Water Resources | 436 | Devil Canyon | CA | San Bernardino | 2 | Conventional Hydroelectric | HY |  | S | X | X |  |  | 59.8 | 0.95 | 57 | 57 | 15 | N |  |  | OP | X | 7 | 1976 |  |  | N | Electric Utility | 1 | X | WAT | [9 empty] | N | N |  | 10M
Vintage1994 | hydro | TRUE | 3255 | California Dept. of Water Resources | 436 | Devil Canyon | CA | San Bernardino | 3 | Conventional Hydroelectric | HY |  | S | X | X |  |  | 78.3 | 0.95 | 74 | 74 | 15 | N |  |  | OP | X | 7 | 1994 |  |  | N | Electric Utility | 1 | X | WAT | [9 empty] | N | N |  | 10M
Vintage1992 | hydro | TRUE | 3255 | California Dept. of Water Resources | 436 | Devil Canyon | CA | San Bernardino | 4 | Conventional Hydroelectric | HY |  | S | X | X |  |  | 78.3 | 0.95 | 74 | 74 | 15 | N |  |  | OP | X | 7 | 1992 |  |  | N | Electric Utility | 1 | X | WAT | [9 empty] | N | N |  | 10M
Vintage1968 | hydro | TRUE | 3255 | California Dept. of Water Resources | 437 | Edward C Hyatt | CA | Butte | 1 | Conventional Hydroelectric | HY |  | S | X | X |  |  | 117 | 0.95 | 135.3 | 131.3 | 115 | N |  |  | OP | X | 3 | 1968 |  |  | N | Electric Utility | 1 | X | WAT | [9 empty] | N |  |  | 10M
Vintage1968 | other | TRUE | 3255 | California Dept. of Water Resources | 437 | Edward C Hyatt | CA | Butte | 2 | Hydroelectric Pumped Storage | PS |  | S | X | X |  |  | 97.7 | 0.85 | 112.4 | 122.6 | 97 | N |  |  | OP | X | 11 | 1968 |  |  | N | Electric Utility | 1 | X | WAT | [9 empty] | N |  |  | 10M
Vintage1968 | hydro | TRUE | 3255 | California Dept. of Water Resources | 437 | Edward C Hyatt | CA | Butte | 3 | Conventional Hydroelectric | HY |  | S | X | X |  |  | 117 | 0.95 | 135.3 | 131.3 | 115 | N |  |  | OP | X | 6 | 1968 |  |  | N | Electric Utility | 1 | X | WAT | [9 empty] | N |  |  | 10M
Vintage1968 | other | TRUE | 3255 | California Dept. of Water Resources | 437 | Edward C Hyatt | CA | Butte | 4 | Hydroelectric Pumped Storage | PS |  | S | X | X |  |  | 97.7 | 0.85 | 112.4 | 122.6 | 97 | N |  |  | OP | X | 12 | 1968 |  |  | N | Electric Utility | 1 | X | WAT | [9 empty] | N |  |  | 10M
Vintage1968 | hydro | TRUE | 3255 | California Dept. of Water Resources | 437 | Edward C Hyatt | CA | Butte | 5 | Conventional Hydroelectric | HY |  | S | X | X |  |  | 117 | 0.95 | 135.3 | 131.3 | 115 | N |  |  | OP | X | 8 | 1968 |  |  | N | Electric Utility | 1 | X | WAT | [9 empty] | N |  |  | 10M
Vintage1969 | other | TRUE | 3255 | California Dept. of Water Resources | 437 | Edward C Hyatt | CA | Butte | 6 | Hydroelectric Pumped Storage | PS |  | S | X | X |  |  | 97.7 | 0.85 | 112.4 | 122.6 | 97 | N |  |  | OP | X | 2 | 1969 |  |  | N | Electric Utility | 1 | X | WAT | [9 empty] | N |  |  | 10M
Vintage1968 | hydro | TRUE | 3255 | California Dept. of Water Resources | 438 | Thermalito | CA | Butte | 1 | Conventional Hydroelectric | HY |  | S | X | X |  |  | 32.6 | 0.95 | 32.6 | 30 | 30 | N |  |  | OP | X | 11 | 1968 |  |  | N | Electric Utility | 1 | X | WAT | [9 empty] | N |  |  | 10M
Vintage1968 | other | TRUE | 3255 | California Dept. of Water Resources | 438 | Thermalito | CA | Butte | 2 | Hydroelectric Pumped Storage | PS |  | S | X | X |  |  | 27.5 | 0.9 | 27.5 | 27.3 | 27 | N |  |  | OP | X | 7 | 1968 |  |  | N | Electric Utility | 1 | X | WAT | [9 empty] | N |  |  | 10M
Vintage1968 | other | TRUE | 3255 | California Dept. of Water Resources | 438 | Thermalito | CA | Butte | 3 | Hydroelectric Pumped Storage | PS |  | S | X | X |  |  | 27.5 | 0.9 | 27.5 | 27.3 | 27 | N |  |  | OP | X | 7 | 1968 |  |  | N | Electric Utility | 1 | X | WAT | [9 empty] | N |  |  | 10M
Vintage1968 | other | TRUE | 3255 | California Dept. of Water Resources | 438 | Thermalito | CA | Butte | 4 | Hydroelectric Pumped Storage | PS |  | S | X | X |  |  | 27.5 | 0.9 | 27.5 | 27.3 | 27 | N |  |  | OP | X | 2 | 1968 |  |  | N | Electric Utility | 1 | X | WAT | [9 empty] | N |  |  | 10M
Vintage1971 | hydro | TRUE | 19281 | Turlock Irrigation District | 439 | Don Pedro | CA | Tuolumne | 1 | Conventional Hydroelectric | HY |  | J | X | X |  |  | 45.5 | 0.95 | 55 | 55 | 10 | N |  |  | OP | X | 5 | 1971 |  |  | N | Electric Utility | 1 | X | WAT | [9 empty] | N |  |  | 1H | [23 empty] | N
Vintage1971 | hydro | TRUE | 19281 | Turlock Irrigation District | 439 | Don Pedro | CA | Tuolumne | 2 | Conventional Hydroelectric | HY |  | J | X | X |  |  | 45.5 | 0.95 | 55 | 55 | 10 | N |  |  | OP | X | 5 | 1971 |  |  | N | Electric Utility | 1 | X | WAT | [9 empty] | N |  |  | 1H | [23 empty] | N
Vintage1971 | hydro | TRUE | 19281 | Turlock Irrigation District | 439 | Don Pedro | CA | Tuolumne | 3 | Conventional Hydroelectric | HY |  | J | X | X |  |  | 45.5 | 0.95 | 55 | 55 | 10 | N |  |  | OP | X | 5 | 1971 |  |  | N | Electric Utility | 1 | X | WAT | [9 empty] | N |  |  | 1H | [23 empty] | N
Vintage1989 | hydro | TRUE | 19281 | Turlock Irrigation District | 439 | Don Pedro | CA | Tuolumne | 4 | Conventional Hydroelectric | HY |  | J | X | X |  |  | 34.3 | 0.9 | 38.2 | 38.2 | 8 | N |  |  | OP | X | 4 | 1989 |  |  | N | Electric Utility | 1 | X | WAT | [9 empty] | N |  |  | 1H | [23 empty] | N
Vintage1924 | hydro | TRUE | 19281 | Turlock Irrigation District | 440 | La Grange | CA | Stanislaus | 1 | Conventional Hydroelectric | HY |  | S | X | X |  |  | 1.2 | 0.8 | 1 | 1 | 0.1 | N |  |  | OP | X | 12 | 1924 |  |  | N | Electric Utility | 1 | X | WAT | [9 empty] | N |  |  | 10M | [23 empty] | N
Vintage1924 | hydro | TRUE | 19281 | Turlock Irrigation District | 440 | La Grange | CA | Stanislaus | 2 | Conventional Hydroelectric | HY |  | S | X | X |  |  | 3.3 | 0.8 | 3.3 | 3.3 | 0.1 | N |  |  | OP | X | 12 | 1924 |  |  | N | Electric Utility | 1 | X | WAT | [9 empty] | N |  |  | 10M | [23 empty] | N
Vintage1955 | hydro | TRUE | 2518 | U S Bureau of Reclamation | 441 | Folsom | CA | Sacramento | 1 | Conventional Hydroelectric | HY |  | S | X | X |  |  | 66.2 | 1 | 71.7 | 71.7 | 0 | N |  |  | OP | X | 6 | 1955 |  |  | N | Electric Utility | 1 | X | WAT | [12 empty] | 10M
Vintage1955 | hydro | TRUE | 2518 | U S Bureau of Reclamation | 441 | Folsom | CA | Sacramento | 2 | Conventional Hydroelectric | HY |  | S | X | X |  |  | 66.2 | 1 | 71.7 | 71.7 | 0 | N |  |  | OP | X | 10 | 1955 |  |  | N | Electric Utility | 1 | X | WAT | [12 empty] | 10M
Vintage1955 | hydro | TRUE | 2518 | U S Bureau of Reclamation | 441 | Folsom | CA | Sacramento | 3 | Conventional Hydroelectric | HY |  | S | X | X |  |  | 66.2 | 1 | 71.7 | 71.7 | 0 | N |  |  | OP | X | 5 | 1955 |  |  | N | Electric Utility | 1 | X | WAT | [12 empty] | 10M
Vintage1963 | hydro | TRUE | 2518 | U S Bureau of Reclamation | 442 | Judge F Carr | CA | Shasta | 1 | Conventional Hydroelectric | HY |  | S | X | X |  |  | 77.2 | 0.91 | 88.7 | 88.7 | 0 | N |  |  | OP | X | 5 | 1963 |  |  | N | Electric Utility | 1 | X | WAT | [12 empty] | 10M
Vintage1963 | hydro | TRUE | 2518 | U S Bureau of Reclamation | 442 | Judge F Carr | CA | Shasta | 2 | Conventional Hydroelectric | HY |  | S | X | X |  |  | 77.2 | 0.91 | 88.7 | 88.7 | 0 | N |  |  | OP | X | 7 | 1963 |  |  | N | Electric Utility | 1 | X | WAT | [12 empty] | 10M
Vintage1950 | hydro | TRUE | 2518 | U S Bureau of Reclamation | 443 | Keswick | CA | Shasta | 1 | Conventional Hydroelectric | HY |  | S | X | X |  |  | 39 | 1 | 39 | 39 | 0 | N |  |  | OP | X | 3 | 1950 |  |  | N | Electric Utility | 1 | X | WAT | [12 empty] | 10M
Vintage1949 | hydro | TRUE | 2518 | U S Bureau of Reclamation | 443 | Keswick | CA | Shasta | 2 | Conventional Hydroelectric | HY |  | S | X | X |  |  | 39 | 1 | 39 | 39 | 0 | N |  |  | OP | X | 12 | 1949 |  |  | N | Electric Utility | 1 | X | WAT | [12 empty] | 10M
Vintage1949 | hydro | TRUE | 2518 | U S Bureau of Reclamation | 443 | Keswick | CA | Shasta | 3 | Conventional Hydroelectric | HY |  | S | X | X |  |  | 39 | 1 | 39 | 39 | 0 | N |  |  | OP | X | 10 | 1949 |  |  | N | Electric Utility | 1 | X | WAT | [12 empty] | 10M
Vintage1955 | hydro | TRUE | 2518 | U S Bureau of Reclamation | 444 | Nimbus | CA | Sacramento | 1 | Conventional Hydroelectric | HY |  | S | X | X |  |  | 6.7 | 0.9 | 8.3 | 8.3 | 0 | N |  |  | OP | X | 5 | 1955 |  |  | N | Electric Utility | 1 | X | WAT | [12 empty] | 10M
Vintage1955 | hydro | TRUE | 2518 | U S Bureau of Reclamation | 444 | Nimbus | CA | Sacramento | 2 | Conventional Hydroelectric | HY |  | S | X | X |  |  | 6.7 | 0.9 | 8.3 | 8.3 | 0 | N |  |  | OP | X | 6 | 1955 |  |  | N | Electric Utility | 1 | X | WAT | [12 empty] | 10M
Vintage1949 | hydro | TRUE | 2518 | U S Bureau of Reclamation | 445 | Shasta | CA | Shasta | 1 | Conventional Hydroelectric | HY |  | S | X | X |  |  | 142 | 1 | 142 | 142 | 0 | N |  |  | OP | X | 4 | 1949 |  |  | N | Electric Utility | 1 | X | WAT | [12 empty] | 10M
Vintage1948 | hydro | TRUE | 2518 | U S Bureau of Reclamation | 445 | Shasta | CA | Shasta | 2 | Conventional Hydroelectric | HY |  | S | X | X |  |  | 142 | 1 | 142 | 142 | 0 | N |  |  | OP | X | 7 | 1948 |  |  | N | Electric Utility | 1 | X | WAT | [12 empty] | 10M
Vintage1944 | hydro | TRUE | 2518 | U S Bureau of Reclamation | 445 | Shasta | CA | Shasta | 3 | Conventional Hydroelectric | HY |  | S | X | X |  |  | 142 | 1 | 142 | 142 | 0 | N |  |  | OP | X | 6 | 1944 |  |  | N | Electric Utility | 1 | X | WAT | [12 empty] | 10M
Vintage1944 | hydro | TRUE | 2518 | U S Bureau of Reclamation | 445 | Shasta | CA | Shasta | 4 | Conventional Hydroelectric | HY |  | S | X | X |  |  | 142 | 1 | 142 | 142 | 0 | N |  |  | OP | X | 6 | 1944 |  |  | N | Electric Utility | 1 | X | WAT | [12 empty] | 10M
Vintage1948 | hydro | TRUE | 2518 | U S Bureau of Reclamation | 445 | Shasta | CA | Shasta | 5 | Conventional Hydroelectric | HY |  | S | X | X |  |  | 142 | 1 | 142 | 142 | 0 | N |  |  | OP | X | 3 | 1948 |  |  | N | Electric Utility | 1 | X | WAT | [12 empty] | 10M
Vintage1944 | hydro | TRUE | 2518 | U S Bureau of Reclamation | 445 | Shasta | CA | Shasta | S1 | Conventional Hydroelectric | HY |  | S | X | X |  |  | 2 | 0.8 | 2 | 2 | 0 | N |  |  | OP | X | 6 | 1944 |  |  | N | Electric Utility | 1 | X | WAT | [12 empty] | 10M
Vintage1944 | hydro | TRUE | 2518 | U S Bureau of Reclamation | 445 | Shasta | CA | Shasta | S2 | Conventional Hydroelectric | HY |  | S | X | X |  |  | 2 | 0.8 | 2 | 2 | 0 | N |  |  | OP | X | 6 | 1944 |  |  | N | Electric Utility | 1 | X | WAT | [12 empty] | 10M
Vintage1968 | other | TRUE | 2518 | U S Bureau of Reclamation | 446 | ONeill | CA | Merced | 1 | Hydroelectric Pumped Storage | PS |  | S | X | X |  |  | 4.2 | 1 | 2.4 | 2.4 | 0 | N |  |  | OP | X | 1 | 1968 |  |  | N | Electric Utility | 1 | X | WAT | [12 empty] | 10M
Vintage1968 | other | TRUE | 2518 | U S Bureau of Reclamation | 446 | ONeill | CA | Merced | 2 | Hydroelectric Pumped Storage | PS |  | S | X | X |  |  | 4.2 | 1 | 2.4 | 2.4 | 0 | N |  |  | OP | X | 2 | 1968 |  |  | N | Electric Utility | 1 | X | WAT | [12 empty] | 10M
Vintage1967 | other | TRUE | 2518 | U S Bureau of Reclamation | 446 | ONeill | CA | Merced | 3 | Hydroelectric Pumped Storage | PS |  | S | X | X |  |  | 4.2 | 1 | 2.4 | 2.4 | 0 | N |  |  | OP | X | 11 | 1967 |  |  | N | Electric Utility | 1 | X | WAT | [12 empty] | 10M
Vintage1967 | other | TRUE | 2518 | U S Bureau of Reclamation | 446 | ONeill | CA | Merced | 4 | Hydroelectric Pumped Storage | PS |  | S | X | X |  |  | 4.2 | 1 | 2.4 | 2.4 | 0 | N |  |  | OP | X | 11 | 1967 |  |  | N | Electric Utility | 1 | X | WAT | [12 empty] | 10M
Vintage1968 | other | TRUE | 2518 | U S Bureau of Reclamation | 446 | ONeill | CA | Merced | 5 | Hydroelectric Pumped Storage | PS |  | S | X | X |  |  | 4.2 | 1 | 2.4 | 2.4 | 0 | N |  |  | OP | X | 2 | 1968 |  |  | N | Electric Utility | 1 | X | WAT | [12 empty] | 10M
Vintage1967 | other | TRUE | 2518 | U S Bureau of Reclamation | 446 | ONeill | CA | Merced | 6 | Hydroelectric Pumped Storage | PS |  | S | X | X |  |  | 4.2 | 1 | 2.4 | 2.4 | 0 | N |  |  | OP | X | 12 | 1967 |  |  | N | Electric Utility | 1 | X | WAT | [12 empty] | 10M
Vintage1942 | hydro | TRUE | 2518 | U S Bureau of Reclamation | 447 | Parker Dam | CA | San Bernardino | 1 | Conventional Hydroelectric | HY |  | S | X | X |  |  | 30 | 1 | 30 | 30 | 0 | N |  |  | OP | X | 12 | 1942 |  |  | N | Electric Utility | 1 | X | WAT | [12 empty] | 10M
Vintage1943 | hydro | TRUE | 2518 | U S Bureau of Reclamation | 447 | Parker Dam | CA | San Bernardino | 2 | Conventional Hydroelectric | HY |  | S | X | X |  |  | 30 | 1 | 30 | 30 | 0 | N |  |  | OP | X | 1 | 1943 |  |  | N | Electric Utility | 1 | X | WAT | [12 empty] | 10M
Vintage1942 | hydro | TRUE | 2518 | U S Bureau of Reclamation | 447 | Parker Dam | CA | San Bernardino | 3 | Conventional Hydroelectric | HY |  | S | X | X |  |  | 30 | 1 | 30 | 30 | 0 | N |  |  | OP | X | 12 | 1942 |  |  | N | Electric Utility | 1 | X | WAT | [12 empty] | 10M
Vintage1943 | hydro | TRUE | 2518 | U S Bureau of Reclamation | 447 | Parker Dam | CA | San Bernardino | 4 | Conventional Hydroelectric | HY |  | S | X | X |  |  | 30 | 1 | 30 | 30 | 0 | N |  |  | OP | X | 5 | 1943 |  |  | N | Electric Utility | 1 | X | WAT | [12 empty] | 10M
Vintage1968 | other | TRUE | 3255 | California Dept. of Water Resources | 448 | W R Gianelli | CA | Merced | 1 | Hydroelectric Pumped Storage | PS |  | J | X | X |  |  | 53 | 0.95 | 51 | 51 | 0 | N |  |  | OP | X | 6 | 1968 |  |  | N | Electric Utility | 1 | X | WAT | [9 empty] | N |  |  | 10M
Vintage1968 | other | TRUE | 3255 | California Dept. of Water Resources | 448 | W R Gianelli | CA | Merced | 2 | Hydroelectric Pumped Storage | PS |  | J | X | X |  |  | 53 | 0.95 | 50 | 50 | 0 | N |  |  | OP | X | 3 | 1968 |  |  | N | Electric Utility | 1 | X | WAT | [9 empty] | N |  |  | 10M
Vintage1967 | other | TRUE | 3255 | California Dept. of Water Resources | 448 | W R Gianelli | CA | Merced | 3 | Hydroelectric Pumped Storage | PS |  | J | X | X |  |  | 53 | 0.95 | 50 | 50 | 0 | N |  |  | OP | X | 11 | 1967 |  |  | N | Electric Utility | 1 | X | WAT | [9 empty] | N |  |  | 10M
Vintage1967 | other | TRUE | 3255 | California Dept. of Water Resources | 448 | W R Gianelli | CA | Merced | 4 | Hydroelectric Pumped Storage | PS |  | J | X | X |  |  | 53 | 0.95 | 50 | 50 | 0 | N |  |  | OP | X | 9 | 1967 |  |  | N | Electric Utility | 1 | X | WAT | [9 empty] | N |  |  | 10M
Vintage1967 | other | TRUE | 3255 | California Dept. of Water Resources | 448 | W R Gianelli | CA | Merced | 5 | Hydroelectric Pumped Storage | PS |  | J | X | X |  |  | 53 | 0.95 | 50 | 50 | 0 | N |  |  | OP | X | 8 | 1967 |  |  | N | Electric Utility | 1 | X | WAT | [9 empty] | N |  |  | 10M
Vintage1967 | other | TRUE | 3255 | California Dept. of Water Resources | 448 | W R Gianelli | CA | Merced | 6 | Hydroelectric Pumped Storage | PS |  | J | X | X |  |  | 53 | 0.95 | 50 | 50 | 0 | N |  |  | OP | X | 7 | 1967 |  |  | N | Electric Utility | 1 | X | WAT | [9 empty] | N |  |  | 10M
Vintage1967 | other | TRUE | 3255 | California Dept. of Water Resources | 448 | W R Gianelli | CA | Merced | 7 | Hydroelectric Pumped Storage | PS |  | J | X | X |  |  | 53 | 0.95 | 50 | 50 | 0 | N |  |  | OP | X | 5 | 1967 |  |  | N | Electric Utility | 1 | X | WAT | [9 empty] | N |  |  | 10M
Vintage1967 | other | TRUE | 3255 | California Dept. of Water Resources | 448 | W R Gianelli | CA | Merced | 8 | Hydroelectric Pumped Storage | PS |  | J | X | X |  |  | 53 | 0.95 | 50 | 50 | 0 | N |  |  | OP | X | 3 | 1967 |  |  | N | Electric Utility | 1 | X | WAT | [9 empty] | N |  |  | 10M
Vintage1964 | hydro | TRUE | 2518 | U S Bureau of Reclamation | 450 | Spring Creek | CA | Shasta | 1 | Conventional Hydroelectric | HY |  | S | X | X |  |  | 90 | 0.95 | 90 | 90 | 0 | N |  |  | OP | X | 1 | 1964 |  |  | N | Electric Utility | 1 | X | WAT | [12 empty] | 10M
Vintage1964 | hydro | TRUE | 2518 | U S Bureau of Reclamation | 450 | Spring Creek | CA | Shasta | 2 | Conventional Hydroelectric | HY |  | S | X | X |  |  | 90 | 0.95 | 90 | 90 | 0 | N |  |  | OP | X | 3 | 1964 |  |  | N | Electric Utility | 1 | X | WAT | [12 empty] | 10M
Vintage1964 | hydro | TRUE | 2518 | U S Bureau of Reclamation | 451 | Trinity | CA | Trinity | 1 | Conventional Hydroelectric | HY |  | S | X | X |  |  | 70 | 1 | 70 | 70 | 0 | N |  |  | OP | X | 2 | 1964 |  |  | N | Electric Utility | 1 | X | WAT | [12 empty] | 10M
Vintage1964 | hydro | TRUE | 2518 | U S Bureau of Reclamation | 451 | Trinity | CA | Trinity | 2 | Conventional Hydroelectric | HY |  | S | X | X |  |  | 70 | 1 | 70 | 70 | 0 | N |  |  | OP | X | 2 | 1964 |  |  | N | Electric Utility | 1 | X | WAT | [12 empty] | 10M
Vintage1969 | hydro | TRUE | 21140 | Yuba County Water Agency | 454 | Colgate | CA | Yuba | 1 | Conventional Hydroelectric | HY |  | S | X | X | COLGATE 1_7_B1 | COLGATE 1_7_B1 | 157.5 | 0.9 | 176.7 | 176.7 | 0 | N |  |  | OP | X | 10 | 1969 |  |  | N | Electric Utility | 1 | X | WAT | [9 empty] | N | N |  | 10M
Vintage1969 | hydro | TRUE | 21140 | Yuba County Water Agency | 454 | Colgate | CA | Yuba | 2 | Conventional Hydroelectric | HY |  | S | X | X | COLGATE 2_7_B1 | COLGATE 2_7_B1 | 157.5 | 0.9 | 175.7 | 175.7 | 0 | N |  |  | OP | X | 10 | 1969 |  |  | N | Electric Utility | 1 | X | WAT | [9 empty] | N | N |  | 10M
Vintage1969 | hydro | TRUE | 21140 | Yuba County Water Agency | 455 | Narrows 2 | CA | Yuba | 1 | Conventional Hydroelectric | HY |  | S | X | X | NARROWS 2_7_B1 | NARROWS 2_7_B1 | 46.7 | 0.9 | 55 | 55 | 4 | N |  |  | OP | X | 12 | 1969 |  |  | N | Electric Utility | 1 | X | WAT | [9 empty] | N | N |  | 10M
Vintage1986 | hydro | TRUE | 5969 | City of Escondido - (CA) | 457 | Bear Valley | CA | San Diego | HC1 | Conventional Hydroelectric | HY |  | S | X | X |  |  | 0.7 | 0.85 | 0.7 | 0.7 | 0.2 | N |  |  | OP | X | 6 | 1986 |  |  | N | Electric Utility | 1 | X | WAT | [9 empty] | N |  |  | 10M | [20 empty] | N |  |  | N
Vintage1986 | hydro | TRUE | 5969 | City of Escondido - (CA) | 457 | Bear Valley | CA | San Diego | HC2 | Conventional Hydroelectric | HY |  | S | X | X |  |  | 0.7 | 0.85 | 0.7 | 0.7 | 0.2 | N |  |  | OP | X | 6 | 1986 |  |  | N | Electric Utility | 1 | X | WAT | [9 empty] | N |  |  | 10M | [20 empty] | N |  |  | N
Vintage1964 | petroleum | TRUE | 56146 | Black Hills Colorado Electric, LLC | 460 | Pueblo | CO | Pueblo | IC1 | Petroleum Liquids | IC |  | S | X | X |  |  | 2 | 0.8 | 2 | 2 | 2 | N |  |  | OP | X | 2 | 1964 |  |  | N | Electric Utility | 1 | X | DFO | [9 empty] | N | N |  | 10M | [20 empty] | N |  |  | N | N | N
Vintage1964 | petroleum | TRUE | 56146 | Black Hills Colorado Electric, LLC | 460 | Pueblo | CO | Pueblo | IC3 | Petroleum Liquids | IC |  | S | X | X |  |  | 2 | 0.8 | 2 | 2 | 2 | N |  |  | OP | X | 2 | 1964 |  |  | N | Electric Utility | 1 | X | DFO | [9 empty] | N | N |  | 10M | [20 empty] | N |  |  | N | N | N
Vintage1964 | petroleum | TRUE | 56146 | Black Hills Colorado Electric, LLC | 460 | Pueblo | CO | Pueblo | IC4 | Petroleum Liquids | IC |  | S | X | X |  |  | 2 | 0.8 | 2 | 2 | 2 | N |  |  | OP | X | 2 | 1964 |  |  | N | Electric Utility | 1 | X | DFO | [9 empty] | N | N |  | 10M | [20 empty] | N |  |  | N | N | N
Vintage1964 | petroleum | TRUE | 56146 | Black Hills Colorado Electric, LLC | 460 | Pueblo | CO | Pueblo | IC5 | Petroleum Liquids | IC |  | S | X | X |  |  | 2 | 0.8 | 2 | 2 | 2 | N |  |  | OP | X | 2 | 1964 |  |  | N | Electric Utility | 1 | X | DFO | [9 empty] | N | N |  | 10M | [20 empty] | N |  |  | N | N | N
Vintage1973 | natural gas peaker | TRUE | 15466 | Public Service Co of Colorado | 464 | Alamosa | CO | Alamosa | CT1 | Natural Gas Fired Combustion Turbine | GT |  | S | X | X |  |  | 26.6 | 0.9 | 13 | 17 | 5 | N |  |  | OP | X | 6 | 1973 | 12 | 2026 | N | Electric Utility | 1 | X | NG | DFO | [8 empty] | N | N |  | 10M | [23 empty] | Y | Y | Y
Vintage1977 | natural gas peaker | TRUE | 15466 | Public Service Co of Colorado | 464 | Alamosa | CO | Alamosa | CT2 | Natural Gas Fired Combustion Turbine | GT |  | S | X | X |  |  | 26.6 | 0.9 | 14 | 18 | 5 | N |  |  | OP | X | 6 | 1977 | 12 | 2026 | N | Electric Utility | 1 | X | NG | DFO | [8 empty] | N | N |  | 10M | [23 empty] | Y | Y | Y
Vintage2013 | hydro | TRUE | 1994 | Boulder City of | 466 | Boulder Canyon Hydro | CO | Boulder | 1A | Conventional Hydroelectric | HY |  | S | X | X |  |  | 5 | 0.9 | 5 | 5 | 0.3 | N |  |  | OP | X | 6 | 2013 |  |  | N | IPP Non-CHP | 2 | X | WAT | [9 empty] | N | N |  | 10M
Vintage1967 | other | TRUE | 15466 | Public Service Co of Colorado | 467 | Cabin Creek | CO | Clear Creek | A | Hydroelectric Pumped Storage | PS |  | S | X | X |  |  | 150 | 0.9 | 180.3 | 180.3 | 75 | N |  |  | OP | X | 6 | 1967 |  |  | N | Electric Utility | 1 | X | WAT | [10 empty] | N |  | 1H | [23 empty] | N
Vintage1967 | other | TRUE | 15466 | Public Service Co of Colorado | 467 | Cabin Creek | CO | Clear Creek | B | Hydroelectric Pumped Storage | PS |  | S | X | X |  |  | 150 | 0.9 | 162 | 162 | 75 | N |  |  | OP | X | 6 | 1967 |  |  | N | Electric Utility | 1 | X | WAT | [9 empty] | N | N |  | 1H | [7 empty] | 9.6 | 9.6 | 12 | 2022 | [12 empty] | N
Vintage1968 | natural gas steam turbine | TRUE | 15466 | Public Service Co of Colorado | 469 | Cherokee | CO | Adams | 4 | Natural Gas Steam Turbine | ST |  | S | X | X |  |  | 380.8 | 0.85 | 310 | 310 | 220 | N |  |  | OP | X | 6 | 1968 | 12 | 2027 | N | Electric Utility | 1 | X | NG | [5 empty] | NG |  |  |  | N | N |  | OVER | N | N | [21 empty] | N | N | N
Vintage2015 | natural gas combined cycle | TRUE | 15466 | Public Service Co of Colorado | 469 | Cherokee | CO | Adams | 5 | Natural Gas Fired Combined Cycle | CT | CHR0 | S | X | Y |  |  | 185.3 | 0.85 | 168 | 176 | 32 | N |  |  | OP | X | 8 | 2015 |  |  | N | Electric Utility | 1 | X | NG | [9 empty] | N | N |  | 12H | [23 empty] | N | N | N
Vintage2015 | natural gas combined cycle | TRUE | 15466 | Public Service Co of Colorado | 469 | Cherokee | CO | Adams | 6 | Natural Gas Fired Combined Cycle | CT | CHR0 | S | X | Y |  |  | 185.3 | 0.85 | 168 | 176 | 32 | N |  |  | OP | X | 8 | 2015 |  |  | N | Electric Utility | 1 | X | NG | [9 empty] | N |  |  | 12H | [23 empty] | N | N | N
Vintage2015 | natural gas combined cycle | TRUE | 15466 | Public Service Co of Colorado | 469 | Cherokee | CO | Adams | 7 | Natural Gas Fired Combined Cycle | CA | CHR0 | S | Y | X |  |  | 255 | 0.85 | 240 | 248 | 104 | N |  |  | OP | X | 8 | 2015 |  |  | N | Electric Utility | 1 | X | NG | [9 empty] | N |  |  | 12H | [23 empty] | N | N | N
Vintage1973 | hard coal | TRUE | 15466 | Public Service Co of Colorado | 470 | Comanche (CO) | CO | Pueblo | 1 | Conventional Steam Coal | ST |  | S | X | X |  |  | 382.5 | 0.85 | 325 | 325 | 170 | N |  |  | OP | X | 6 | 1973 | 12 | 2022 | N | Electric Utility | 1 | X | SUB | NG |  |  |  |  | NG |  |  |  | N | N |  | OVER | N | Y |  |  | Y | [18 empty] | Y | N | N
Vintage1975 | hard coal | TRUE | 15466 | Public Service Co of Colorado | 470 | Comanche (CO) | CO | Pueblo | 2 | Conventional Steam Coal | ST |  | S | X | X |  |  | 396 | 0.9 | 335 | 335 | 170 | N |  |  | OP | X | 6 | 1975 | 12 | 2025 | N | Electric Utility | 1 | X | SUB | NG |  |  |  |  | NG |  |  |  | N | N |  | OVER | N | Y |  |  | Y | [18 empty] | Y | N | N
Vintage2010 | hard coal | TRUE | 15466 | Public Service Co of Colorado | 470 | Comanche (CO) | CO | Pueblo | 3 | Conventional Steam Coal | ST |  | J | X | X |  |  | 856.8 | 0.85 | 750 | 766 | 450 | N |  |  | OP | X | 7 | 2010 |  |  | N | Electric Utility | 1 | X | SUB | NG |  |  |  |  | NG |  |  |  | N | N |  | 1H | N | Y |  |  |  | Y | [17 empty] | Y | N | N
Vintage1973 | natural gas peaker | TRUE | 15466 | Public Service Co of Colorado | 471 | Fruita | CO | Mesa | 1 | Natural Gas Fired Combustion Turbine | GT |  | S | X | X |  |  | 26.6 | 0.9 | 14 | 18 | 5 | N |  |  | OP | X | 6 | 1973 | 12 | 2026 | N | Electric Utility | 1 | X | NG | DFO | [8 empty] | N | N |  | 10M | [23 empty] | Y | Y | Y
Vintage1906 | hydro | TRUE | 15466 | Public Service Co of Colorado | 472 | Georgetown Hydro | CO | Clear Creek | 1 | Conventional Hydroelectric | HY |  | S | X | X |  |  | 0.6 | 0.9 | 0.8 | 0.6 | 0.6 | N |  |  | OP | X | 1 | 1906 |  |  | N | Electric Utility | 1 | X | WAT | [9 empty] | N | N |  | 10M | [23 empty] | N
Vintage1908 | hydro | TRUE | 15466 | Public Service Co of Colorado | 472 | Georgetown Hydro | CO | Clear Creek | 2 | Conventional Hydroelectric | HY |  | S | X | X |  |  | 0.6 | 0.9 | 0.8 | 0.6 | 0.6 | N |  |  | OP | X | 1 | 1908 |  |  | N | Electric Utility | 1 | X | WAT | [9 empty] | N | N |  | 10M | [23 empty] | N
Vintage1932 | hydro | TRUE | 57301 | Orchard Mesa Irrigation District | 473 | Grand Valley Project Power Plant | CO | Mesa | 1 | Conventional Hydroelectric | HY |  | W | X | X |  |  | 1.5 | 0.8 | 1.5 | 3 | 0.5 | N |  |  | OA | X | 4 | 1932 | 3 | 2023 | N | Electric Utility | 1 | X | WAT | [9 empty] | N |  |  | 1H | [23 empty] | N
Vintage1908 | hydro | TRUE | 15466 | Public Service Co of Colorado | 474 | Salida | CO | Chaffee | 2 | Conventional Hydroelectric | HY |  | S | X | X |  |  | 0.6 | 0.8 | 0.6 | 0.6 | 0.6 | N |  |  | OP | X | 6 | 1908 | 12 | 2027 | N | Electric Utility | 1 | X | WAT | [9 empty] | N | N |  | 10M | [23 empty] | N
Vintage1909 | hydro | TRUE | 15466 | Public Service Co of Colorado | 476 | Shoshone (CO) | CO | Garfield | A | Conventional Hydroelectric | HY |  | S | X | X |  |  | 7.2 | 0.9 | 7.5 | 4 | 1 | N |  |  | OP | X | 6 | 1909 |  |  | N | Electric Utility | 1 | X | WAT | [10 empty] | N |  | 10M | [23 empty] | N
Vintage1909 | hydro | TRUE | 15466 | Public Service Co of Colorado | 476 | Shoshone (CO) | CO | Garfield | B | Conventional Hydroelectric | HY |  | S | X | X |  |  | 7.2 | 0.9 | 7.5 | 4 | 1 | N |  |  | OP | X | 6 | 1909 |  |  | N | Electric Utility | 1 | X | WAT | [10 empty] | N |  | 10M | [23 empty] | N
Vintage1973 | natural gas peaker | TRUE | 15466 | Public Service Co of Colorado | 477 | Valmont | CO | Boulder | 6 | Natural Gas Fired Combustion Turbine | GT |  | S | X | X |  |  | 59.3 | 0.9 | 43 | 51 | 18 | N |  |  | OP | X | 5 | 1973 | 12 | 2026 | N | Electric Utility | 1 | X | NG | [9 empty] | N | N |  | 1H | [23 empty] | N | N | N
Vintage1983 | hydro | TRUE | 12397 | Metropolitan Water District of S CA | 479 | Temescal | CA | Riverside | 1 | Conventional Hydroelectric | HY |  | S | X | X |  |  | 2.9 | 0.85 | 2.8 | 2.8 | 1.5 | N |  |  | OP | X | 7 | 1983 |  |  | N | Electric Utility | 1 | X | WAT | [12 empty] | 12H
Vintage1983 | hydro | TRUE | 12397 | Metropolitan Water District of S CA | 480 | Corona | CA | Riverside | 1 | Conventional Hydroelectric | HY |  | S | X | X |  |  | 2.9 | 0.85 | 2.8 | 2.8 | 1.4 | N |  |  | OP | X | 8 | 1983 |  |  | N | Electric Utility | 1 | X | WAT | [12 empty] | 12H
Vintage1983 | hydro | TRUE | 12397 | Metropolitan Water District of S CA | 481 | Perris | CA | Riverside | 1 | Conventional Hydroelectric | HY |  | S | X | X |  |  | 7.9 | 1 | 7.9 | 7.9 | 1.5 | N |  |  | OP | X | 5 | 1983 |  |  | N | Electric Utility | 1 | X | WAT | [12 empty] | 12H
Vintage1984 | hydro | TRUE | 12397 | Metropolitan Water District of S CA | 482 | Rio Hondo | CA | Los Angeles | 1 | Conventional Hydroelectric | HY |  | S | X | X |  |  | 1.9 | 0.87 | 1.9 | 1.9 | 0.5 | N |  |  | OP | X | 3 | 1984 |  |  | N | Electric Utility | 1 | X | WAT | [12 empty] | 12H
Vintage1984 | hydro | TRUE | 12397 | Metropolitan Water District of S CA | 483 | Coyote Creek | CA | Orange | 1 | Conventional Hydroelectric | HY |  | S | X | X |  |  | 3.1 | 0.87 | 3.1 | 3.1 | 0.7 | N |  |  | OP | X | 6 | 1984 |  |  | N | Electric Utility | 1 | X | WAT | [12 empty] | 12H
Vintage1985 | hydro | TRUE | 12397 | Metropolitan Water District of S CA | 484 | Red Mountain | CA | San Diego | 1 | Conventional Hydroelectric | HY |  | S | X | X |  |  | 5.9 | 1 | 5.9 | 5.9 | 1 | N |  |  | OP | X | 6 | 1985 |  |  | N | Electric Utility | 1 | X | WAT | [12 empty] | 12H
Vintage1985 | hydro | TRUE | 12397 | Metropolitan Water District of S CA | 487 | Valley View | CA | Orange | 1 | Conventional Hydroelectric | HY |  | S | X | X |  |  | 4.1 | 1 | 4.1 | 4.1 | 1.2 | N |  |  | OP | X | 11 | 1985 |  |  | N | Electric Utility | 1 | X | WAT | [12 empty] | 12H
Vintage1983 | hydro | TRUE | 19281 | Turlock Irrigation District | 489 | Upper Dawson | CA | Tuolumne | 1 | Conventional Hydroelectric | HY |  | S | X | X |  |  | 4.4 | 0.95 | 5.5 | 5.5 | 0.6 | N |  |  | OP | X | 11 | 1983 |  |  | N | Electric Utility | 1 | X | WAT | [9 empty] | N |  |  | 10M | [23 empty] | N
Vintage1968 | natural gas steam turbine | TRUE | 3989 | City of Colorado Springs - (CO) | 492 | Martin Drake | CO | El Paso | 6 | Natural Gas Steam Turbine | ST |  | S | X | X |  |  | 75 | 0.85 | 77 | 77 | 38 | N |  |  | OP | X | 10 | 1968 | 9 | 2022 | N | Electric Utility | 1 | X | NG | [5 empty] | NG |  |  |  | N | N |  | OVER |  | N |  |  | N | [18 empty] | N | N | N
Vintage1974 | natural gas steam turbine | TRUE | 3989 | City of Colorado Springs - (CO) | 492 | Martin Drake | CO | El Paso | 7 | Natural Gas Steam Turbine | ST |  | S | X | X |  |  | 132.3 | 0.9 | 131 | 131 | 40 | N |  |  | OP | X | 7 | 1974 | 9 | 2022 | N | Electric Utility | 1 | X | NG | [5 empty] | NG |  |  |  | N | N |  | OVER | [23 empty] | N | N | N
Vintage1953 | natural gas steam turbine | TRUE | 3989 | City of Colorado Springs - (CO) | 493 | George Birdsall | CO | El Paso | 1 | Natural Gas Steam Turbine | ST |  | S | X | X |  |  | 17.3 | 0.85 | 16 | 16 | 5 | N |  |  | OP | X | 8 | 1953 |  |  | N | Electric Utility | 1 | X | NG | DFO |  |  |  |  | NG |  |  |  | N | N |  | 12H |  |  |  |  | N | [15 empty] | N |  |  | Y | Y | Y
Vintage1954 | natural gas steam turbine | TRUE | 3989 | City of Colorado Springs - (CO) | 493 | George Birdsall | CO | El Paso | 2 | Natural Gas Steam Turbine | ST |  | S | X | X |  |  | 18.8 | 0.85 | 16 | 16 | 5 | N |  |  | OP | X | 3 | 1954 |  |  | N | Electric Utility | 1 | X | NG | DFO |  |  |  |  | NG |  |  |  | N | N |  | 12H | N |  |  |  | N | [15 empty] | N |  |  | Y | Y | Y
Vintage1957 | natural gas steam turbine | TRUE | 3989 | City of Colorado Springs - (CO) | 493 | George Birdsall | CO | El Paso | 3 | Natural Gas Steam Turbine | ST |  | S | X | X |  |  | 25 | 0.85 | 23 | 23 | 6 | N |  |  | OP | X | 3 | 1957 |  |  | N | Electric Utility | 1 | X | NG | DFO |  |  |  |  | NG |  |  |  | N | N |  | 12H |  |  |  |  | N | [15 empty] | N |  |  | Y | Y | Y
Vintage1939 | hydro | TRUE | 3989 | City of Colorado Springs - (CO) | 494 | Manitou Springs | CO | El Paso | 1 | Conventional Hydroelectric | HY |  | S | X | X |  |  | 2.5 | 1 | 2.5 | 2.5 | 0.1 | N |  |  | OP | X | 5 | 1939 |  |  | N | Electric Utility | 1 | X | WAT | [9 empty] | N | N |  | 10M | [20 empty] | N |  |  | N
Vintage1927 | hydro | TRUE | 3989 | City of Colorado Springs - (CO) | 494 | Manitou Springs | CO | El Paso | 2 | Conventional Hydroelectric | HY |  | S | X | X |  |  | 2.5 | 1 | 2.5 | 2.5 | 0.1 | N |  |  | OP | X | 5 | 1927 |  |  | N | Electric Utility | 1 | X | WAT | [9 empty] | N | N |  | 10M | [20 empty] | N |  |  | N
Vintage2006 | hydro | TRUE | 3989 | City of Colorado Springs - (CO) | 494 | Manitou Springs | CO | El Paso | 3 | Conventional Hydroelectric | HY |  | S | X | X |  |  | 0.6 | 0.81 | 0.5 | 0.5 | 0 | N |  |  | OP | X | 3 | 2006 |  |  | N | Electric Utility | 1 | X | WAT | [9 empty] | N | N |  | 10M | [20 empty] | N |  |  | N
Vintage1925 | hydro | TRUE | 3989 | City of Colorado Springs - (CO) | 495 | Ruxton Park | CO | El Paso | 1 | Conventional Hydroelectric | HY |  | S | X | X |  |  | 1 | 0.8 | 1 | 1 | 0.1 | N |  |  | OP | X | 5 | 1925 |  |  | N | Electric Utility | 1 | X | WAT | [9 empty] | N | N |  | 10M | [20 empty] | N |  |  | N
Vintage2000 | petroleum | TRUE | 8751 | Town of Holly - (CO) | 502 | Holly | CO | Prowers | 5 | Petroleum Liquids | IC |  | S | X | X |  |  | 0.4 | 0.8 | 0.3 | 0.3 |  | N |  |  | SB | Y | 6 | 2000 |  |  | N | Electric Utility | 1 | X | DFO | [9 empty] | N | N |  | 10M | [23 empty] | N
Vintage2007 | petroleum | TRUE | 8751 | Town of Holly - (CO) | 502 | Holly | CO | Prowers | CAT | Petroleum Liquids | IC |  | J | X | X |  |  | 1.8 | 0.8 | 1.7 | 1.8 |  | N |  |  | SB | Y | 9 | 2007 |  |  | N | Electric Utility | 1 | X | DFO | [9 empty] | N |  |  | 10M | [23 empty] | N | N
Vintage1993 | petroleum | TRUE | 8751 | Town of Holly - (CO) | 502 | Holly | CO | Prowers | EMD | Petroleum Liquids | IC |  | S | X | X |  |  | 0.7 | 0.8 | 0.7 | 0.8 |  | N |  |  | SB | Y | 1 | 1993 |  |  | N | Electric Utility | 1 | X | DFO | [12 empty] | 10M | [23 empty] | N | N
Vintage1951 | petroleum | TRUE | 9928 | City of Julesburg - (CO) | 504 | Julesburg | CO | Sedgwick | 1 | Petroleum Liquids | IC |  | S | X | X |  |  | 0.9 | 0.8 | 0.7 | 0.7 | 0.1 | N |  |  | SB | N | 11 | 1951 |  |  | N | Electric Utility | 1 | X | DFO | [9 empty] | N | N |  | 1H | [23 empty] | N
Vintage1945 | petroleum | TRUE | 9928 | City of Julesburg - (CO) | 504 | Julesburg | CO | Sedgwick | 3 | Petroleum Liquids | IC |  | S | X | X |  |  | 0.3 | 0.8 | 0.2 | 0.2 | 0.1 | N |  |  | SB | N | 2 | 1945 |  |  | N | Electric Utility | 1 | X | DFO | [9 empty] | N | N |  | 1H | [23 empty] | N | N | N
Vintage1964 | petroleum | TRUE | 9928 | City of Julesburg - (CO) | 504 | Julesburg | CO | Sedgwick | 4 | Petroleum Liquids | IC |  | S | X | X |  |  | 1.3 | 0.8 | 1.1 | 1.1 | 0.1 | N |  |  | SB | N | 12 | 1964 |  |  | N | Electric Utility | 1 | X | DFO | [9 empty] | N | N |  | 1H | [23 empty] | N | N | N
Vintage1946 | petroleum | TRUE | 9928 | City of Julesburg - (CO) | 504 | Julesburg | CO | Sedgwick | 5 | Petroleum Liquids | IC |  | S | X | X |  |  | 0.3 | 0.8 | 0.2 | 0.2 | 0.1 | N |  |  | SB | N | 4 | 1946 |  |  | N | Electric Utility | 1 | X | DFO | [9 empty] | N | N |  | 1H | [23 empty] | N | N | N
Vintage1952 | hydro | TRUE | 2518 | U S Bureau of Reclamation | 505 | Boysen | WY | Fremont | 1 | Conventional Hydroelectric | HY |  | S | X | X |  |  | 7.5 | 0.9 | 8.6 | 8.6 | 0 | N |  |  | OP | X | 8 | 1952 |  |  | N | Electric Utility | 1 | X | WAT | [12 empty] | 10M
Vintage1952 | hydro | TRUE | 2518 | U S Bureau of Reclamation | 505 | Boysen | WY | Fremont | 2 | Conventional Hydroelectric | HY |  | S | X | X |  |  | 7.5 | 0.9 | 8.6 | 8.6 | 0 | N |  |  | OP | X | 9 | 1952 |  |  | N | Electric Utility | 1 | X | WAT | [12 empty] | 10M
Vintage1941 | petroleum | TRUE | 10730 | City of Las Animas - (CO) | 507 | Las Animas | CO | Bent | 1 | Petroleum Liquids | IC |  | S | X | X |  |  | 0.3 | 0.8 | 0.3 | 0.3 | 0.1 | N |  |  | OP | X | 11 | 1941 |  |  | N | Electric Utility | 1 | X | DFO | [9 empty] | N | N |  | 10M | [23 empty] | N | N | N
Vintage1941 | petroleum | TRUE | 10730 | City of Las Animas - (CO) | 507 | Las Animas | CO | Bent | 2 | Petroleum Liquids | IC |  | S | X | X |  |  | 0.3 | 0.8 | 0.3 | 0.3 | 0.1 | N |  |  | OP | X | 11 | 1941 |  |  | N | Electric Utility | 1 | X | DFO | [9 empty] | N | N |  | 10M | [23 empty] | N | N | N
Vintage1951 | petroleum | TRUE | 10730 | City of Las Animas - (CO) | 507 | Las Animas | CO | Bent | 4 | Petroleum Liquids | IC |  | S | X | X |  |  | 1 | 0.8 | 1 | 1 | 0.5 | N |  |  | OP | X | 1 | 1951 |  |  | N | Electric Utility | 1 | X | DFO | [9 empty] | N | N |  | 10M | [23 empty] | N | N | N
Vintage1951 | petroleum | TRUE | 10730 | City of Las Animas - (CO) | 507 | Las Animas | CO | Bent | 5 | Petroleum Liquids | IC |  | S | X | X |  |  | 1 | 0.8 | 1 | 1 | 0.5 | N |  |  | OP | X | 1 | 1951 |  |  | N | Electric Utility | 1 | X | DFO | [9 empty] | N | N |  | 10M | [23 empty] | N | N | N
Vintage1967 | petroleum | TRUE | 10730 | City of Las Animas - (CO) | 507 | Las Animas | CO | Bent | 6 | Petroleum Liquids | IC |  | S | X | X |  |  | 3 | 0.8 | 2.5 | 2.5 | 1 | N |  |  | OP | X | 3 | 1967 |  |  | N | Electric Utility | 1 | X | DFO | [9 empty] | N | N |  | 10M | [23 empty] | N | N | N
Vintage1949 | petroleum | TRUE | 10633 | City of Lamar - (CO) | 508 | Lamar Plant | CO | Prowers | IC1 | Petroleum Liquids | IC |  | S | X | X |  |  | 1 | 0.8 | 1 | 1 | 0.5 | N |  |  | OS | X | 1 | 1949 |  |  | N | Electric Utility | 1 | X | DFO | [9 empty] | N | N |  | 12H | [23 empty] | N
Vintage1946 | petroleum | TRUE | 10633 | City of Lamar - (CO) | 508 | Lamar Plant | CO | Prowers | IC2 | Petroleum Liquids | IC |  | S | X | X |  |  | 1 | 0.8 | 1 | 1 | 0.5 | N |  |  | OS | X | 1 | 1946 |  |  | N | Electric Utility | 1 | X | DFO | [9 empty] | N |  |  | 12H | [23 empty] | N
Vintage2004 | onshore wind | TRUE | 10633 | City of Lamar - (CO) | 508 | Lamar Plant | CO | Prowers | T1-T3 | Onshore Wind Turbine | WT |  | S | X | X |  |  | 4.5 |  | 4 | 4 | 1 | N |  |  | OP | X | 2 | 2004 |  |  | N | Electric Utility | 1 | X | WND | [9 empty] | N |  | 3
Vintage2004 | onshore wind | TRUE | 10633 | City of Lamar - (CO) | 508 | Lamar Plant | CO | Prowers | T4 | Onshore Wind Turbine | WT |  | W | X | X |  |  | 1.5 |  | 1.5 | 1.5 | 1 | N |  |  | OP | X | 2 | 2004 |  |  | N | Electric Utility | 1 | X | WND | [9 empty] | N |  | 1 | [24 empty] | N
Vintage1983 | geothermal | TRUE | 7160 | Geysers Power Co LLC | 510 | Sonoma California Geothermal | CA | Lake | 1 | Geothermal | ST |  | S | X | X |  |  | 78 | 1 | 50 | 55 | 10 | N |  |  | OP | X | 12 | 1983 |  |  | N | IPP Non-CHP | 2 | X | GEO | [5 empty] | GEO |  |  |  | N |  |  | 12H | [23 empty] | N | N
Vintage1966 | natural gas peaker | TRUE | 19204 | City of Trinidad - (CO) | 511 | Trinidad (CO) | CO | Las Animas | 3 | Natural Gas Internal Combustion Engine | IC |  | S | X | X |  |  | 1.9 | 1 | 1.9 | 1.9 | 1.9 | N |  |  | SB | Y | 5 | 1966 |  |  | N | Electric Utility | 1 | X | NG | DFO | [8 empty] | N |  |  | 1H | [23 empty] | Y | N | N
Vintage1966 | natural gas peaker | TRUE | 19204 | City of Trinidad - (CO) | 511 | Trinidad (CO) | CO | Las Animas | 4 | Natural Gas Internal Combustion Engine | IC |  | S | X | X |  |  | 1.9 | 1 | 1.9 | 1.9 | 1.9 | N |  |  | SB | Y | 5 | 1966 |  |  | N | Electric Utility | 1 | X | NG | DFO | [8 empty] | N |  |  | 1H | [23 empty] | Y | N | N
Vintage1999 | petroleum | TRUE | 19204 | City of Trinidad - (CO) | 511 | Trinidad (CO) | CO | Las Animas | 5 | Petroleum Liquids | IC |  | W | X | X |  |  | 1.8 | 1 | 1.8 | 1.8 | 1.8 | N |  |  | OP | X | 1 | 1999 |  |  | N | Electric Utility | 1 | X | DFO | [9 empty] | N |  |  | 1H | N | N |  |  | N | N | N | [16 empty] | N | N | N
Vintage1999 | petroleum | TRUE | 19204 | City of Trinidad - (CO) | 511 | Trinidad (CO) | CO | Las Animas | 6 | Petroleum Liquids | IC |  | W | X | X |  |  | 1.8 | 1 | 1.8 | 1.8 | 1.8 | N |  |  | OP | X | 1 | 1999 |  |  | N | Electric Utility | 1 | X | DFO | [9 empty] | N |  |  | 1H | [23 empty] | N | N | N
Vintage1999 | petroleum | TRUE | 19204 | City of Trinidad - (CO) | 511 | Trinidad (CO) | CO | Las Animas | 7 | Petroleum Liquids | IC |  | W | X | X |  |  | 1.8 | 1 | 1.8 | 1.8 | 1.8 | N |  |  | OP | X | 1 | 1999 |  |  | N | Electric Utility | 1 | X | DFO | [9 empty] | N |  |  | 1H | [23 empty] | N | N | N
Vintage1967 | hydro | TRUE | 2518 | U S Bureau of Reclamation | 512 | Blue Mesa | CO | Gunnison | 1 | Conventional Hydroelectric | HY |  | S | X | X |  |  | 43.2 | 0.9 | 43.2 | 43.2 | 0 | N |  |  | OP | X | 9 | 1967 |  |  | N | Electric Utility | 1 | X | WAT | [12 empty] | 10M
Vintage1967 | hydro | TRUE | 2518 | U S Bureau of Reclamation | 512 | Blue Mesa | CO | Gunnison | 2 | Conventional Hydroelectric | HY |  | S | X | X |  |  | 43.2 | 0.9 | 43.2 | 43.2 | 0 | N |  |  | OP | X | 11 | 1967 |  |  | N | Electric Utility | 1 | X | WAT | [12 empty] | 10M
Vintage1950 | hydro | TRUE | 2518 | U S Bureau of Reclamation | 513 | Estes | CO | Larimer | 1 | Conventional Hydroelectric | HY |  | S | X | X |  |  | 15 | 0.9 | 17.2 | 17.2 | 0 | N |  |  | OP | X | 9 | 1950 |  |  | N | Electric Utility | 1 | X | WAT | [12 empty] | 10M
Vintage1950 | hydro | TRUE | 2518 | U S Bureau of Reclamation | 513 | Estes | CO | Larimer | 2 | Conventional Hydroelectric | HY |  | S | X | X |  |  | 15 | 0.9 | 17.2 | 17.2 | 0 | N |  |  | OP | X | 12 | 1950 |  |  | N | Electric Utility | 1 | X | WAT | [12 empty] | 10M
Vintage1950 | hydro | TRUE | 2518 | U S Bureau of Reclamation | 513 | Estes | CO | Larimer | 3 | Conventional Hydroelectric | HY |  | S | X | X |  |  | 15 | 0.9 | 17.2 | 17.2 | 0 | N |  |  | OP | X | 12 | 1950 |  |  | N | Electric Utility | 1 | X | WAT | [12 empty] | 10M
Vintage1970 | hydro | TRUE | 2518 | U S Bureau of Reclamation | 514 | Morrow Point | CO | Montrose | 1 | Conventional Hydroelectric | HY |  | S | X | X |  |  | 86.6 | 0.9 | 86.6 | 86.6 | 0 | N |  |  | OP | X | 12 | 1970 |  |  | N | Electric Utility | 1 | X | WAT | [12 empty] | 10M
Vintage1971 | hydro | TRUE | 2518 | U S Bureau of Reclamation | 514 | Morrow Point | CO | Montrose | 2 | Conventional Hydroelectric | HY |  | S | X | X |  |  | 86.6 | 0.9 | 86.6 | 86.6 | 0 | N |  |  | OP | X | 1 | 1971 |  |  | N | Electric Utility | 1 | X | WAT | [12 empty] | 10M
Vintage1959 | hydro | TRUE | 2518 | U S Bureau of Reclamation | 515 | Big Thompson | CO | Larimer | 1 | Conventional Hydroelectric | HY |  | S | X | X |  |  | 4.5 | 1 | 5.2 | 4.1 | 0 | N |  |  | OP | X | 4 | 1959 |  |  | N | Electric Utility | 1 | X | WAT | [12 empty] | 10M
Vintage1943 | hydro | TRUE | 2518 | U S Bureau of Reclamation | 516 | Green Mountain | CO | Summit | 1 | Conventional Hydroelectric | HY |  | S | X | X |  |  | 13 | 0.9 | 13 | 13 | 0 | N |  |  | OP | X | 5 | 1943 |  |  | N | Electric Utility | 1 | X | WAT | [12 empty] | 10M
Vintage1943 | hydro | TRUE | 2518 | U S Bureau of Reclamation | 516 | Green Mountain | CO | Summit | 2 | Conventional Hydroelectric | HY |  | S | X | X |  |  | 13 | 0.9 | 13 | 13 | 0 | N |  |  | OP | X | 5 | 1943 |  |  | N | Electric Utility | 1 | X | WAT | [12 empty] | 10M
Vintage1951 | hydro | TRUE | 2518 | U S Bureau of Reclamation | 517 | Marys Lake | CO | Larimer | 1 | Conventional Hydroelectric | HY |  | S | X | X |  |  | 8.1 | 0.9 | 9.3 | 9.3 | 0 | N |  |  | OP | X | 5 | 1951 |  |  | N | Electric Utility | 1 | X | WAT | [12 empty] | 10M
Vintage1954 | hydro | TRUE | 2518 | U S Bureau of Reclamation | 518 | Flatiron | CO | Larimer | 1 | Conventional Hydroelectric | HY |  | S | X | X |  |  | 43 | 0.94 | 43 | 43 | 0 | N |  |  | OP | X | 1 | 1954 |  |  | N | Electric Utility | 1 | X | WAT | [12 empty] | 10M
Vintage1954 | hydro | TRUE | 2518 | U S Bureau of Reclamation | 518 | Flatiron | CO | Larimer | 2 | Conventional Hydroelectric | HY |  | S | X | X |  |  | 43 | 0.94 | 43 | 43 | 0 | N |  |  | OP | X | 1 | 1954 |  |  | N | Electric Utility | 1 | X | WAT | [12 empty] | 10M
Vintage1954 | other | TRUE | 2518 | U S Bureau of Reclamation | 518 | Flatiron | CO | Larimer | 3 | Hydroelectric Pumped Storage | PS |  | S | X | X |  |  | 8.5 | 0.94 | 8.5 | 8.5 | 0 | N |  |  | OP | X | 5 | 1954 |  |  | N | Electric Utility | 1 | X | WAT | [12 empty] | 10M
Vintage1954 | hydro | TRUE | 2518 | U S Bureau of Reclamation | 519 | Pole Hill | CO | Larimer | 1 | Conventional Hydroelectric | HY |  | S | X | X |  |  | 38.2 | 0.95 | 38.2 | 38.2 | 0 | N |  |  | OP | X | 1 | 1954 |  |  | N | Electric Utility | 1 | X | WAT | [12 empty] | 10M
Vintage1962 | hydro | TRUE | 2518 | U S Bureau of Reclamation | 520 | Lower Molina | CO | Mesa | 1 | Conventional Hydroelectric | HY |  | S | X | X |  |  | 5.6 | 0.9 | 5.6 | 5.6 | 0 | N |  |  | OP | X | 12 | 1962 |  |  | N | Electric Utility | 1 | X | WAT | [12 empty] | 10M
Vintage1962 | hydro | TRUE | 2518 | U S Bureau of Reclamation | 521 | Upper Molina | CO | Mesa | 1 | Conventional Hydroelectric | HY |  | S | X | X |  |  | 9.9 | 0.9 | 9.9 | 9.9 | 0 | N |  |  | OP | X | 12 | 1962 |  |  | N | Electric Utility | 1 | X | WAT | [12 empty] | 10M
Vintage1965 | hard coal | TRUE | 15466 | Public Service Co of Colorado | 525 | Hayden | CO | Routt | 1 | Conventional Steam Coal | ST |  | J | X | X |  |  | 190 | 0.94 | 179 | 179 | 110 | N |  |  | OP | X | 7 | 1965 | 12 | 2028 | N | Electric Utility | 1 | X | BIT | NG | DFO |  |  |  | DFO |  |  |  | N | N |  | 12H | N | Y |  |  | Y | [18 empty] | Y | N | N
Vintage1976 | hard coal | TRUE | 15466 | Public Service Co of Colorado | 525 | Hayden | CO | Routt | 2 | Conventional Steam Coal | ST |  | J | X | X |  |  | 275.4 | 0.9 | 262 | 262 | 120 | N |  |  | OP | X | 9 | 1976 | 12 | 2027 | N | Electric Utility | 1 | X | BIT | DFO |  |  |  |  | DFO |  |  |  | N | N |  | 12H | N | Y |  |  | Y | [18 empty] | Y | N | N
Vintage1985 | hydro | TRUE | 16534 | Sacramento Municipal Util Dist | 531 | Camp Far West | CA | Placer | 1 | Conventional Hydroelectric | HY |  | W | X | X |  |  | 7.2 | 0.95 | 7.2 | 7.2 | 1 | N |  |  | OP | X | 2 | 1985 |  |  | N | Electric Utility | 1 | X | WAT | [9 empty] | N | N |  | 10M | [23 empty] | N
Vintage1954 | natural gas combined cycle | TRUE | 189 | PowerSouth Energy Cooperative | 533 | McWilliams | AL | Covington | 1 | Natural Gas Fired Combined Cycle | CA | MCWM | S | Y | X |  |  | 7.5 | 0.8 | 9 | 9 | 2.5 | N |  |  | OP | X | 12 | 1954 |  |  | N | Electric Utility | 1 | X | NG | DFO | [8 empty] | N | N |  | 12H | [23 empty] | N | N | N
Vintage1954 | natural gas combined cycle | TRUE | 189 | PowerSouth Energy Cooperative | 533 | McWilliams | AL | Covington | 2 | Natural Gas Fired Combined Cycle | CA | MCWM | S | Y | X |  |  | 7.5 | 0.8 | 9 | 9 | 2.5 | N |  |  | OP | X | 12 | 1954 |  |  | N | Electric Utility | 1 | X | NG | DFO | [8 empty] | N | N |  | 12H | [23 empty] | N | N | N
Vintage1959 | natural gas combined cycle | TRUE | 189 | PowerSouth Energy Cooperative | 533 | McWilliams | AL | Covington | 3 | Natural Gas Fired Combined Cycle | CA | MCWM | S | Y | X |  |  | 25 | 0.85 | 22 | 22 | 5 | N |  |  | OP | X | 8 | 1959 |  |  | N | Electric Utility | 1 | X | NG | DFO | [8 empty] | N | N |  | 12H | [23 empty] | N | N | N
Vintage1996 | natural gas combined cycle | TRUE | 189 | PowerSouth Energy Cooperative | 533 | McWilliams | AL | Covington | 4 | Natural Gas Fired Combined Cycle | CT | MCWM | S | X | Y |  |  | 107 | 0.85 | 109 | 116 | 6 | N |  |  | OP | X | 12 | 1996 |  |  | N | Electric Utility | 1 | X | NG | DFO | [8 empty] | N | N |  | 1H | [23 empty] | Y | N | Y
Vintage2002 | natural gas combined cycle | TRUE | 189 | PowerSouth Energy Cooperative | 533 | McWilliams | AL | Covington | VAN1 | Natural Gas Fired Combined Cycle | CT | VANN | S | X | N |  |  | 165 | 0.85 | 171 | 205 | 90 | N |  |  | OP | X | 1 | 2002 |  |  | N | Electric Utility | 1 | X | NG | [9 empty] | N | N |  | 12H | [23 empty] | N |  | N
Vintage2002 | natural gas combined cycle | TRUE | 189 | PowerSouth Energy Cooperative | 533 | McWilliams | AL | Covington | VAN2 | Natural Gas Fired Combined Cycle | CT | VANN | S | X | N |  |  | 165 | 0.85 | 168 | 205 | 90 | N |  |  | OP | X | 1 | 2002 |  |  | N | Electric Utility | 1 | X | NG | [9 empty] | N | N |  | 12H | [23 empty] | N |  | N
Vintage2002 | natural gas combined cycle | TRUE | 189 | PowerSouth Energy Cooperative | 533 | McWilliams | AL | Covington | VAN3 | Natural Gas Fired Combined Cycle | CA | VANN | S | N | X |  |  | 177 | 0.9 | 176 | 185 | 60 | N |  |  | OP | X | 1 | 2002 |  |  | N | Electric Utility | 1 | X | NG | [9 empty] | N | N |  | 12H | [23 empty] | N |  | N
Vintage1985 | hydro | TRUE | 16534 | Sacramento Municipal Util Dist | 534 | Jones Fork | CA | El Dorado | 1 | Conventional Hydroelectric | HY |  | S | X | X |  |  | 10 | 0.95 | 10 | 10 | 1 | N |  |  | OP | X | 6 | 1985 |  |  | N | Electric Utility | 1 | X | WAT | [9 empty] | N | N |  | 10M | [23 empty] | N
Vintage1986 | natural gas peaker | TRUE | 16534 | Sacramento Municipal Util Dist | 535 | McClellan (CA) | CA | Sacramento | 1 | Natural Gas Fired Combustion Turbine | GT |  | W | X | X |  |  | 77 | 0.85 | 77 | 77 | 55 | N |  |  | OP | X | 3 | 1986 |  |  | N | Electric Utility | 1 | X | NG | [9 empty] | N | N |  | 10M | [23 empty] | N | N | N
Vintage1983 | hydro | TRUE | 5571 | East Bay Municipal Util Dist | 537 | Camanche | CA | San Joaquin | 1 | Conventional Hydroelectric | HY |  | S | X | X | Camche_1_PL1X3 |  | 3.6 | 0.95 | 3.5 | 3.5 | 0.8 | N |  |  | OP | X | 7 | 1983 |  |  | N | Electric Utility | 1 | X | WAT | [9 empty] | N | N |  | 10M
Vintage1983 | hydro | TRUE | 5571 | East Bay Municipal Util Dist | 537 | Camanche | CA | San Joaquin | 2 | Conventional Hydroelectric | HY |  | S | X | X | Camche_1_PL1X3 |  | 3.6 | 0.95 | 3.5 | 3.5 | 0.8 | N |  |  | OP | X | 7 | 1983 |  |  | N | Electric Utility | 1 | X | WAT | [9 empty] | N | N |  | 10M
Vintage1983 | hydro | TRUE | 5571 | East Bay Municipal Util Dist | 537 | Camanche | CA | San Joaquin | 3 | Conventional Hydroelectric | HY |  | S | X | X | Camche_1_PL1X3 |  | 3.6 | 0.95 | 3.5 | 3.5 | 0.8 | N |  |  | OP | X | 8 | 1983 |  |  | N | Electric Utility | 1 | X | WAT | [9 empty] | N | N |  | 10M
Vintage1929 | other | TRUE | 54895 | FirstLight Power Resources Services LLC | 539 | Rocky River (CT) | CT | Litchfield | 1 | Hydroelectric Pumped Storage | PS |  | W | X | X |  |  | 3.5 | 0.8 | 2 | 2 | 2 | N |  |  | OP | X | 1 | 1929 |  |  | N | IPP Non-CHP | 2 | X | WAT | [12 empty] | 1H
Vintage1928 | other | TRUE | 54895 | FirstLight Power Resources Services LLC | 539 | Rocky River (CT) | CT | Litchfield | 2 | Hydroelectric Pumped Storage | PS |  | W | X | X |  |  | 3.5 | 0.8 | 2 | 2 | 2 | N |  |  | OP | X | 1 | 1928 |  |  | N | IPP Non-CHP | 2 | X | WAT | [12 empty] | 1H
Vintage1928 | other | TRUE | 54895 | FirstLight Power Resources Services LLC | 539 | Rocky River (CT) | CT | Litchfield | 3 | Hydroelectric Pumped Storage | PS |  | W | X | X |  |  | 24 | 0.8 | 25.4 | 25 | 23 | N |  |  | OP | X | 1 | 1928 |  |  | N | IPP Non-CHP | 2 | X | WAT | [12 empty] | 1H
Vintage1967 | other | TRUE | 22379 | Connecticut Jet Power LLC | 540 | Branford | CT | New Haven | UN10 | Petroleum Liquids | GT |  | S | X | X |  |  | 21.8 | 0.85 | 17.4 | 22.5 | 17.4 | N |  |  | OP | X | 11 | 1967 |  |  | N | IPP Non-CHP | 2 | X | KER | [9 empty] | N | N |  | 10M | [23 empty] | N | N | N
Vintage1903 | hydro | TRUE | 54895 | FirstLight Power Resources Services LLC | 541 | Bulls Bridge | CT | Litchfield | 1 | Conventional Hydroelectric | HY |  | W | X | X |  |  | 1.2 | 0.8 | 1.4 | 1.4 | 0.3 | N |  |  | OP | X | 1 | 1903 |  |  | N | IPP Non-CHP | 2 | X | WAT | [11 empty] | 0 | 1H
Vintage1903 | hydro | TRUE | 54895 | FirstLight Power Resources Services LLC | 541 | Bulls Bridge | CT | Litchfield | 2 | Conventional Hydroelectric | HY |  | W | X | X |  |  | 1.2 | 0.8 | 1.4 | 1.4 | 0.3 | N |  |  | OP | X | 1 | 1903 |  |  | N | IPP Non-CHP | 2 | X | WAT | [11 empty] | 0 | 1H
Vintage1903 | hydro | TRUE | 54895 | FirstLight Power Resources Services LLC | 541 | Bulls Bridge | CT | Litchfield | 3 | Conventional Hydroelectric | HY |  | W | X | X |  |  | 1.2 | 0.8 | 1.4 | 1.4 | 0.3 | N |  |  | OP | X | 1 | 1903 |  |  | N | IPP Non-CHP | 2 | X | WAT | [11 empty] | 0 | 1H
Vintage1903 | hydro | TRUE | 54895 | FirstLight Power Resources Services LLC | 541 | Bulls Bridge | CT | Litchfield | 4 | Conventional Hydroelectric | HY |  | W | X | X |  |  | 1.2 | 0.8 | 1.4 | 1.4 | 0.3 | N |  |  | OP | X | 1 | 1903 |  |  | N | IPP Non-CHP | 2 | X | WAT | [11 empty] | 0 | 1H
Vintage1903 | hydro | TRUE | 54895 | FirstLight Power Resources Services LLC | 541 | Bulls Bridge | CT | Litchfield | 5 | Conventional Hydroelectric | HY |  | W | X | X |  |  | 1.2 | 0.8 | 1.4 | 1.4 | 0.3 | N |  |  | OP | X | 1 | 1903 |  |  | N | IPP Non-CHP | 2 | X | WAT | [11 empty] | 0 | 1H
Vintage1903 | hydro | TRUE | 54895 | FirstLight Power Resources Services LLC | 541 | Bulls Bridge | CT | Litchfield | 6 | Conventional Hydroelectric | HY |  | W | X | X |  |  | 1.2 | 0.8 | 1.4 | 1.4 | 0.3 | N |  |  | OP | X | 1 | 1903 |  |  | N | IPP Non-CHP | 2 | X | WAT | [11 empty] | 0 | 1H
Vintage1969 | other | TRUE | 22379 | Connecticut Jet Power LLC | 542 | Cos Cob | CT | Fairfield | UN10 | Petroleum Liquids | GT |  | S | X | X |  |  | 25 | 0.85 | 19.1 | 24 | 19.1 | N |  |  | OP | X | 9 | 1969 |  |  | N | IPP Non-CHP | 2 | X | KER | [10 empty] | N |  | 10M | [23 empty] | N | N | N
Vintage1969 | other | TRUE | 22379 | Connecticut Jet Power LLC | 542 | Cos Cob | CT | Fairfield | UN11 | Petroleum Liquids | GT |  | S | X | X |  |  | 25 | 0.85 | 18.7 | 23.6 | 18.7 | N |  |  | OP | X | 9 | 1969 |  |  | N | IPP Non-CHP | 2 | X | KER | [10 empty] | N |  | 10M | [23 empty] | N | N | N
Vintage1969 | other | TRUE | 22379 | Connecticut Jet Power LLC | 542 | Cos Cob | CT | Fairfield | UN12 | Petroleum Liquids | GT |  | S | X | X |  |  | 25 | 0.85 | 19.1 | 24 | 19.1 | N |  |  | OP | X | 10 | 1969 |  |  | N | IPP Non-CHP | 2 | X | KER | [10 empty] | N |  | 10M | [23 empty] | N | N | N
Vintage2008 | other | TRUE | 22379 | Connecticut Jet Power LLC | 542 | Cos Cob | CT | Fairfield | UN13 | Petroleum Liquids | GT |  | S | X | X |  |  | 20 | 0.85 | 19.1 | 24 | 19.1 | N |  |  | OP | X | 6 | 2008 |  |  | N | IPP Non-CHP | 2 | X | KER | [10 empty] | N |  | 10M | [23 empty] | N | N | N
Vintage2008 | other | TRUE | 22379 | Connecticut Jet Power LLC | 542 | Cos Cob | CT | Fairfield | un14 | Petroleum Liquids | GT |  | S | X | X |  |  | 20 | 0.85 | 19.6 | 23.5 | 19.6 | N |  |  | OP | X | 6 | 2008 |  |  | N | IPP Non-CHP | 2 | X | KER | [10 empty] | N |  | 10M | [23 empty] | N | N | N
Vintage1985 | other | TRUE | 22350 | Devon Power LLC | 544 | Devon Station | CT | New Haven | 10 | Petroleum Liquids | GT |  | S | X | X | UN.DEVON 13.8DV10 | UN.DEVON 13.8DV10 | 18.6 | 0.85 | 14.4 | 19.2 | 14.4 | N |  |  | OP | X | 1 | 1985 |  |  | N | IPP Non-CHP | 2 | X | KER | DFO | JF | [7 empty] | N | N |  | 1H | [23 empty] | N | N | N
Vintage1996 | other | TRUE | 22350 | Devon Power LLC | 544 | Devon Station | CT | New Haven | 11 | Petroleum Liquids | GT |  | S | X | X | UN.DEVON 13.2DV11 | UN.DEVON 13.2DV11 | 51 | 0.85 | 29.3 | 38.8 | 16 | N |  |  | OP | X | 7 | 1996 |  |  | N | IPP Non-CHP | 2 | X | KER | NG | [8 empty] | N | N |  | 1H | [23 empty] | Y | N | Y
Vintage1996 | other | TRUE | 22350 | Devon Power LLC | 544 | Devon Station | CT | New Haven | 12 | Petroleum Liquids | GT |  | S | X | X | UN.DEVON 13.2DV12 | UN.DEVON 13.2DV12 | 51 | 0.85 | 29.2 | 38.4 | 16 | N |  |  | OP | X | 7 | 1996 |  |  | N | IPP Non-CHP | 2 | X | KER | NG | [8 empty] | N | N |  | 1H | [23 empty] | Y | N | Y
Vintage1996 | other | TRUE | 22350 | Devon Power LLC | 544 | Devon Station | CT | New Haven | 13 | Petroleum Liquids | GT |  | S | X | X | UN.DEVON 13.2DV13 | UN.DEVON 13.2DV13 | 51 | 0.85 | 29.9 | 38.9 | 16 | N |  |  | OP | X | 7 | 1996 |  |  | N | IPP Non-CHP | 2 | X | KER | NG | [8 empty] | N | N |  | 1H | [23 empty] | Y | N | Y
Vintage1996 | other | TRUE | 22350 | Devon Power LLC | 544 | Devon Station | CT | New Haven | 14 | Petroleum Liquids | GT |  | S | X | X | UN.DEVON 13.2DV14 | UN.DEVON 13.2DV14 | 51 | 0.85 | 29.7 | 40.3 | 16 | N |  |  | OP | X | 7 | 1996 |  |  | N | IPP Non-CHP | 2 | X | KER | NG | [8 empty] | N | N |  | 1H | [23 empty] | Y | N | Y
Vintage1967 | petroleum | TRUE | 22380 | NRG Montville Operations Inc | 546 | Montville Station | CT | New London | 10 | Petroleum Liquids | IC |  | S | X | X | UN.MONTVLLE69 MO10 | UN.MONTVLLE69 MO10 | 2.7 | 0.8 | 2.7 | 2.7 | 1 | N |  |  | SB | Y | 1 | 1967 |  |  | N | IPP Non-CHP | 2 | X | DFO | [9 empty] | N | N |  | 10M | [23 empty] | N | N | N
Vintage1967 | petroleum | TRUE | 22380 | NRG Montville Operations Inc | 546 | Montville Station | CT | New London | 11 | Petroleum Liquids | IC |  | S | X | X | UN.MONTVLLE69 MO10 | UN.MONTVLLE69 MO10 | 2.7 | 0.8 | 2.7 | 2.7 | 1 | N |  |  | SB | Y | 1 | 1967 |  |  | N | IPP Non-CHP | 2 | X | DFO | [9 empty] | N | N |  | 10M | [23 empty] | N | N | N
Vintage1954 | natural gas steam turbine | TRUE | 22380 | NRG Montville Operations Inc | 546 | Montville Station | CT | New London | 5 | Natural Gas Steam Turbine | ST |  | S | X | X | UN.MONTVLLE13.8MON5 | UN.MONTVLLE13.8MON5 | 75 | 0.8 | 81 | 83 | 40 | N |  |  | OP | X | 1 | 1954 |  |  | N | IPP Non-CHP | 2 | X | NG | RFO |  |  |  |  | NG |  |  |  | N | N |  | 12H | [23 empty] | Y | Y | Y
Vintage1971 | petroleum | TRUE | 22380 | NRG Montville Operations Inc | 546 | Montville Station | CT | New London | 6 | Petroleum Liquids | ST |  | S | X | X | UN.MONTVLLE22.0MON6 | UN.MONTVLLE22.0MON6 | 414.9 | 0.9 | 410 | 410 | 125 | N |  |  | OP | X | 1 | 1971 |  |  | N | IPP Non-CHP | 2 | X | RFO | [5 empty] | DFO |  |  |  | N | N |  | 12H | [23 empty] | N | N | N
Vintage1973 | other | TRUE | 58185 | FirstLight Power Resources, Inc. - MA | 547 | Northfield Mountain | MA | Franklin | 1 | Hydroelectric Pumped Storage | PS |  | S | X | X | NFD1 | NFD1 | 292 | 0.95 | 292 | 292 | 125 | N |  |  | OP | X | 2 | 1973 |  |  | N | IPP Non-CHP | 2 | X | WAT | [9 empty] | N | N |  | 10M | [23 empty] | N
Vintage1973 | other | TRUE | 58185 | FirstLight Power Resources, Inc. - MA | 547 | Northfield Mountain | MA | Franklin | 2 | Hydroelectric Pumped Storage | PS |  | S | X | X | NFD2 | NFD2 | 292 | 0.95 | 292 | 292 | 125 | N |  |  | OP | X | 10 | 1973 |  |  | N | IPP Non-CHP | 2 | X | WAT | [9 empty] | N | N |  | 10M | [23 empty] | N
Vintage1973 | other | TRUE | 58185 | FirstLight Power Resources, Inc. - MA | 547 | Northfield Mountain | MA | Franklin | 3 | Hydroelectric Pumped Storage | PS |  | S | X | X | NFD3 | NFD3 | 292 | 0.95 | 292 | 292 | 125 | N |  |  | OP | X | 7 | 1973 |  |  | N | IPP Non-CHP | 2 | X | WAT | [9 empty] | N | N |  | 10M | [23 empty] | N
Vintage1972 | other | TRUE | 58185 | FirstLight Power Resources, Inc. - MA | 547 | Northfield Mountain | MA | Franklin | 4 | Hydroelectric Pumped Storage | PS |  | S | X | X | NFD4 | NFD4 | 292 | 0.95 | 292 | 292 | 125 | N |  |  | OP | X | 11 | 1972 |  |  | N | IPP Non-CHP | 2 | X | WAT | [9 empty] | N | N |  | 10M | [23 empty] | N
Vintage1983 | biomass | TRUE | 20169 | Avista Corp | 550 | Kettle Falls Generating Station | WA | Stevens | 1 | Wood/Wood Waste Biomass | ST |  | S | X | X |  |  | 50.7 | 0.95 | 50 | 50.7 | 12 | N |  |  | OP | X | 12 | 1983 |  |  | N | Electric Utility | 1 | X | WDS | NG |  |  |  |  | NG |  |  |  | N | N |  | 12H | [20 empty] | N |  |  | Y | Y | N
Vintage2002 | natural gas peaker | TRUE | 20169 | Avista Corp | 550 | Kettle Falls Generating Station | WA | Stevens | 2 | Natural Gas Fired Combustion Turbine | GT |  | S | X | X |  |  | 7.2 | 0.8 | 6.2 | 8 | 1 | N |  |  | OP | X | 5 | 2002 |  |  | N | Electric Utility | 1 | X | NG | [9 empty] | N |  |  | 1H | [20 empty] | N |  |  | N | N | N
Vintage1937 | hydro | TRUE | 54895 | FirstLight Power Resources Services LLC | 551 | Scotland Dam | CT | Windham | 1 | Conventional Hydroelectric | HY |  | W | X | X |  |  | 2 | 0.8 | 1.7 | 2.2 | 0.2 | N |  |  | OP | X | 1 | 1937 |  |  | N | IPP Non-CHP | 2 | X | WAT | [11 empty] | 0 | 1H
Vintage1955 | hydro | TRUE | 54895 | FirstLight Power Resources Services LLC | 552 | Shepaug | CT | New Haven | 1 | Conventional Hydroelectric | HY |  | W | X | X |  |  | 37.2 | 0.85 | 41.5 | 42.6 | 35 | N |  |  | OP | X | 1 | 1955 |  |  | N | IPP Non-CHP | 2 | X | WAT | [11 empty] | 0 | 10M
Vintage1919 | hydro | TRUE | 54895 | FirstLight Power Resources Services LLC | 553 | Stevenson | CT | Fairfield | 1 | Conventional Hydroelectric | HY |  | W | X | X |  |  | 7.5 | 0.9 | 7.1 | 7.1 | 0.8 | N |  |  | OP | X | 1 | 1919 |  |  | N | IPP Non-CHP | 2 | X | WAT | [11 empty] | 0 | 10M
Vintage1919 | hydro | TRUE | 54895 | FirstLight Power Resources Services LLC | 553 | Stevenson | CT | Fairfield | 2 | Conventional Hydroelectric | HY |  | W | X | X |  |  | 7.5 | 0.9 | 7.1 | 7.1 | 0.8 | N |  |  | OP | X | 1 | 1919 |  |  | N | IPP Non-CHP | 2 | X | WAT | [11 empty] | 0 | 10M
Vintage1919 | hydro | TRUE | 54895 | FirstLight Power Resources Services LLC | 553 | Stevenson | CT | Fairfield | 3 | Conventional Hydroelectric | HY |  | W | X | X |  |  | 7.5 | 0.9 | 7.1 | 7.1 | 0.8 | N |  |  | OP | X | 1 | 1919 |  |  | N | IPP Non-CHP | 2 | X | WAT | [11 empty] | 0 | 10M
Vintage1936 | hydro | TRUE | 54895 | FirstLight Power Resources Services LLC | 553 | Stevenson | CT | Fairfield | 4 | Conventional Hydroelectric | HY |  | W | X | X |  |  | 8 | 0.8 | 7.6 | 7.6 | 0.8 | N |  |  | OP | X | 1 | 1936 |  |  | N | IPP Non-CHP | 2 | X | WAT | [11 empty] | 0 | 10M
Vintage1926 | hydro | TRUE | 54895 | FirstLight Power Resources Services LLC | 554 | Taftville | CT | New London | 1 | Conventional Hydroelectric | HY |  | W | X | X |  |  | 0.4 | 0.8 | 0.4 | 0.4 | 0.1 | N |  |  | OP | X | 1 | 1926 |  |  | N | IPP Non-CHP | 2 | X | WAT | [11 empty] | 0 | 1H
Vintage1906 | hydro | TRUE | 54895 | FirstLight Power Resources Services LLC | 554 | Taftville | CT | New London | 2 | Conventional Hydroelectric | HY |  | W | X | X |  |  | 0.3 | 0.8 | 0.4 | 0.4 | 0.1 | N |  |  | OP | X | 1 | 1906 |  |  | N | IPP Non-CHP | 2 | X | WAT | [11 empty] | 0 | 1H
Vintage1906 | hydro | TRUE | 54895 | FirstLight Power Resources Services LLC | 554 | Taftville | CT | New London | 3 | Conventional Hydroelectric | HY |  | W | X | X |  |  | 0.3 | 0.8 | 0.4 | 0.4 | 0.1 | N |  |  | OP | X | 1 | 1906 |  |  | N | IPP Non-CHP | 2 | X | WAT | [11 empty] | 0 | 1H
Vintage1949 | hydro | TRUE | 54895 | FirstLight Power Resources Services LLC | 554 | Taftville | CT | New London | 4 | Conventional Hydroelectric | HY |  | W | X | X |  |  | 0.3 | 0.8 | 0.4 | 0.4 | 0.1 | N |  |  | OP | X | 1 | 1949 |  |  | N | IPP Non-CHP | 2 | X | WAT | [11 empty] | 0 | 1H
Vintage1949 | hydro | TRUE | 54895 | FirstLight Power Resources Services LLC | 554 | Taftville | CT | New London | 5 | Conventional Hydroelectric | HY |  | W | X | X |  |  | 0.3 | 0.8 | 0.4 | 0.4 | 0.1 | N |  |  | OP | X | 1 | 1949 |  |  | N | IPP Non-CHP | 2 | X | WAT | [11 empty] | 0 | 1H
Vintage1919 | hydro | TRUE | 54895 | FirstLight Power Resources Services LLC | 557 | Tunnel | CT | New London | 1 | Conventional Hydroelectric | HY |  | W | X | X |  |  | 1 | 0.85 | 0.8 | 1.1 | 0.3 | N |  |  | OP | X | 1 | 1919 |  |  | N | IPP Non-CHP | 2 | X | WAT | [11 empty] | 0 | 1H | [23 empty] | N
Vintage1969 | petroleum | TRUE | 54895 | FirstLight Power Resources Services LLC | 557 | Tunnel | CT | New London | 10 | Petroleum Liquids | GT |  | W | X | X |  |  | 18.5 | 0.85 | 16.5 | 21.8 | 5 | N |  |  | SB | Y | 1 | 1969 |  |  | N | IPP Non-CHP | 2 | X | JF | [12 empty] | 1H | [23 empty] | N | N | N
Vintage1949 | hydro | TRUE | 54895 | FirstLight Power Resources Services LLC | 557 | Tunnel | CT | New London | 2 | Conventional Hydroelectric | HY |  | W | X | X |  |  | 1 | 0.85 | 0.8 | 1.1 | 0.3 | N |  |  | OP | X | 1 | 1949 |  |  | N | IPP Non-CHP | 2 | X | WAT | [11 empty] | 0 | 1H | [23 empty] | N
Vintage1925 | hydro | TRUE | 6207 | Farmington River Power Company | 559 | Rainbow (CT) | CT | Hartford | 1 | Conventional Hydroelectric | HY |  | S | X | X |  |  | 4 | 1 | 4 | 4 | 4 | N |  |  | OP | X | 12 | 1925 |  |  | N | Electric Utility | 1 | X | WAT | [12 empty] | 10M | [23 empty] | N
Vintage1925 | hydro | TRUE | 6207 | Farmington River Power Company | 559 | Rainbow (CT) | CT | Hartford | 2 | Conventional Hydroelectric | HY |  | S | X | X |  |  | 4 | 1 | 4 | 4 | 4 | N |  |  | OP | X | 12 | 1925 |  |  | N | Electric Utility | 1 | X | WAT | [12 empty] | 10M | [23 empty] | N
Vintage1914 | hydro | TRUE | 54895 | FirstLight Power Resources Services LLC | 560 | Falls Village | CT | Litchfield | 1 | Conventional Hydroelectric | HY |  | W | X | X |  |  | 3 | 0.8 | 3.3 | 3.7 | 0.3 | N |  |  | OP | X | 1 | 1914 |  |  | N | IPP Non-CHP | 2 | X | WAT | [11 empty] | 0 | 1H
Vintage1914 | hydro | TRUE | 54895 | FirstLight Power Resources Services LLC | 560 | Falls Village | CT | Litchfield | 2 | Conventional Hydroelectric | HY |  | W | X | X |  |  | 3 | 0.8 | 3.3 | 3.7 | 0.3 | N |  |  | OP | X | 1 | 1914 |  |  | N | IPP Non-CHP | 2 | X | WAT | [11 empty] | 0 | 1H
Vintage1914 | hydro | TRUE | 54895 | FirstLight Power Resources Services LLC | 560 | Falls Village | CT | Litchfield | 3 | Conventional Hydroelectric | HY |  | W | X | X |  |  | 3 | 0.8 | 3.3 | 3.7 | 0.3 | N |  |  | OP | X | 1 | 1914 |  |  | N | IPP Non-CHP | 2 | X | WAT | [11 empty] | 0 | 1H
Vintage1968 | other | TRUE | 22379 | Connecticut Jet Power LLC | 561 | Franklin Drive | CT | Litchfield | UN19 | Petroleum Liquids | GT |  | S | X | X |  |  | 21.8 | 0.85 | 16.1 | 21.2 | 16.1 | N |  |  | OP | X | 11 | 1968 |  |  | N | IPP Non-CHP | 2 | X | KER | [9 empty] | N | N |  | 10M | [23 empty] | N | N | N
Vintage1966 | other | TRUE | 12490 | Middletown Power LLC | 562 | Middletown | CT | Middlesex | 10 | Petroleum Liquids | GT |  | S | X | X | un.middletn115 mi10 | un.middletn115 mi10 | 18.5 | 0.85 | 17.2 | 22.1 | 5 | N |  |  | OP | X | 8 | 1966 |  |  | N | IPP Non-CHP | 2 | X | KER | [9 empty] | N | N |  | 10M | [23 empty] | N | N
Vintage1958 | natural gas steam turbine | TRUE | 12490 | Middletown Power LLC | 562 | Middletown | CT | Middlesex | 2 | Natural Gas Steam Turbine | ST |  | S | X | X | un.middletn13.2 mid2 | un.middletn13.2 mid2 | 113.6 | 0.85 | 117 | 120 | 45 | N |  |  | OP | X | 10 | 1958 |  |  | N | IPP Non-CHP | 2 | X | NG | RFO |  |  |  |  | DFO |  |  |  | N | N |  | 12H | [23 empty] | Y | Y | Y
Vintage1964 | natural gas steam turbine | TRUE | 12490 | Middletown Power LLC | 562 | Middletown | CT | Middlesex | 3 | Natural Gas Steam Turbine | ST |  | S | X | X | un.middletn20.9 mid3 | un.middletn20.9 mid3 | 239.4 | 0.85 | 236 | 245 | 100 | N |  |  | OP | X | 1 | 1964 |  |  | N | IPP Non-CHP | 2 | X | NG | RFO |  |  |  |  | DFO |  |  |  | N | N |  | 12H | [23 empty] | Y | Y | Y
Vintage1973 | petroleum | TRUE | 12490 | Middletown Power LLC | 562 | Middletown | CT | Middlesex | 4 | Petroleum Liquids | ST |  | S | X | X | un.laurel 22 mid4 | un.laurel 22 mid4 | 414.9 | 0.9 | 400 | 402 | 125 | N |  |  | OP | X | 5 | 1973 |  |  | N | IPP Non-CHP | 2 | X | RFO | [5 empty] | DFO |  |  |  | N | N |  | 12H | [23 empty] | N | N | N
Vintage1970 | other | TRUE | 4426 | NAES Corp | 563 | South Meadow | CT | Hartford | 11 | Petroleum Liquids | GT |  | W | X | X | SO11 |  | 41.8 | 0.8 | 35.7 | 46.9 | 10 | N |  |  | SB | Y | 8 | 1970 | 6 | 2023 | N | IPP Non-CHP | 2 | X | KER | [12 empty] | 10M | [23 empty] | N | N | N
Vintage1970 | other | TRUE | 4426 | NAES Corp | 563 | South Meadow | CT | Hartford | 12 | Petroleum Liquids | GT |  | W | X | X | SO12 |  | 41.8 | 0.9 | 37.7 | 47.8 | 10 | N |  |  | SB | Y | 8 | 1970 | 6 | 2023 | N | IPP Non-CHP | 2 | X | KER | [12 empty] | 10M | [23 empty] | N | N | N
Vintage1970 | other | TRUE | 4426 | NAES Corp | 563 | South Meadow | CT | Hartford | 13 | Petroleum Liquids | GT |  | W | X | X | SO13 |  | 41.8 | 0.9 | 38.3 | 47.9 | 10 | N |  |  | SB | Y | 8 | 1970 | 6 | 2023 | N | IPP Non-CHP | 2 | X | KER | [12 empty] | 10M | [23 empty] | N | N | N
Vintage1970 | other | TRUE | 4426 | NAES Corp | 563 | South Meadow | CT | Hartford | 14 | Petroleum Liquids | GT |  | W | X | X | SO14 |  | 41.8 | 0.9 | 36.7 | 46.3 | 10 | N |  |  | SB | Y | 8 | 1970 | 6 | 2023 | N | IPP Non-CHP | 2 | X | KER | [12 empty] | 10M | [23 empty] | N | N | N
Vintage1987 | hard coal | TRUE | 14610 | Orlando Utilities Comm | 564 | Stanton Energy Center | FL | Orange | 1 | Conventional Steam Coal | ST |  | J | X | X |  |  | 464.5 | 0.9 | 455 | 455 | 90 | N |  |  | OP | X | 7 | 1987 | 12 | 2025 | N | Electric Utility | 1 | X | BIT | NG | LFG |  |  |  | NG |  |  |  | N | N |  | OVER |  | Y |  |  | Y | [18 empty] | Y | Y | N
Vintage1996 | hard coal | TRUE | 14610 | Orlando Utilities Comm | 564 | Stanton Energy Center | FL | Orange | 2 | Conventional Steam Coal | ST |  | J | X | X |  |  | 464.5 | 0.9 | 467 | 467 | 95 | N |  |  | OP | X | 6 | 1996 |  |  | N | Electric Utility | 1 | X | BIT | NG | LFG |  |  |  | NG |  |  |  | N | N |  | OVER |  | Y |  |  | Y | [18 empty] | Y | Y | N
Vintage2010 | natural gas combined cycle | TRUE | 14610 | Orlando Utilities Comm | 564 | Stanton Energy Center | FL | Orange | B | Natural Gas Fired Combined Cycle | CA | OUC | S | Y | X |  |  | 129.8 | 0.85 | 128 | 130 |  | N |  |  | OP | X | 2 | 2010 |  |  | N | Electric Utility | 1 | X | NG | DFO | [8 empty] | N | N |  | 12H | [5 empty] | N | [17 empty] | Y | N | Y
Vintage2010 | natural gas combined cycle | TRUE | 14610 | Orlando Utilities Comm | 564 | Stanton Energy Center | FL | Orange | B1 | Natural Gas Fired Combined Cycle | CT | OUC | S | X | N |  |  | 203.2 | 0.85 | 167 | 170 | 155 | N |  |  | OP | X | 2 | 2010 |  |  | N | Electric Utility | 1 | X | NG | DFO | [8 empty] | N | N |  | 12H | [23 empty] | Y | N | Y
Vintage1967 | other | TRUE | 22379 | Connecticut Jet Power LLC | 565 | Torrington Terminal | CT | Litchfield | UN10 | Petroleum Liquids | GT |  | S | X | X |  |  | 21.8 | 0.85 | 17.4 | 22.5 | 17.4 | N |  |  | OP | X | 11 | 1967 |  |  | N | IPP Non-CHP | 2 | X | KER | [9 empty] | N | N |  | 10M | [23 empty] | N | N | N
Vintage1975 | nuclear | TRUE | 5221 | Dominion Energy Nuclear Conn Inc | 566 | Millstone | CT | New London | 2 | Nuclear | ST |  | S | X | X | UN.MILSTONE24.0MIL2 | UN.MILSTONE24.0MIL2 | 909.9 | 0.9 | 872.3 | 869.8 | 50 | N |  |  | OP | X | 12 | 1975 |  |  | N | IPP Non-CHP | 2 | X | NUC | [5 empty] | NUC |  |  |  | N | N |  | OVER | [23 empty] | N
Vintage1986 | nuclear | TRUE | 5221 | Dominion Energy Nuclear Conn Inc | 566 | Millstone | CT | New London | 3 | Nuclear | ST |  | J | X | X | UN.MILSTONE24.0MIL3 | UN.MILSTONE24.0MIL3 | 1253 | 0.93 | 1225 | 1234.3 | 65 | N |  |  | OP | X | 4 | 1986 |  |  | N | IPP Non-CHP | 2 | X | NUC | [5 empty] | NUC |  |  |  | N | N |  | OVER | [7 empty] | 21 | 21 | 5 | 2022 | [12 empty] | N
Vintage2019 | natural gas combined cycle | TRUE | 15452 | PSEG Power Connecticut LLC | 568 | Bridgeport Station | CT | Fairfield | 501 | Natural Gas Fired Combined Cycle | CT | CC1 | S | X | N |  |  | 375.7 | 0.85 | 342 | 364 | 155 | N |  |  | OP | X | 6 | 2019 |  |  | N | IPP Non-CHP | 2 | X | NG | [10 empty] | N |  | 1H | [23 empty] | N |  | N
Vintage2019 | natural gas combined cycle | TRUE | 15452 | PSEG Power Connecticut LLC | 568 | Bridgeport Station | CT | Fairfield | 502 | Natural Gas Fired Combined Cycle | CA | CC1 | S | Y | X |  |  | 200.6 | 0.85 | 154.6 | 150.8 | 82 | N |  |  | OP | X | 6 | 2019 |  |  | N | IPP Non-CHP | 2 | X | NG | [10 empty] | N |  | 12H | [23 empty] | N | N | N
Vintage1986 | hydro | TRUE | 3249 | Central Hudson Gas & Elec Corp | 579 | Central Hudson High Falls | NY | Ulster | 1 | Conventional Hydroelectric | HY |  | S | X | X | 23754 | 23754 | 3.2 | 0.89 | 3.2 | 3.2 | 0.2 | N |  |  | OP | X | 12 | 1986 |  |  | N | Electric Utility | 1 | X | WAT | [9 empty] | N |  |  | 10M
Vintage1972 | petroleum | TRUE | 13831 | City of Norwich - (CT) | 581 | North Main Street | CT | New London | 5 | Petroleum Liquids | GT |  | S | X | X | UN.TUNNEL 69 NORJ | UN.TUNNEL 69 NORJ | 19 | 0.9 | 15.3 | 18.8 | 2 | N |  |  | OP | X | 8 | 1972 |  |  | N | Electric Utility | 1 | X | DFO | [9 empty] | N | N |  | 1H |  |  |  | N | [19 empty] | N | N
Vintage1967 | hydro | TRUE | 13831 | City of Norwich - (CT) | 583 | Tenth Street | CT | New London | 1 | Conventional Hydroelectric | HY |  | S | X | X | UN.TUNNEL 69 NORJ | UN.TUNNEL 69 NORJ | 1.4 | 0.9 | 1 | 1.2 | 0.1 | N |  |  | OP | X | 5 | 1967 |  |  | N | Electric Utility | 1 | X | WAT | [9 empty] | N | N |  | 10M | [23 empty] | N
Vintage1989 | hydro | TRUE | 6204 | City of Farmington - (NM) | 584 | Navajo Dam | NM | San Juan | 1 | Conventional Hydroelectric | HY |  | S | X | X |  |  | 15 | 0.9 | 15 | 15 | 6 | N |  |  | OP | X | 1 | 1989 |  |  | N | Electric Utility | 1 | X | WAT | [9 empty] | N | N |  | 12H
Vintage1989 | hydro | TRUE | 6204 | City of Farmington - (NM) | 584 | Navajo Dam | NM | San Juan | 2 | Conventional Hydroelectric | HY |  | S | X | X |  |  | 15 | 0.9 | 15 | 15 | 6 | N |  |  | OP | X | 1 | 1989 |  |  | N | Electric Utility | 1 | X | WAT | [9 empty] | N | N |  | 12H
Vintage1984 | hydro | TRUE | 9216 | Imperial Irrigation District | 585 | Drop 1 | CA | Imperial | 1 | Conventional Hydroelectric | HY |  | S | X | X |  |  | 1.9 | 0.8 | 1.3 | 1.5 | 0.2 | N |  |  | OP | X | 11 | 1984 |  |  | N | Electric Utility | 1 | X | WAT | [9 empty] | N | N |  | 1H | [23 empty] | N
Vintage1984 | hydro | TRUE | 9216 | Imperial Irrigation District | 585 | Drop 1 | CA | Imperial | 2 | Conventional Hydroelectric | HY |  | S | X | X |  |  | 1.9 | 0.8 | 1.2 | 1.1 | 0.2 | N |  |  | OP | X | 11 | 1984 |  |  | N | Electric Utility | 1 | X | WAT | [9 empty] | N | N |  | 1H | [23 empty] | N
Vintage1984 | hydro | TRUE | 9216 | Imperial Irrigation District | 585 | Drop 1 | CA | Imperial | 3 | Conventional Hydroelectric | HY |  | S | X | X |  |  | 1.9 | 0.8 | 1.3 | 1.1 | 0.2 | N |  |  | OP | X | 10 | 1984 |  |  | N | Electric Utility | 1 | X | WAT | [9 empty] | N |  |  | 1H | [23 empty] | N
Vintage1984 | hydro | TRUE | 9216 | Imperial Irrigation District | 586 | East Highline | CA | Imperial | 1 | Conventional Hydroelectric | HY |  | S | X | X |  |  | 2.4 | 0.8 | 1 | 0.8 | 0.3 | N |  |  | OP | X | 9 | 1984 |  |  | N | Electric Utility | 1 | X | WAT | [10 empty] | N |  | 1H | [23 empty] | N
Vintage1984 | biomass | TRUE | 2548 | City of Burlington Electric - (VT) | 589 | J C McNeil | VT | Chittenden | 1 | Wood/Wood Waste Biomass | ST |  | J | X | X | 474 | 474 | 59.5 | 0.9 | 52 | 54 | 15 | N |  |  | OP | X | 6 | 1984 |  |  | N | Electric Utility | 1 | X | WDS | NG | DFO |  |  |  | DFO | NG |  |  | N | N |  | 12H | [23 empty] | Y | Y | Y
Vintage1973 | petroleum | TRUE | 56609 | Calpine Mid-Atlantic Generation LLC | 591 | Christiana | DE | New Castle | CH11 | Petroleum Liquids | GT |  | S | X | X | 510440 | 510440 | 26 | 0.8 | 25 | 25 | 20 | N |  |  | SB | Y | 6 | 1973 |  |  | N | IPP Non-CHP | 2 | X | DFO | [9 empty] | N | N |  | 1H |  |  |  |  | N | [18 empty] | N
Vintage1973 | petroleum | TRUE | 56609 | Calpine Mid-Atlantic Generation LLC | 591 | Christiana | DE | New Castle | CH14 | Petroleum Liquids | GT |  | S | X | X | 510441 | 510441 | 26 | 0.8 | 25 | 25 | 20 | N |  |  | SB | Y | 6 | 1973 |  |  | N | IPP Non-CHP | 2 | X | DFO | [9 empty] | N | N |  | 1H |  |  |  |  | N | [18 empty] | N
Vintage1968 | petroleum | TRUE | 56609 | Calpine Mid-Atlantic Generation LLC | 592 | Delaware City 10 | DE | New Castle | DC10 | Petroleum Liquids | GT |  | S | X | X | 50524 | 50524 | 18.5 | 0.85 | 18 | 18 | 15 | N |  |  | SB | Y | 4 | 1968 |  |  | N | IPP Non-CHP | 2 | X | DFO | [9 empty] | N | N |  | 1H | [23 empty] | N
Vintage1963 | petroleum | TRUE | 56609 | Calpine Mid-Atlantic Generation LLC | 593 | Edge Moor | DE | New Castle | 10 | Petroleum Liquids | GT |  | S | X | X | 50887 | 50887 | 12.5 | 0.85 | 15 | 15 | 12.5 | N |  |  | SB | Y | 6 | 1963 |  |  | N | IPP Non-CHP | 2 | X | DFO | [9 empty] | N | N |  | 1H | [23 empty] | N
Vintage1954 | natural gas steam turbine | TRUE | 56609 | Calpine Mid-Atlantic Generation LLC | 593 | Edge Moor | DE | New Castle | 3 | Natural Gas Steam Turbine | ST |  | S | X | X | 50888 | 50888 | 75 | 0.85 | 86 | 86 | 25 | N |  |  | OP | X | 12 | 1954 |  |  | N | IPP Non-CHP | 2 | X | NG | RFO | DFO |  |  |  | NG | DFO |  |  | N | N |  | OVER |  | N |  |  | N | [18 empty] | Y | Y | Y
Vintage1966 | natural gas steam turbine | TRUE | 56609 | Calpine Mid-Atlantic Generation LLC | 593 | Edge Moor | DE | New Castle | 4 | Natural Gas Steam Turbine | ST |  | S | X | X | 50893 | 50893 | 176.8 | 0.85 | 174 | 174 | 50 | N |  |  | OP | X | 4 | 1966 |  |  | N | IPP Non-CHP | 2 | X | NG | RFO | DFO |  |  |  | NG | DFO |  |  | N | N |  | OVER |  | N |  |  | N | [18 empty] | Y | Y | Y
Vintage1973 | natural gas steam turbine | TRUE | 56609 | Calpine Mid-Atlantic Generation LLC | 593 | Edge Moor | DE | New Castle | 5 | Natural Gas Steam Turbine | ST |  | S | X | X | 50894 | 50894 | 446 | 0.9 | 450 | 450 | 65 | N |  |  | OP | X | 8 | 1973 |  |  | N | IPP Non-CHP | 2 | X | NG | RFO | DFO |  |  |  | NG | DFO |  |  | N |  |  | OVER | [23 empty] | Y | Y | Y
Vintage1967 | petroleum | TRUE | 9332 | Indian River Operations Inc | 594 | Indian River Generating Station | DE | Sussex | 10 | Petroleum Liquids | GT |  | W | X | X |  |  | 18.6 | 0.85 | 16.1 | 16.1 | 14 | N |  |  | OP | X | 6 | 1967 |  |  | N | IPP Non-CHP | 2 | X | DFO | [9 empty] | N | N |  | 1H | [20 empty] | N |  |  | N | N | N
Vintage1980 | hard coal | TRUE | 9332 | Indian River Operations Inc | 594 | Indian River Generating Station | DE | Sussex | 4 | Conventional Steam Coal | ST |  | W | X | X |  |  | 445.5 | 0.9 | 410 | 410 | 190 | N |  |  | OP | X | 10 | 1980 | 12 | 2026 | N | IPP Non-CHP | 2 | X | BIT | DFO |  |  |  |  | DFO |  |  |  | N | N |  | OVER |  | Y |  |  | Y | [15 empty] | N |  |  | N | N | N
Vintage1964 | petroleum | TRUE | 56609 | Calpine Mid-Atlantic Generation LLC | 597 | West Station (DE) | DE | New Castle | WEST | Petroleum Liquids | GT |  | S | X | X | 50871 | 50871 | 20 | 0.85 | 15 | 19 | 15 | N |  |  | SB | Y | 6 | 1964 |  |  | N | IPP Non-CHP | 2 | X | DFO | [9 empty] | N | N |  | 1H | [23 empty] | N
Vintage1984 | hard coal | TRUE | 60421 | Brandon Shores LLC | 602 | Brandon Shores | MD | Anne Arundel | 1 | Conventional Steam Coal | ST |  | S | X | X | 50659 | 50659 | 685.1 | 0.9 | 635 | 635 | 220 | N |  |  | OP | X | 5 | 1984 |  |  | N | IPP Non-CHP | 2 | X | BIT | [5 empty] | DFO |  |  |  | N | N |  | OVER |  | Y |  |  | Y | [15 empty] | N |  |  | N | N | N
Vintage1991 | hard coal | TRUE | 60421 | Brandon Shores LLC | 602 | Brandon Shores | MD | Anne Arundel | 2 | Conventional Steam Coal | ST |  | S | X | X | 50660 | 50660 | 685.1 | 0.9 | 638 | 638 | 220 | N |  |  | OP | X | 5 | 1991 |  |  | N | IPP Non-CHP | 2 | X | BIT | [5 empty] | DFO |  |  |  | N | N |  | OVER |  | Y |  |  | Y | [15 empty] | N |  |  | N | N | N
Vintage1984 | natural gas peaker | TRUE | 15500 | Puget Sound Energy Inc | 607 | Fredonia | WA | Skagit | 1 | Natural Gas Fired Combustion Turbine | GT |  | S | X | X |  |  | 129.1 | 0.9 | 93 | 114 | 40 | N |  |  | SB | Y | 5 | 1984 |  |  | N | Electric Utility | 1 | X | NG | DFO | [8 empty] | N |  |  | 1H | [23 empty] | Y | N | Y
Vintage1984 | natural gas peaker | TRUE | 15500 | Puget Sound Energy Inc | 607 | Fredonia | WA | Skagit | 2 | Natural Gas Fired Combustion Turbine | GT |  | S | X | X |  |  | 129.1 | 0.9 | 93 | 114 | 40 | N |  |  | SB | Y | 5 | 1984 |  |  | N | Electric Utility | 1 | X | NG | DFO | [8 empty] | N | N |  | 1H | [23 empty] | Y | N | Y
Vintage2001 | natural gas peaker | TRUE | 15500 | Puget Sound Energy Inc | 607 | Fredonia | WA | Skagit | 3 | Natural Gas Fired Combustion Turbine | GT |  | S | X | X |  |  | 58.9 | 0.9 | 47 | 60 | 20 | N |  |  | SB | Y | 7 | 2001 |  |  | N | Electric Utility | 1 | X | NG | DFO | [8 empty] | N | N |  | 10M | [23 empty] | Y | N | Y
Vintage2001 | natural gas peaker | TRUE | 15500 | Puget Sound Energy Inc | 607 | Fredonia | WA | Skagit | 4 | Natural Gas Fired Combustion Turbine | GT |  | S | X | X |  |  | 58.9 | 0.9 | 47 | 60 | 20 | N |  |  | SB | Y | 7 | 2001 |  |  | N | Electric Utility | 1 | X | NG | DFO | [8 empty] | N | N |  | 10M | [23 empty] | Y | N | Y
Vintage2013 | natural gas combined cycle | TRUE | 6452 | Florida Power & Light Co | 609 | Cape Canaveral | FL | Brevard | 3A | Natural Gas Fired Combined Cycle | CT | PCC | S | X | N |  |  | 265 | 0.85 | 270.4 | 300.8 | 189 | N |  |  | OP | X | 4 | 2013 |  |  | N | Electric Utility | 1 | X | NG | DFO | [8 empty] | N |  |  | 12H | [23 empty] | Y | N | Y
Vintage2013 | natural gas combined cycle | TRUE | 6452 | Florida Power & Light Co | 609 | Cape Canaveral | FL | Brevard | 3B | Natural Gas Fired Combined Cycle | CT | PCC | S | X | N |  |  | 265 | 0.85 | 270.4 | 300.8 | 189 | N |  |  | OP | X | 4 | 2013 |  |  | N | Electric Utility | 1 | X | NG | DFO | [8 empty] | N |  |  | 12H | [23 empty] | Y | N | Y
Vintage2013 | natural gas combined cycle | TRUE | 6452 | Florida Power & Light Co | 609 | Cape Canaveral | FL | Brevard | 3C | Natural Gas Fired Combined Cycle | CT | PCC | S | X | N |  |  | 265 | 0.85 | 270.4 | 300.8 | 189 | N |  |  | OP | X | 4 | 2013 |  |  | N | Electric Utility | 1 | X | NG | DFO | [8 empty] | N |  |  | 12H | [23 empty] | Y | N | Y
Vintage2013 | natural gas combined cycle | TRUE | 6452 | Florida Power & Light Co | 609 | Cape Canaveral | FL | Brevard | 3ST | Natural Gas Fired Combined Cycle | CA | PCC | S | N | X |  |  | 500 | 0.85 | 478.8 | 490.6 | 189 | N |  |  | OP | X | 4 | 2013 |  |  | N | Electric Utility | 1 | X | NG | DFO | [8 empty] | N |  |  | 12H | [23 empty] | Y | N | Y
Vintage2000 | natural gas combined cycle | TRUE | 6452 | Florida Power & Light Co | 612 | Fort Myers | FL | Lee | 2A | Natural Gas Fired Combined Cycle | CT | F901 | S | X | Y |  |  | 188.2 | 0.85 | 199.5 | 207 | 90 | N |  |  | OP | X | 12 | 2000 |  |  | N | Electric Utility | 1 | X | NG | DFO | [8 empty] | N |  |  | 1H | [23 empty] | Y |  | N
Vintage2000 | natural gas combined cycle | TRUE | 6452 | Florida Power & Light Co | 612 | Fort Myers | FL | Lee | 2B | Natural Gas Fired Combined Cycle | CT | F901 | S | X | Y |  |  | 188.2 | 0.85 | 197.4 | 207 | 90 | N |  |  | OP | X | 12 | 2000 |  |  | N | Electric Utility | 1 | X | NG | DFO | [8 empty] | N |  |  | 1H | [23 empty] | Y |  | N
Vintage2000 | natural gas combined cycle | TRUE | 6452 | Florida Power & Light Co | 612 | Fort Myers | FL | Lee | 2C | Natural Gas Fired Combined Cycle | CT | F901 | S | X | Y |  |  | 188.2 | 0.85 | 197.4 | 207 | 90 | N |  |  | OP | X | 12 | 2000 |  |  | N | Electric Utility | 1 | X | NG | DFO | [8 empty] | N |  |  | 1H | [23 empty] | Y |  | N
Vintage2001 | natural gas combined cycle | TRUE | 6452 | Florida Power & Light Co | 612 | Fort Myers | FL | Lee | 2D | Natural Gas Fired Combined Cycle | CT | F901 | S | X | Y |  |  | 188.2 | 0.85 | 197.4 | 207 | 90 | N |  |  | OP | X | 4 | 2001 |  |  | N | Electric Utility | 1 | X | NG | DFO | [8 empty] | N |  |  | 1H | [23 empty] | Y |  | N
Vintage2001 | natural gas combined cycle | TRUE | 6452 | Florida Power & Light Co | 612 | Fort Myers | FL | Lee | 2E | Natural Gas Fired Combined Cycle | CT | F901 | S | X | Y |  |  | 188.2 | 0.85 | 197.4 | 207 | 90 | N |  |  | OP | X | 5 | 2001 |  |  | N | Electric Utility | 1 | X | NG | DFO | [8 empty] | N |  |  | 1H | [23 empty] | Y |  | N
Vintage2001 | natural gas combined cycle | TRUE | 6452 | Florida Power & Light Co | 612 | Fort Myers | FL | Lee | 2F | Natural Gas Fired Combined Cycle | CT | F901 | S | X | Y |  |  | 188.2 | 0.85 | 197.4 | 207 | 90 | N |  |  | OP | X | 5 | 2001 |  |  | N | Electric Utility | 1 | X | NG | DFO | [8 empty] | N |  |  | 1H | [23 empty] | Y |  | N
Vintage1974 | petroleum | TRUE | 6452 | Florida Power & Light Co | 612 | Fort Myers | FL | Lee | 9 | Petroleum Liquids | GT |  | S | X | X |  |  | 62 | 0.9 | 54 | 61.5 | 5 | N |  |  | OP | X | 5 | 1974 |  |  | N | Electric Utility | 1 | X | DFO | [9 empty] | N |  |  | 10M | [23 empty] | N
Vintage2003 | natural gas peaker | TRUE | 6452 | Florida Power & Light Co | 612 | Fort Myers | FL | Lee | CT1 | Natural Gas Fired Combustion Turbine | GT |  | S | X | X |  |  | 188.2 | 0.85 | 182 | 200 | 90 | N |  |  | OP | X | 6 | 2003 |  |  | N | Electric Utility | 1 | X | NG | DFO | [8 empty] | N |  |  | 1H | [23 empty] | Y | Y | Y
Vintage2003 | natural gas peaker | TRUE | 6452 | Florida Power & Light Co | 612 | Fort Myers | FL | Lee | CT2 | Natural Gas Fired Combustion Turbine | GT |  | S | X | X |  |  | 188.2 | 0.85 | 182 | 200 | 90 | N |  |  | OP | X | 6 | 2003 |  |  | N | Electric Utility | 1 | X | NG | DFO | [8 empty] | N |  |  | 1H | [23 empty] | Y | Y | Y
Vintage1974 | petroleum | TRUE | 6452 | Florida Power & Light Co | 612 | Fort Myers | FL | Lee | GT1 | Petroleum Liquids | GT |  | S | X | X |  |  | 62 | 0.9 | 54 | 61.5 | 5 | N |  |  | OP | X | 5 | 1974 |  |  | N | Electric Utility | 1 | X | DFO | [9 empty] | N |  |  | 10M | [23 empty] | N
Vintage2016 | natural gas peaker | TRUE | 6452 | Florida Power & Light Co | 612 | Fort Myers | FL | Lee | PFM3C | Natural Gas Fired Combustion Turbine | GT |  | S | X | X |  |  | 229.5 | 0.85 | 231 | 223 | 90 | N |  |  | OP | X | 12 | 2016 |  |  | N | Electric Utility | 1 | X | NG | DFO | [8 empty] | N | N |  | 1H | [23 empty] | Y | N | Y
Vintage2016 | natural gas peaker | TRUE | 6452 | Florida Power & Light Co | 612 | Fort Myers | FL | Lee | PFM3D | Natural Gas Fired Combustion Turbine | GT |  | S | X | X |  |  | 229.5 | 0.85 | 231 | 223 | 90 | N |  |  | OP | X | 12 | 2016 |  |  | N | Electric Utility | 1 | X | NG | DFO | [8 empty] | N | N |  | 1H | [23 empty] | Y | N | Y
Vintage1958 | natural gas combined cycle | TRUE | 6452 | Florida Power & Light Co | 612 | Fort Myers | FL | Lee | ST1 | Natural Gas Fired Combined Cycle | CA | F901 | S | N | X |  |  | 156.2 | 0.85 | 155.8 | 141 | 27.8 | N |  |  | OP | X | 11 | 1958 |  |  | N | Electric Utility | 1 | X | NG | [9 empty] | N |  |  | 1H | [23 empty] | N
Vintage1969 | natural gas combined cycle | TRUE | 6452 | Florida Power & Light Co | 612 | Fort Myers | FL | Lee | ST2 | Natural Gas Fired Combined Cycle | CA | F901 | S | N | X |  |  | 436.1 | 0.89 | 459.2 | 404 | 146.6 | N |  |  | OP | X | 7 | 1969 |  |  | N | Electric Utility | 1 | X | NG | [9 empty] | N |  |  | 1H | [23 empty] | N
Vintage1970 | natural gas peaker | TRUE | 6452 | Florida Power & Light Co | 613 | Lauderdale | FL | Broward | 3 | Natural Gas Fired Combustion Turbine | GT |  | S | X | X |  |  | 34.2 | 0.85 | 34.3 | 37.2 | 5 | N |  |  | OP | X | 8 | 1970 |  |  | N | Electric Utility | 1 | X | NG | DFO | [8 empty] | N |  |  | 10M | [23 empty] | Y | N | Y
Vintage1970 | natural gas peaker | TRUE | 6452 | Florida Power & Light Co | 613 | Lauderdale | FL | Broward | 5 | Natural Gas Fired Combustion Turbine | GT |  | S | X | X |  |  | 34.2 | 0.8 | 34.3 | 37.2 | 5 | N |  |  | OP | X | 8 | 1970 |  |  | N | Electric Utility | 1 | X | NG | DFO | [8 empty] | N |  |  | 10M | [23 empty] | Y | N | Y
Vintage2016 | natural gas peaker | TRUE | 6452 | Florida Power & Light Co | 613 | Lauderdale | FL | Broward | 6A | Natural Gas Fired Combustion Turbine | GT |  | S | X | X |  |  | 229.5 | 0.85 | 231 | 222 | 90 | N |  |  | OP | X | 12 | 2016 |  |  | N | Electric Utility | 1 | X | NG | DFO | [8 empty] | N | N |  | 10M | [23 empty] | Y | N | Y
Vintage2016 | natural gas peaker | TRUE | 6452 | Florida Power & Light Co | 613 | Lauderdale | FL | Broward | 6B | Natural Gas Fired Combustion Turbine | GT |  | S | X | X |  |  | 229.5 | 0.85 | 231 | 222 | 90 | N |  |  | OP | X | 12 | 2016 |  |  | N | Electric Utility | 1 | X | NG | DFO | [8 empty] | N | N |  | 10M | [23 empty] | Y | N | Y
Vintage2016 | natural gas peaker | TRUE | 6452 | Florida Power & Light Co | 613 | Lauderdale | FL | Broward | 6C | Natural Gas Fired Combustion Turbine | GT |  | S | X | X |  |  | 229.5 | 0.85 | 231 | 222 | 90 | N |  |  | OP | X | 12 | 2016 |  |  | N | Electric Utility | 1 | X | NG | DFO | [8 empty] | N | N |  | 10M | [23 empty] | Y | N | Y
Vintage2016 | natural gas peaker | TRUE | 6452 | Florida Power & Light Co | 613 | Lauderdale | FL | Broward | 6D | Natural Gas Fired Combustion Turbine | GT |  | S | X | X |  |  | 229.5 | 0.85 | 231 | 222 | 90 | N |  |  | OP | X | 12 | 2016 |  |  | N | Electric Utility | 1 | X | NG | DFO | [8 empty] | N | N |  | 10M | [23 empty] | Y | N | Y
Vintage2016 | natural gas peaker | TRUE | 6452 | Florida Power & Light Co | 613 | Lauderdale | FL | Broward | 6E | Natural Gas Fired Combustion Turbine | GT |  | S | X | X |  |  | 229.5 | 0.85 | 231 | 222 | 90 | N |  |  | OP | X | 12 | 2016 |  |  | N | Electric Utility | 1 | X | NG | DFO | [8 empty] | N | N |  | 10M | [23 empty] | Y | N | Y
Vintage2016 | natural gas combined cycle | TRUE | 6452 | Florida Power & Light Co | 617 | Port Everglades | FL | Broward | 5A | Natural Gas Fired Combined Cycle | CT | CC1 | S | X | N |  |  | 296 | 0.85 | 271.9 | 297.1 | 100 | N |  |  | OP | X | 4 | 2016 |  |  | N | Electric Utility | 1 | X | NG | DFO | [8 empty] | N |  |  | 12H | [23 empty] | Y | N | Y
Vintage2016 | natural gas combined cycle | TRUE | 6452 | Florida Power & Light Co | 617 | Port Everglades | FL | Broward | 5B | Natural Gas Fired Combined Cycle | CT | CC1 | S | X | N |  |  | 296 | 0.85 | 271.9 | 297.1 | 100 | N |  |  | OP | X | 4 | 2016 |  |  | N | Electric Utility | 1 | X | NG | DFO | [8 empty] | N |  |  | 12H | [23 empty] | Y | N | Y
Vintage2016 | natural gas combined cycle | TRUE | 6452 | Florida Power & Light Co | 617 | Port Everglades | FL | Broward | 5C | Natural Gas Fired Combined Cycle | CT | CC1 | S | X | N |  |  | 296 | 0.85 | 271.9 | 297.1 | 100 | N |  |  | OP | X | 4 | 2016 |  |  | N | Electric Utility | 1 | X | NG | DFO | [8 empty] | N |  |  | 12H | [23 empty] | Y | N | Y
Vintage2016 | natural gas combined cycle | TRUE | 6452 | Florida Power & Light Co | 617 | Port Everglades | FL | Broward | 5ST | Natural Gas Fired Combined Cycle | CA | CC1 | S | N | X |  |  | 464 | 0.85 | 421.3 | 446.7 | 100 | N |  |  | OP | X | 4 | 2016 |  |  | N | Electric Utility | 1 | X | NG | DFO | [8 empty] | N |  |  | 12H | [23 empty] | Y | N | Y
Vintage2014 | natural gas combined cycle | TRUE | 6452 | Florida Power & Light Co | 619 | Riviera | FL | Palm Beach | 5A | Natural Gas Fired Combined Cycle | CT | PRV | S | X | N |  |  | 265 | 0.85 | 270.5 | 300.9 |  | N |  |  | OP | X | 4 | 2014 |  |  | N | Electric Utility | 1 | X | NG | DFO | [8 empty] | N |  |  | 12H | [23 empty] | Y | N | Y
Vintage2014 | natural gas combined cycle | TRUE | 6452 | Florida Power & Light Co | 619 | Riviera | FL | Palm Beach | 5B | Natural Gas Fired Combined Cycle | CT | PRV | S | X | N |  |  | 265 | 0.85 | 270.5 | 300.9 |  | N |  |  | OP | X | 4 | 2014 |  |  | N | Electric Utility | 1 | X | NG | DFO | [8 empty] | N |  |  | 12H | [23 empty] | Y | N | Y
Vintage2014 | natural gas combined cycle | TRUE | 6452 | Florida Power & Light Co | 619 | Riviera | FL | Palm Beach | 5C | Natural Gas Fired Combined Cycle | CT | PRV | S | X | N |  |  | 265 | 0.85 | 270.5 | 300.9 |  | N |  |  | OP | X | 4 | 2014 |  |  | N | Electric Utility | 1 | X | NG | DFO | [8 empty] | N |  |  | 12H | [23 empty] | Y | N | Y
Vintage2014 | natural gas combined cycle | TRUE | 6452 | Florida Power & Light Co | 619 | Riviera | FL | Palm Beach | 5ST | Natural Gas Fired Combined Cycle | CA | PRV | S | Y | X |  |  | 500 | 0.85 | 478.5 | 490.3 |  | N |  |  | OP | X | 4 | 2014 |  |  | N | Electric Utility | 1 | X | NG | DFO | [8 empty] | N |  |  | 12H | [23 empty] | Y | N | Y
Vintage1969 | natural gas combined cycle | TRUE | 6452 | Florida Power & Light Co | 620 | Sanford | FL | Volusia | 4 | Natural Gas Fired Combined Cycle | CA | G160 | S | N | X |  |  | 436.1 | 0.89 | 388 | 360 | 132.6 | N |  |  | OP | X | 7 | 1969 |  |  | N | Electric Utility | 1 | X | NG | [9 empty] | N |  |  | 12H | [23 empty] | N
Vintage2002 | natural gas combined cycle | TRUE | 6452 | Florida Power & Light Co | 620 | Sanford | FL | Volusia | 4A | Natural Gas Fired Combined Cycle | CT | G160 | S | X | N |  |  | 188.2 | 0.85 | 197 | 207 | 95 | N |  |  | OP | X | 12 | 2002 |  |  | N | Electric Utility | 1 | X | NG | DFO | [8 empty] | N |  |  | 12H | [23 empty] | N |  | N
Vintage2002 | natural gas combined cycle | TRUE | 6452 | Florida Power & Light Co | 620 | Sanford | FL | Volusia | 4B | Natural Gas Fired Combined Cycle | CT | G160 | S | X | N |  |  | 188.2 | 0.85 | 197 | 207 | 95 | N |  |  | OP | X | 12 | 2002 |  |  | N | Electric Utility | 1 | X | NG | DFO | [8 empty] | N |  |  | 12H | [23 empty] | N |  | N
Vintage2002 | natural gas combined cycle | TRUE | 6452 | Florida Power & Light Co | 620 | Sanford | FL | Volusia | 4C | Natural Gas Fired Combined Cycle | CT | G160 | S | X | N |  |  | 188.2 | 0.85 | 197 | 207 | 95 | N |  |  | OP | X | 12 | 2002 |  |  | N | Electric Utility | 1 | X | NG | DFO | [8 empty] | N |  |  | 12H | [23 empty] | N |  | N
Vintage2003 | natural gas combined cycle | TRUE | 6452 | Florida Power & Light Co | 620 | Sanford | FL | Volusia | 4D | Natural Gas Fired Combined Cycle | CT | G160 | S | X | N |  |  | 188.2 | 0.85 | 197 | 207 | 95 | N |  |  | OP | X | 1 | 2003 |  |  | N | Electric Utility | 1 | X | NG | DFO | [8 empty] | N |  |  | 12H | [23 empty] | N |  | N
Vintage1974 | natural gas combined cycle | TRUE | 6452 | Florida Power & Light Co | 620 | Sanford | FL | Volusia | 5 | Natural Gas Fired Combined Cycle | CA | G161 | S | N | X |  |  | 436.1 | 0.89 | 388 | 360 | 132.6 | N |  |  | OP | X | 5 | 1974 |  |  | N | Electric Utility | 1 | X | NG | [9 empty] | N |  |  | 12H | [23 empty] | N |  | N
Vintage2002 | natural gas combined cycle | TRUE | 6452 | Florida Power & Light Co | 620 | Sanford | FL | Volusia | 5A | Natural Gas Fired Combined Cycle | CT | G161 | S | X | N |  |  | 188.2 | 0.85 | 197 | 207 | 95 | N |  |  | OP | X | 5 | 2002 |  |  | N | Electric Utility | 1 | X | NG | DFO | [8 empty] | N |  |  | 12H | [23 empty] | N |  | N
Vintage2002 | natural gas combined cycle | TRUE | 6452 | Florida Power & Light Co | 620 | Sanford | FL | Volusia | 5B | Natural Gas Fired Combined Cycle | CT | G161 | S | X | N |  |  | 188.2 | 0.85 | 197 | 207 | 95 | N |  |  | OP | X | 5 | 2002 |  |  | N | Electric Utility | 1 | X | NG | DFO | [8 empty] | N |  |  | 12H | [23 empty] | N |  | N
Vintage2002 | natural gas combined cycle | TRUE | 6452 | Florida Power & Light Co | 620 | Sanford | FL | Volusia | 5C | Natural Gas Fired Combined Cycle | CT | G161 | S | X | N |  |  | 188.2 | 0.85 | 197 | 207 | 95 | N |  |  | OP | X | 5 | 2002 |  |  | N | Electric Utility | 1 | X | NG | DFO | [8 empty] | N |  |  | 12H | [23 empty] | N |  | N
Vintage2002 | natural gas combined cycle | TRUE | 6452 | Florida Power & Light Co | 620 | Sanford | FL | Volusia | 5D | Natural Gas Fired Combined Cycle | CT | G161 | S | X | N |  |  | 188.2 | 0.85 | 197 | 207 | 95 | N |  |  | OP | X | 5 | 2002 |  |  | N | Electric Utility | 1 | X | NG | DFO | [8 empty] | N |  |  | 12H | [23 empty] | N |  | N
Vintage1972 | nuclear | TRUE | 6452 | Florida Power & Light Co | 621 | Turkey Point | FL | Miami Dade | 3 | Nuclear | ST |  | S | X | X |  |  | 877.2 | 0.9 | 837 | 859 | 420 | N |  |  | OP | X | 12 | 1972 |  |  | N | Electric Utility | 1 | X | NUC | [9 empty] | N |  |  | OVER | [23 empty] | N
Vintage1973 | nuclear | TRUE | 6452 | Florida Power & Light Co | 621 | Turkey Point | FL | Miami Dade | 4 | Nuclear | ST |  | S | X | X |  |  | 760 | 0.9 | 861 | 888 | 424 | N |  |  | OP | X | 9 | 1973 |  |  | N | Electric Utility | 1 | X | NUC | [9 empty] | N |  |  | OVER | [23 empty] | N
Vintage2007 | natural gas combined cycle | TRUE | 6452 | Florida Power & Light Co | 621 | Turkey Point | FL | Miami Dade | 5CA | Natural Gas Fired Combined Cycle | CA | G901 | S | N | X |  |  | 472 | 0.85 | 466.2 | 460 |  | N |  |  | OP | X | 5 | 2007 |  |  | N | Electric Utility | 1 | X | NG | DFO | [8 empty] | N |  |  | 12H | [23 empty] | Y | N | Y
Vintage2007 | natural gas combined cycle | TRUE | 6452 | Florida Power & Light Co | 621 | Turkey Point | FL | Miami Dade | 5CTA | Natural Gas Fired Combined Cycle | CT | G901 | S | X | N |  |  | 188 | 0.85 | 197.8 | 207 | 90 | N |  |  | OP | X | 5 | 2007 |  |  | N | Electric Utility | 1 | X | NG | DFO | [8 empty] | N |  |  | 12H | [23 empty] | Y | N | Y
Vintage2007 | natural gas combined cycle | TRUE | 6452 | Florida Power & Light Co | 621 | Turkey Point | FL | Miami Dade | 5CTB | Natural Gas Fired Combined Cycle | CT | G901 | S | X | N |  |  | 188 | 0.85 | 196.7 | 207 | 90 | N |  |  | OP | X | 5 | 2007 |  |  | N | Electric Utility | 1 | X | NG | DFO | [8 empty] | N |  |  | 12H | [23 empty] | Y | N | Y
Vintage2007 | natural gas combined cycle | TRUE | 6452 | Florida Power & Light Co | 621 | Turkey Point | FL | Miami Dade | 5CTC | Natural Gas Fired Combined Cycle | CT | G901 | S | X | N |  |  | 188 | 0.85 | 196.7 | 207 | 90 | N |  |  | OP | X | 5 | 2007 |  |  | N | Electric Utility | 1 | X | NG | DFO | [8 empty] | N |  |  | 12H | [23 empty] | Y | N | Y
Vintage2007 | natural gas combined cycle | TRUE | 6452 | Florida Power & Light Co | 621 | Turkey Point | FL | Miami Dade | 5CTD | Natural Gas Fired Combined Cycle | CT | G901 | S | X | N |  |  | 188 | 0.85 | 196.7 | 207 | 90 | N |  |  | OP | X | 5 | 2007 |  |  | N | Electric Utility | 1 | X | NG | DFO | [8 empty] | N |  |  | 12H | [23 empty] | Y | N | Y
Vintage1995 | hydro | TRUE | 16868 | City of Seattle - (WA) | 622 | South Fork Tolt | WA | King | 1 | Conventional Hydroelectric | HY |  | S | X | X |  |  | 16.8 | 0.9 | 16.8 | 16.8 | 0 | N |  |  | OP | X | 11 | 1995 |  |  | N | Electric Utility | 1 | X | WAT | [9 empty] | N | N |  | 12H | [23 empty] | N
Vintage1983 | hydro | TRUE | 13511 | New York State Elec & Gas Corp | 625 | Upper Mechanicville | NY | Saratoga | 1 | Conventional Hydroelectric | HY |  | S | X | X | 23645 | 23645 | 8.2 | 0.95 | 9.2 | 9.2 | 0 | N |  |  | OP | X | 9 | 1983 |  |  | N | Electric Utility | 1 | X | WAT | [9 empty] | N | N |  | 1H | [23 empty] | N
Vintage1983 | hydro | TRUE | 13511 | New York State Elec & Gas Corp | 625 | Upper Mechanicville | NY | Saratoga | 2 | Conventional Hydroelectric | HY |  | S | X | X | 23645 | 23645 | 8.2 | 0.95 | 9.2 | 9.2 | 0 | N |  |  | OA | X | 9 | 1983 |  |  | N | Electric Utility | 1 | X | WAT | [9 empty] | N | N |  | 1H | [23 empty] | N
Vintage1985 | hydro | TRUE | 14328 | Pacific Gas & Electric Co. | 626 | Oak Flat | CA | Plumas | 1 | Conventional Hydroelectric | HY |  | S | X | X | BCKSCRK_7_N002 | BCKSCRK_7_N002 | 1.4 | 0.86 | 1.3 | 1.3 | 0 | N |  |  | OP | X | 11 | 1985 |  |  | N | Electric Utility | 1 | X | WAT | [9 empty] | N |  |  | 10M | [23 empty] | N
Vintage1973 | petroleum | TRUE | 6455 | Duke Energy Florida, LLC | 627 | Bayboro | FL | Pinellas | P1 | Petroleum Liquids | GT |  | S | X | X |  |  | 56.7 | 0.9 | 44 | 58 | 30 | N |  |  | OP | X | 4 | 1973 |  |  | N | Electric Utility | 1 | X | DFO | [9 empty] | N | N |  | 10M | [23 empty] | N
Vintage1973 | petroleum | TRUE | 6455 | Duke Energy Florida, LLC | 627 | Bayboro | FL | Pinellas | P2 | Petroleum Liquids | GT |  | S | X | X |  |  | 56.7 | 0.9 | 41 | 55 | 22 | N |  |  | OP | X | 4 | 1973 |  |  | N | Electric Utility | 1 | X | DFO | [9 empty] | N | N |  | 10M | [23 empty] | N
Vintage1973 | petroleum | TRUE | 6455 | Duke Energy Florida, LLC | 627 | Bayboro | FL | Pinellas | P3 | Petroleum Liquids | GT |  | S | X | X |  |  | 56.7 | 0.9 | 43 | 57 | 30 | N |  |  | OP | X | 4 | 1973 |  |  | N | Electric Utility | 1 | X | DFO | [9 empty] | N | N |  | 10M | [23 empty] | N
Vintage1973 | petroleum | TRUE | 6455 | Duke Energy Florida, LLC | 627 | Bayboro | FL | Pinellas | P4 | Petroleum Liquids | GT |  | S | X | X |  |  | 56.7 | 0.9 | 43 | 56 | 30 | N |  |  | OP | X | 4 | 1973 |  |  | N | Electric Utility | 1 | X | DFO | [9 empty] | N | N |  | 10M | [23 empty] | N
Vintage2018 | natural gas combined cycle | TRUE | 6455 | Duke Energy Florida, LLC | 628 | Crystal River | FL | Citrus | 1GTA | Natural Gas Fired Combined Cycle | CT | CC1 | S | X | N |  |  | 310.3 | 0.85 | 243 | 295 | 243 | N |  |  | OP | X | 10 | 2018 |  |  | N | Electric Utility | 1 | X | NG | [12 empty] | 12H | [23 empty] | N | N | N
Vintage2018 | natural gas combined cycle | TRUE | 6455 | Duke Energy Florida, LLC | 628 | Crystal River | FL | Citrus | 1GTB | Natural Gas Fired Combined Cycle | CT | CC1 | S | X | N |  |  | 310.3 | 0.85 | 242 | 295 | 242 | N |  |  | OP | X | 10 | 2018 |  |  | N | Electric Utility | 1 | X | NG | [12 empty] | 12H | [23 empty] | N | N | N
Vintage2018 | natural gas combined cycle | TRUE | 6455 | Duke Energy Florida, LLC | 628 | Crystal River | FL | Citrus | 2GTA | Natural Gas Fired Combined Cycle | CT | CC2 | S | X | N |  |  | 310.3 | 0.85 | 241 | 296 | 241 | N |  |  | OP | X | 11 | 2018 |  |  | N | Electric Utility | 1 | X | NG | [12 empty] | 12H | [23 empty] | N | N | N
Vintage2018 | natural gas combined cycle | TRUE | 6455 | Duke Energy Florida, LLC | 628 | Crystal River | FL | Citrus | 2GTB | Natural Gas Fired Combined Cycle | CT | CC2 | S | X | N |  |  | 310.3 | 0.85 | 242 | 297 | 242 | N |  |  | OP | X | 11 | 2018 |  |  | N | Electric Utility | 1 | X | NG | [12 empty] | 12H | [23 empty] | N | N | N
Vintage1984 | hard coal | TRUE | 6455 | Duke Energy Florida, LLC | 628 | Crystal River | FL | Citrus | 5 | Conventional Steam Coal | ST |  | S | X | X |  |  | 739.2 | 0.9 | 698 | 721 | 225 | N |  |  | OP | X | 10 | 1984 |  |  | N | Electric Utility | 1 | X | BIT | [5 empty] | DFO |  |  |  | N | N |  | OVER |  | Y |  |  | Y | [18 empty] | N
Vintage2018 | natural gas combined cycle | TRUE | 6455 | Duke Energy Florida, LLC | 628 | Crystal River | FL | Citrus | CC1ST | Natural Gas Fired Combined Cycle | CA | CC1 | S | Y | X |  |  | 364.7 | 0.85 | 322 | 335 | 322 | N |  |  | OP | X | 10 | 2018 |  |  | N | Electric Utility | 1 | X | NG | [12 empty] | 12H | [23 empty] | N | N | N
Vintage2018 | natural gas combined cycle | TRUE | 6455 | Duke Energy Florida, LLC | 628 | Crystal River | FL | Citrus | CC2ST | Natural Gas Fired Combined Cycle | CA | CC2 | S | Y | X |  |  | 364.7 | 0.85 | 320 | 336 | 320 | N |  |  | OP | X | 11 | 2018 |  |  | N | Electric Utility | 1 | X | NG | [12 empty] | 12H | [23 empty] | N | N | N
Vintage1982 | hard coal | TRUE | 6455 | Duke Energy Florida, LLC | 628 | Crystal River | FL | Citrus | ST4 | Conventional Steam Coal | ST |  | S | X | X |  |  | 739.2 | 0.9 | 712 | 721 | 225 | N |  |  | OP | X | 12 | 1982 |  |  | N | Electric Utility | 1 | X | BIT | [5 empty] | DFO |  |  |  | N | N |  | OVER |  | Y |  |  | Y | [18 empty] | N
Vintage1986 | hydro | TRUE | 14328 | Pacific Gas & Electric Co. | 632 | Newcastle | CA | Placer | 1 | Conventional Hydroelectric | HY |  | S | X | X | NEWCSTLE_7_B1 | NEWCSTLE_7_B1 | 12.7 | 0.9 | 11.5 | 11.5 | 0 | N |  |  | OP | X | 12 | 1986 |  |  | N | Electric Utility | 1 | X | WAT | [9 empty] | N |  |  | 10M | [23 empty] | N
Vintage2009 | natural gas combined cycle | TRUE | 6455 | Duke Energy Florida, LLC | 634 | P L Bartow | FL | Pinellas | 4AGT | Natural Gas Fired Combined Cycle | CT | G981 | S | X | Y |  |  | 208.2 | 0.85 | 181 | 216 | 181 | N |  |  | OP | X | 6 | 2009 |  |  | N | Electric Utility | 1 | X | NG | DFO | [8 empty] | N | N |  | 12H | [23 empty] | Y | N | Y
Vintage2009 | natural gas combined cycle | TRUE | 6455 | Duke Energy Florida, LLC | 634 | P L Bartow | FL | Pinellas | 4BGT | Natural Gas Fired Combined Cycle | CT | G981 | S | X | Y |  |  | 208.2 | 0.85 | 165 | 214 | 165 | N |  |  | OP | X | 6 | 2009 |  |  | N | Electric Utility | 1 | X | NG | DFO | [8 empty] | N | N |  | 12H | [23 empty] | Y | N | Y
Vintage2009 | natural gas combined cycle | TRUE | 6455 | Duke Energy Florida, LLC | 634 | P L Bartow | FL | Pinellas | 4CGT | Natural Gas Fired Combined Cycle | CT | G981 | S | X | Y |  |  | 208.2 | 0.85 | 181 | 197 | 181 | N |  |  | OP | X | 6 | 2009 |  |  | N | Electric Utility | 1 | X | NG | DFO | [8 empty] | N | N |  | 12H | [23 empty] | Y | N | Y
Vintage2009 | natural gas combined cycle | TRUE | 6455 | Duke Energy Florida, LLC | 634 | P L Bartow | FL | Pinellas | 4DGT | Natural Gas Fired Combined Cycle | CT | G981 | S | X | Y |  |  | 208.2 | 0.85 | 183 | 203 | 183 | N |  |  | OP | X | 6 | 2009 |  |  | N | Electric Utility | 1 | X | NG | DFO | [8 empty] | N | N |  | 12H | [23 empty] | Y | N | Y
Vintage2009 | natural gas combined cycle | TRUE | 6455 | Duke Energy Florida, LLC | 634 | P L Bartow | FL | Pinellas | 4ST | Natural Gas Fired Combined Cycle | CA | G981 | S | Y | X |  |  | 421.2 | 0.9 | 402 | 429 | 402 | N |  |  | OP | X | 6 | 2009 |  |  | N | Electric Utility | 1 | X | NG | DFO | [8 empty] | N | N |  | 12H | [23 empty] | Y | N | Y
Vintage1972 | petroleum | TRUE | 6455 | Duke Energy Florida, LLC | 634 | P L Bartow | FL | Pinellas | P1 | Petroleum Liquids | GT |  | S | X | X |  |  | 55.4 | 0.9 | 41 | 50 | 20 | N |  |  | OP | X | 5 | 1972 |  |  | N | Electric Utility | 1 | X | DFO | [9 empty] | N | N |  | 1H | [23 empty] | N
Vintage1972 | natural gas peaker | TRUE | 6455 | Duke Energy Florida, LLC | 634 | P L Bartow | FL | Pinellas | P2 | Natural Gas Fired Combustion Turbine | GT |  | S | X | X |  |  | 55.4 | 0.9 | 41 | 53 | 20 | N |  |  | OP | X | 6 | 1972 |  |  | N | Electric Utility | 1 | X | NG | DFO | [8 empty] | N | N |  | 1H | [23 empty] | Y | N | Y
Vintage1972 | petroleum | TRUE | 6455 | Duke Energy Florida, LLC | 634 | P L Bartow | FL | Pinellas | P3 | Petroleum Liquids | GT |  | S | X | X |  |  | 55.4 | 0.9 | 41 | 51 | 20 | N |  |  | OP | X | 6 | 1972 |  |  | N | Electric Utility | 1 | X | DFO | [9 empty] | N | N |  | 1H | [23 empty] | N
Vintage1972 | natural gas peaker | TRUE | 6455 | Duke Energy Florida, LLC | 634 | P L Bartow | FL | Pinellas | P4 | Natural Gas Fired Combustion Turbine | GT |  | S | X | X |  |  | 55.4 | 0.9 | 45 | 58 | 20 | N |  |  | OP | X | 6 | 1972 |  |  | N | Electric Utility | 1 | X | NG | DFO | [8 empty] | N | N |  | 1H | [23 empty] | Y | N | Y
Vintage1980 | natural gas peaker | TRUE | 6455 | Duke Energy Florida, LLC | 638 | Suwannee River | FL | Suwannee | P1 | Natural Gas Fired Combustion Turbine | GT |  | S | X | X |  |  | 65.9 | 0.9 | 48 | 65 | 30 | N |  |  | OP | X | 10 | 1980 |  |  | N | Electric Utility | 1 | X | NG | DFO | [8 empty] | N | N |  | 10M | [23 empty] | Y | N | Y
Vintage1980 | petroleum | TRUE | 6455 | Duke Energy Florida, LLC | 638 | Suwannee River | FL | Suwannee | P2 | Petroleum Liquids | GT |  | S | X | X |  |  | 65.9 | 0.9 | 48 | 64 | 30 | N |  |  | OP | X | 10 | 1980 |  |  | N | Electric Utility | 1 | X | DFO | [9 empty] | N | N |  | 10M | [23 empty] | N
Vintage1980 | natural gas peaker | TRUE | 6455 | Duke Energy Florida, LLC | 638 | Suwannee River | FL | Suwannee | P3 | Natural Gas Fired Combustion Turbine | GT |  | S | X | X |  |  | 65.9 | 0.9 | 49 | 65 | 30 | N |  |  | OP | X | 11 | 1980 |  |  | N | Electric Utility | 1 | X | NG | DFO | [8 empty] | N | N |  | 10M | [23 empty] | Y | N | Y
Vintage1959 | natural gas steam turbine | TRUE | 7801 | Gulf Power Co | 641 | Gulf Clean Energy Center | FL | Escambia | 4 | Natural Gas Steam Turbine | ST |  | S | X | X |  |  | 93.7 | 0.85 | 75 | 75 | 45 | N |  |  | OP | X | 7 | 1959 |  |  | N | Electric Utility | 1 | X | NG | [5 empty] | DFO |  |  |  | N | N |  | OVER | [23 empty] | N | N | N
Vintage1961 | natural gas steam turbine | TRUE | 7801 | Gulf Power Co | 641 | Gulf Clean Energy Center | FL | Escambia | 5 | Natural Gas Steam Turbine | ST |  | S | X | X |  |  | 93.7 | 0.85 | 75 | 75 | 45 | N |  |  | OP | X | 6 | 1961 |  |  | N | Electric Utility | 1 | X | NG | [5 empty] | DFO |  |  |  | N | N |  | OVER | [23 empty] | N | N | N
Vintage1970 | natural gas steam turbine | TRUE | 7801 | Gulf Power Co | 641 | Gulf Clean Energy Center | FL | Escambia | 6 | Natural Gas Steam Turbine | ST |  | S | X | X |  |  | 369.7 | 0.85 | 299 | 299 | 220 | N |  |  | OP | X | 5 | 1970 |  |  | N | Electric Utility | 1 | X | NG | [5 empty] | NG |  |  |  | N | N |  | OVER | [23 empty] | N | N | N
Vintage1973 | natural gas steam turbine | TRUE | 7801 | Gulf Power Co | 641 | Gulf Clean Energy Center | FL | Escambia | 7 | Natural Gas Steam Turbine | ST |  | S | X | X |  |  | 578 | 0.85 | 475 | 475 | 280 | N |  |  | OP | X | 8 | 1973 |  |  | N | Electric Utility | 1 | X | NG | [5 empty] | NG |  |  |  | N | N |  | OVER | [23 empty] | N | N | N
Vintage2021 | natural gas peaker | TRUE | 7801 | Gulf Power Co | 641 | Gulf Clean Energy Center | FL | Escambia | 8A | Natural Gas Fired Combustion Turbine | GT |  | S | X | X |  |  | 243.1 | 0.85 | 236 | 233 | 94 | N |  |  | OP | X | 12 | 2021 |  |  | N | Electric Utility | 1 | X | NG | DFO | [9 empty] | N |  | 1H | [23 empty] | Y | N | Y
Vintage2021 | natural gas peaker | TRUE | 7801 | Gulf Power Co | 641 | Gulf Clean Energy Center | FL | Escambia | 8B | Natural Gas Fired Combustion Turbine | GT |  | S | X | X |  |  | 243.1 | 0.85 | 236 | 233 | 94 | N |  |  | OP | X | 12 | 2021 |  |  | N | Electric Utility | 1 | X | NG | DFO | [9 empty] | N |  | 1H | [23 empty] | Y | N | Y
Vintage2021 | natural gas peaker | TRUE | 7801 | Gulf Power Co | 641 | Gulf Clean Energy Center | FL | Escambia | 8C | Natural Gas Fired Combustion Turbine | GT |  | S | X | X |  |  | 243.1 | 0.85 | 231.1 | 231.1 | 94 | N |  |  | OP | X | 12 | 2021 |  |  | N | Electric Utility | 1 | X | NG | DFO | [9 empty] | N |  | 1H | [23 empty] | Y | N | Y
Vintage2021 | natural gas peaker | TRUE | 7801 | Gulf Power Co | 641 | Gulf Clean Energy Center | FL | Escambia | 8D | Natural Gas Fired Combustion Turbine | GT |  | S | X | X |  |  | 243.1 | 0.85 | 231.1 | 231.1 | 94 | N |  |  | OP | X | 12 | 2021 |  |  | N | Electric Utility | 1 | X | NG | DFO | [9 empty] | N |  | 1H | [23 empty] | Y |  | Y
Vintage2002 | natural gas combined cycle | TRUE | 7801 | Gulf Power Co | 643 | Lansing Smith | FL | Bay | 3A | Natural Gas Fired Combined Cycle | CT | G180 | S | X | N |  |  | 203.2 | 0.85 |  |  |  | N |  |  | OP | X | 4 | 2002 |  |  | N | Electric Utility | 1 | X | NG | [9 empty] | N | N |  | 12H | [23 empty] | N | N | N
Vintage2002 | natural gas combined cycle | TRUE | 7801 | Gulf Power Co | 643 | Lansing Smith | FL | Bay | 3B | Natural Gas Fired Combined Cycle | CT | G180 | S | X | N |  |  | 203.2 | 0.85 |  |  |  | N |  |  | OP | X | 4 | 2002 |  |  | N | Electric Utility | 1 | X | NG | [9 empty] | N | N |  | 12H | [23 empty] | N | N | N
Vintage2002 | natural gas combined cycle | TRUE | 7801 | Gulf Power Co | 643 | Lansing Smith | FL | Bay | 3S | Natural Gas Fired Combined Cycle | CA | G180 | S | Y | X |  |  | 213.3 | 0.85 | 660 | 646 | 360 | N |  |  | OP | X | 4 | 2002 |  |  | N | Electric Utility | 1 | X | NG | [9 empty] | N | N |  | 12H | [23 empty] | N | N | N
Vintage1971 | petroleum | TRUE | 7801 | Gulf Power Co | 643 | Lansing Smith | FL | Bay | CT1 | Petroleum Liquids | GT |  | S | X | X |  |  | 41.8 | 0.9 | 32 | 40 | 32 | N |  |  | OP | X | 5 | 1971 |  |  | N | Electric Utility | 1 | X | DFO | [9 empty] | N | N |  | 1H | [23 empty] | N | N | N
Vintage2017 | solar pv | TRUE | 18454 | Tampa Electric Co | 645 | Big Bend | FL | Hillsborough | 1 | Solar Photovoltaic | PV |  | S | X | X |  |  | 19.8 |  | 19.8 | 19.8 |  | N |  |  | OP | X | 2 | 2017 |  |  | N | Electric Utility | 1 | X | SUN | [9 empty] | N | N |  | 10M | [23 empty] | N
Vintage2009 | natural gas peaker | TRUE | 18454 | Tampa Electric Co | 645 | Big Bend | FL | Hillsborough | GT4 | Natural Gas Fired Combustion Turbine | GT |  | S | X | X |  |  | 62 | 0.85 | 56 | 61 | 14 | N |  |  | OP | X | 8 | 2009 |  |  | N | Electric Utility | 1 | X | NG | DFO | [8 empty] | N | N |  | 10M | [23 empty] | Y | N | Y
Vintage2021 | natural gas peaker | TRUE | 18454 | Tampa Electric Co | 645 | Big Bend | FL | Hillsborough | GT5 | Natural Gas Fired Combustion Turbine | GT |  | S | X | X |  |  | 397.8 | 0.9 | 360 | 392 | 120 | N |  |  | OP | X | 12 | 2021 |  |  | N | Electric Utility | 1 | X | NG | [12 empty] | 1H | [23 empty] | N | N
Vintage2021 | natural gas peaker | TRUE | 18454 | Tampa Electric Co | 645 | Big Bend | FL | Hillsborough | GT6 | Natural Gas Fired Combustion Turbine | GT |  | S | X | X |  |  | 397.8 | 0.9 | 360 | 392 | 120 | N |  |  | OP | X | 12 | 2021 |  |  | N | Electric Utility | 1 | X | NG | [9 empty] | N | N |  | 1H | [23 empty] | N | N
Vintage1970 | natural gas steam turbine | TRUE | 18454 | Tampa Electric Co | 645 | Big Bend | FL | Hillsborough | ST1 | Natural Gas Steam Turbine | ST |  | S | X | X |  |  | 445.5 | 0.9 | 385 | 395 | 185 | N |  |  | OP | X | 10 | 1970 |  |  | N | Electric Utility | 1 | X | NG | [5 empty] | NG |  |  |  | N | N |  | 12H |  | Y |  |  |  | Y | [9 empty] | CA | NG | 445 | 12 | 2022 | N |  |  | N | N | N
Vintage1976 | natural gas steam turbine | TRUE | 18454 | Tampa Electric Co | 645 | Big Bend | FL | Hillsborough | ST3 | Natural Gas Steam Turbine | ST |  | S | X | X |  |  | 445.5 | 0.9 | 395 | 400 | 185 | N |  |  | OP | X | 5 | 1976 | 4 | 2023 | N | Electric Utility | 1 | X | NG | BIT |  |  |  |  | NG |  |  |  | N | N |  | 12H |  | Y |  |  |  | Y | [17 empty] | Y | Y | N
Vintage1985 | hard coal | TRUE | 18454 | Tampa Electric Co | 645 | Big Bend | FL | Hillsborough | ST4 | Conventional Steam Coal | ST |  | S | X | X |  |  | 486 | 0.9 | 437 | 442 | 157 | N |  |  | OP | X | 2 | 1985 |  |  | N | Electric Utility | 1 | X | BIT | NG |  |  |  |  | NG |  |  |  | N | N |  | 12H |  | Y |  |  |  | Y | [17 empty] | Y | Y | N
Vintage1987 | nuclear | TRUE | 7140 | Georgia Power Co | 649 | Vogtle | GA | Burke | 1 | Nuclear | ST |  | J | X | X |  |  | 1215 | 0.9 | 1150 | 1150 | 250 | N |  |  | OP | X | 5 | 1987 |  |  | N | Electric Utility | 1 | X | NUC | [9 empty] | N |  |  | OVER | [23 empty] | N | N
Vintage1989 | nuclear | TRUE | 7140 | Georgia Power Co | 649 | Vogtle | GA | Burke | 2 | Nuclear | ST |  | J | X | X |  |  | 1215 | 0.9 | 1152 | 1152 | 250 | N |  |  | OP | X | 5 | 1989 |  |  | N | Electric Utility | 1 | X | NUC | [9 empty] | N |  |  | OVER | [23 empty] | N | N
Vintage1972 | natural gas steam turbine | TRUE | 6909 | Gainesville Regional Utilities | 663 | Deerhaven Generating Station | FL | Alachua | 1 | Natural Gas Steam Turbine | ST |  | S | X | X |  |  | 75 | 0.85 | 75 | 75 | 21 | N |  |  | OP | X | 8 | 1972 | 12 | 2027 | N | Electric Utility | 1 | X | NG | RFO |  |  |  |  | NG |  |  |  | N | N |  | 12H | [23 empty] | Y | Y | Y
Vintage1981 | natural gas steam turbine | TRUE | 6909 | Gainesville Regional Utilities | 663 | Deerhaven Generating Station | FL | Alachua | 2 | Natural Gas Steam Turbine | ST |  | S | X | X |  |  | 250.7 | 0.85 | 232 | 232 | 65 | N |  |  | OP | X | 10 | 1981 | 12 | 2031 | N | Electric Utility | 1 | X | NG | BIT |  |  |  |  | NG | BIT |  |  | N | N |  | OVER |  | Y |  |  | Y | [18 empty] | Y | Y
Vintage1976 | natural gas peaker | TRUE | 6909 | Gainesville Regional Utilities | 663 | Deerhaven Generating Station | FL | Alachua | GT1 | Natural Gas Fired Combustion Turbine | GT |  | S | X | X |  |  | 24.6 | 0.85 | 17.5 | 20 | 3 | N |  |  | SB | Y | 7 | 1976 | 10 | 2026 | N | Electric Utility | 1 | X | NG | DFO | [8 empty] | N | N |  | 1H | [23 empty] | Y | N | Y
Vintage1976 | natural gas peaker | TRUE | 6909 | Gainesville Regional Utilities | 663 | Deerhaven Generating Station | FL | Alachua | GT2 | Natural Gas Fired Combustion Turbine | GT |  | S | X | X |  |  | 24.6 | 0.85 | 17.5 | 20 | 3 | N |  |  | SB | Y | 8 | 1976 | 10 | 2026 | N | Electric Utility | 1 | X | NG | DFO | [8 empty] | N | N |  | 1H | [23 empty] | Y | N | Y
Vintage1996 | natural gas peaker | TRUE | 6909 | Gainesville Regional Utilities | 663 | Deerhaven Generating Station | FL | Alachua | GT3 | Natural Gas Fired Combustion Turbine | GT |  | S | X | X |  |  | 96.1 | 0.85 | 75 | 81 | 50 | N |  |  | OP | X | 1 | 1996 |  |  | N | Electric Utility | 1 | X | NG | DFO | [8 empty] | N | N |  | 1H | [23 empty] | Y | N | Y
Vintage2021 | natural gas combined cycle | TRUE | 6909 | Gainesville Regional Utilities | 664 | John R Kelly | FL | Alachua | 8.2 | Natural Gas Fired Combined Cycle | CA | G681 | S | N | X |  |  | 45.5 | 0.85 | 37.5 | 38 |  | N |  |  | OP | X | 7 | 2021 |  |  | N | Electric Utility | 1 | X | NG | DFO | [8 empty] | N |  |  | 12H | [23 empty] | Y | N | Y
Vintage2001 | natural gas combined cycle | TRUE | 6909 | Gainesville Regional Utilities | 664 | John R Kelly | FL | Alachua | CT04 | Natural Gas Fired Combined Cycle | CT | G681 | S | X | N |  |  | 96.1 | 0.85 | 72 | 81 | 4 | N |  |  | OP | X | 5 | 2001 |  |  | N | Electric Utility | 1 | X | NG | DFO | [8 empty] | N | N |  | 1H | [23 empty] | Y | N | Y
Vintage1972 | petroleum | TRUE | 8795 | City of Homestead - (FL) | 665 | G W Ivey | FL | Miami Dade | 13 | Petroleum Liquids | IC |  | S | X | X |  |  | 2 | 0.8 | 1.8 | 1.8 | 1 | N |  |  | OP | X | 11 | 1972 |  |  | N | Electric Utility | 1 | X | DFO | NG | [8 empty] | N | N |  | 1H | [23 empty] | Y | N | Y
Vintage1972 | petroleum | TRUE | 8795 | City of Homestead - (FL) | 665 | G W Ivey | FL | Miami Dade | 14 | Petroleum Liquids | IC |  | S | X | X |  |  | 2 | 0.8 | 1.8 | 1.8 | 1 | N |  |  | OP | X | 11 | 1972 |  |  | N | Electric Utility | 1 | X | DFO | NG | [8 empty] | N | N |  | 1H | [23 empty] | Y | N | Y
Vintage1972 | petroleum | TRUE | 8795 | City of Homestead - (FL) | 665 | G W Ivey | FL | Miami Dade | 15 | Petroleum Liquids | IC |  | S | X | X |  |  | 2 | 0.8 | 1.8 | 1.8 | 1 | N |  |  | OP | X | 11 | 1972 |  |  | N | Electric Utility | 1 | X | DFO | NG | [8 empty] | N | N |  | 1H | [23 empty] | Y | N | Y
Vintage1972 | petroleum | TRUE | 8795 | City of Homestead - (FL) | 665 | G W Ivey | FL | Miami Dade | 16 | Petroleum Liquids | IC |  | S | X | X |  |  | 2 | 0.8 | 1.8 | 1.8 | 1 | N |  |  | OP | X | 11 | 1972 |  |  | N | Electric Utility | 1 | X | DFO | NG | [8 empty] | N | N |  | 1H | [23 empty] | Y | N | Y
Vintage1972 | petroleum | TRUE | 8795 | City of Homestead - (FL) | 665 | G W Ivey | FL | Miami Dade | 17 | Petroleum Liquids | IC |  | S | X | X |  |  | 2 | 0.8 | 1.8 | 1.8 | 1 | N |  |  | OP | X | 11 | 1972 |  |  | N | Electric Utility | 1 | X | DFO | NG | [8 empty] | N | N |  | 1H | [23 empty] | Y | N | Y
Vintage1975 | petroleum | TRUE | 8795 | City of Homestead - (FL) | 665 | G W Ivey | FL | Miami Dade | 19 | Petroleum Liquids | IC |  | S | X | X |  |  | 8.8 | 0.8 | 8 | 8 | 3.5 | N |  |  | OP | X | 2 | 1975 |  |  | N | Electric Utility | 1 | X | DFO | NG | [8 empty] | N | N |  | 1H | [23 empty] | Y | N | Y
Vintage1970 | petroleum | TRUE | 8795 | City of Homestead - (FL) | 665 | G W Ivey | FL | Miami Dade | 2 | Petroleum Liquids | IC |  | S | X | X |  |  | 2 | 0.8 | 1.8 | 1.8 | 1 | N |  |  | OP | X | 3 | 1970 |  |  | N | Electric Utility | 1 | X | DFO | NG | [8 empty] | N | N |  | 1H | [23 empty] | Y | N | Y
Vintage1981 | petroleum | TRUE | 8795 | City of Homestead - (FL) | 665 | G W Ivey | FL | Miami Dade | 20 | Petroleum Liquids | IC |  | S | X | X |  |  | 6.4 | 0.8 | 6 | 6 | 3 | N |  |  | OP | X | 5 | 1981 |  |  | N | Electric Utility | 1 | X | DFO | NG | [8 empty] | N | N |  | 1H | [23 empty] | Y | N | Y
Vintage1981 | petroleum | TRUE | 8795 | City of Homestead - (FL) | 665 | G W Ivey | FL | Miami Dade | 21 | Petroleum Liquids | IC |  | S | X | X |  |  | 6.4 | 0.8 | 6 | 6 | 3 | N |  |  | OP | X | 5 | 1981 |  |  | N | Electric Utility | 1 | X | DFO | NG | [8 empty] | N | N |  | 1H | [23 empty] | Y | N | Y
Vintage2013 | petroleum | TRUE | 8795 | City of Homestead - (FL) | 665 | G W Ivey | FL | Miami Dade | 22 | Petroleum Liquids | IC |  | S | X | X |  |  | 0.1 | 0.8 | 0.1 | 0.1 | 0 | N |  |  | SB | N | 1 | 2013 |  |  | N | Electric Utility | 1 | X | DFO | [9 empty] | N | N |  | 10M | [23 empty] | N
Vintage1970 | petroleum | TRUE | 8795 | City of Homestead - (FL) | 665 | G W Ivey | FL | Miami Dade | 3 | Petroleum Liquids | IC |  | S | X | X |  |  | 2 | 0.8 | 1.8 | 1.8 | 1 | N |  |  | OP | X | 3 | 1970 |  |  | N | Electric Utility | 1 | X | DFO | NG | [8 empty] | N | N |  | 1H | [23 empty] | Y | N | Y
Vintage2000 | natural gas peaker | TRUE | 9617 | JEA | 666 | J D Kennedy | FL | Duval | GT37 | Natural Gas Fired Combustion Turbine | GT |  | S | X | X | FRCC | FRCC | 185 | 0.9 | 178.6 | 191.2 | 65 | N |  |  | OP | X | 6 | 2000 |  |  | N | Electric Utility | 1 | X | NG | DFO | [8 empty] | N | N |  | 1H | [23 empty] | Y | N | Y
Vintage2009 | natural gas peaker | TRUE | 9617 | JEA | 666 | J D Kennedy | FL | Duval | GT38 | Natural Gas Fired Combustion Turbine | GT |  | S | X | X | FRCC | FRCC | 185 | 0.85 | 178.6 | 191.2 | 65 | N |  |  | OP | X | 6 | 2009 |  |  | N | Electric Utility | 1 | X | NG | DFO | [8 empty] | N | N |  | 1H | [23 empty] | Y | N | Y
Vintage1966 | hard coal | TRUE | 9617 | JEA | 667 | Northside Generating Station | FL | Duval | 1 | Conventional Steam Coal | ST |  | S | X | X | FRCC | FRCC | 297.5 | 0.85 | 293 | 293 | 165 | N |  |  | OP | X | 3 | 1966 |  |  | N | Electric Utility | 1 | X | BIT | PC |  |  |  |  | NG |  |  |  | N | N |  | OVER | Y |  |  |  | Y | [15 empty] | N |  |  | Y | Y | N
Vintage1972 | hard coal | TRUE | 9617 | JEA | 667 | Northside Generating Station | FL | Duval | 2 | Conventional Steam Coal | ST |  | S | X | X | FRCC | FRCC | 297.5 | 0.85 | 293 | 293 | 165 | N |  |  | OP | X | 6 | 1972 |  |  | N | Electric Utility | 1 | X | BIT | PC |  |  |  |  | NG |  |  |  | N |  |  | OVER | Y |  |  |  | Y | [15 empty] | N |  |  | Y | Y | N
Vintage1975 | petroleum | TRUE | 9617 | JEA | 667 | Northside Generating Station | FL | Duval | 4 | Petroleum Liquids | GT |  | S | X | X | FRCC | FRCC | 62.1 | 0.9 | 53 | 61.6 | 15 | N |  |  | OP | X | 1 | 1975 |  |  | N | Electric Utility | 1 | X | DFO | [9 empty] | N |  |  | 1H | [23 empty] | N | N | N
Vintage1974 | petroleum | TRUE | 9617 | JEA | 667 | Northside Generating Station | FL | Duval | 5 | Petroleum Liquids | GT |  | S | X | X | FRCC | FRCC | 62.1 | 0.9 | 53 | 61.6 | 15 | N |  |  | OP | X | 12 | 1974 |  |  | N | Electric Utility | 1 | X | DFO | [9 empty] | N |  |  | 1H | [23 empty] | N | N | N
Vintage1974 | petroleum | TRUE | 9617 | JEA | 667 | Northside Generating Station | FL | Duval | 6 | Petroleum Liquids | GT |  | S | X | X | FRCC | FRCC | 62.1 | 0.9 | 53 | 61.6 | 15 | N |  |  | OP | X | 12 | 1974 |  |  | N | Electric Utility | 1 | X | DFO | [9 empty] | N |  |  | 1H | [23 empty] | N | N
Vintage1975 | petroleum | TRUE | 9617 | JEA | 667 | Northside Generating Station | FL | Duval | GT3 | Petroleum Liquids | GT |  | S | X | X | FRCC | FRCC | 62.1 | 0.9 | 53 | 61.6 | 15 | N |  |  | OP | X | 1 | 1975 |  |  | N | Electric Utility | 1 | X | DFO | [9 empty] | N |  |  | 1H | [23 empty] | N | N | N
Vintage1977 | natural gas steam turbine | TRUE | 9617 | JEA | 667 | Northside Generating Station | FL | Duval | ST3 | Natural Gas Steam Turbine | ST |  | S | X | X | FRCC | FRCC | 563.7 | 0.9 | 524 | 524 | 50 | N |  |  | OP | X | 6 | 1977 |  |  | N | Electric Utility | 1 | X | NG | RFO | LFG |  |  |  | NG |  |  |  | N | N |  | OVER | [20 empty] | N |  |  | Y | Y | Y
Vintage1976 | petroleum | TRUE | 10620 | City of Lake Worth Beach - (FL) | 673 | Tom G Smith | FL | Palm Beach | GT1 | Petroleum Liquids | GT |  | S | X | X |  |  | 30.8 | 0.85 | 26 | 31 | 8 | N |  |  | OP | X | 12 | 1976 |  |  | N | Electric Utility | 1 | X | DFO | [9 empty] | N | N |  | 12H |  |  |  |  | N | [18 empty] | N | N | N
Vintage1978 | natural gas combined cycle | TRUE | 10620 | City of Lake Worth Beach - (FL) | 673 | Tom G Smith | FL | Palm Beach | GT2 | Natural Gas Fired Combined Cycle | CT | CC1 | S | X | Y |  |  | 21.4 | 0.9 | 21 | 23 | 16 | N |  |  | OP | X | 3 | 1978 |  |  | N | Electric Utility | 1 | X | NG | DFO | [8 empty] | N | N |  | 1H | [23 empty] | Y | N | Y
Vintage1965 | petroleum | TRUE | 10620 | City of Lake Worth Beach - (FL) | 673 | Tom G Smith | FL | Palm Beach | MU1 | Petroleum Liquids | IC |  | S | X | X |  |  | 2 | 0.85 | 2 | 2 | 1.8 | N |  |  | OP | X | 12 | 1965 |  |  | N | Electric Utility | 1 | X | DFO | [9 empty] | N | N |  | 1H | [23 empty] | N | N | N
Vintage1965 | petroleum | TRUE | 10620 | City of Lake Worth Beach - (FL) | 673 | Tom G Smith | FL | Palm Beach | MU2 | Petroleum Liquids | IC |  | S | X | X |  |  | 2 | 0.85 | 2 | 2 | 1.6 | N |  |  | SB | N | 12 | 1965 |  |  | N | Electric Utility | 1 | X | DFO | [9 empty] | N | N |  | 1H | [23 empty] | N | N | N
Vintage1965 | petroleum | TRUE | 10620 | City of Lake Worth Beach - (FL) | 673 | Tom G Smith | FL | Palm Beach | MU3 | Petroleum Liquids | IC |  | S | X | X |  |  | 2 | 0.85 | 2 | 2 | 1.6 | N |  |  | OP | X | 12 | 1965 |  |  | N | Electric Utility | 1 | X | DFO | [9 empty] | N | N |  | 1H | [23 empty] | N | N | N
Vintage1965 | petroleum | TRUE | 10620 | City of Lake Worth Beach - (FL) | 673 | Tom G Smith | FL | Palm Beach | MU4 | Petroleum Liquids | IC |  | S | X | X |  |  | 2 | 0.85 | 2 | 2 | 1.6 | N |  |  | OP | X | 12 | 1965 |  |  | N | Electric Utility | 1 | X | DFO | [9 empty] | N | N |  | 1H | [23 empty] | N | N | N
Vintage1965 | petroleum | TRUE | 10620 | City of Lake Worth Beach - (FL) | 673 | Tom G Smith | FL | Palm Beach | MU5 | Petroleum Liquids | IC |  | S | X | X |  |  | 2 | 0.85 | 2 | 2 | 1.6 | N |  |  | OP | X | 12 | 1965 |  |  | N | Electric Utility | 1 | X | DFO | [9 empty] | N | N |  | 1H | [23 empty] | N | N | N
Vintage1967 | natural gas steam turbine | TRUE | 10620 | City of Lake Worth Beach - (FL) | 673 | Tom G Smith | FL | Palm Beach | S3 | Natural Gas Steam Turbine | ST |  | S | X | X |  |  | 26.5 | 0.85 | 26.5 | 26.5 | 8 | N |  |  | OP | X | 11 | 1967 |  |  | N | Electric Utility | 1 | X | NG | [5 empty] | NG |  |  |  | N | N |  | 12H | [23 empty] | N | N | N
Vintage1978 | natural gas combined cycle | TRUE | 10620 | City of Lake Worth Beach - (FL) | 673 | Tom G Smith | FL | Palm Beach | S5 | Natural Gas Fired Combined Cycle | CA | CC1 | S | N | X |  |  | 10 | 0.85 | 10 | 10 | 5 | N |  |  | OP | X | 3 | 1978 |  |  | N | Electric Utility | 1 | X | NG | [9 empty] | N | N |  | 12H | [23 empty] | N | N | N
Vintage1925 | hydro | TRUE | 2518 | U S Bureau of Reclamation | 674 | Pilot Butte | WY | Fremont | 1 | Conventional Hydroelectric | HY |  | S | X | X |  |  | 0.8 | 0.8 | 0.8 | 0.7 | 0 | N |  |  | OS | X | 1 | 1925 |  |  | N | Electric Utility | 1 | X | WAT | [12 empty] | 10M
Vintage1929 | hydro | TRUE | 2518 | U S Bureau of Reclamation | 674 | Pilot Butte | WY | Fremont | 2 | Conventional Hydroelectric | HY |  | S | X | X |  |  | 0.8 | 0.8 | 0.8 | 0.8 | 0 | N |  |  | OS | X | 2 | 1929 |  |  | N | Electric Utility | 1 | X | WAT | [12 empty] | 10M
Vintage1962 | natural gas peaker | TRUE | 10623 | City of Lakeland - (FL) | 675 | Larsen Memorial | FL | Polk | 2 | Natural Gas Fired Combustion Turbine | GT |  | S | X | X | N/A | N/A | 11.2 | 0.85 | 10 | 14 | 6 | N |  |  | OS | X | 11 | 1962 |  |  | N | Electric Utility | 1 | X | NG | DFO | [8 empty] | N | N |  | 10M | [23 empty] | Y | N | N
Vintage1962 | natural gas peaker | TRUE | 10623 | City of Lakeland - (FL) | 675 | Larsen Memorial | FL | Polk | 3 | Natural Gas Fired Combustion Turbine | GT |  | S | X | X | N/A | N/A | 11.2 | 0.85 | 9 | 13 | 6 | N |  |  | OS | X | 12 | 1962 |  |  | N | Electric Utility | 1 | X | NG | DFO | [8 empty] | N | N |  | 10M | [23 empty] | Y | N | N
Vintage1956 | natural gas combined cycle | TRUE | 10623 | City of Lakeland - (FL) | 675 | Larsen Memorial | FL | Polk | 5 | Natural Gas Fired Combined Cycle | CA | 8CC | S | N | X | N/A | N/A | 25 | 0.85 | 28 | 28 | 12 | N |  |  | OP | X | 4 | 1956 |  |  | N | Electric Utility | 1 | X | NG | DFO | [8 empty] | N | N |  | 1H | [23 empty] | N | N | N
Vintage1992 | natural gas combined cycle | TRUE | 10623 | City of Lakeland - (FL) | 675 | Larsen Memorial | FL | Polk | 8 | Natural Gas Fired Combined Cycle | CT | 8CC | S | X | Y |  |  | 86.2 | 0.9 | 78 | 93 | 27 | N |  |  | OP | X | 7 | 1992 |  |  | N | Electric Utility | 1 | X | NG | DFO | [8 empty] | N | N |  | 1H | [23 empty] | Y | N | Y
Vintage2001 | natural gas combined cycle | TRUE | 10623 | City of Lakeland - (FL) | 676 | C D McIntosh Jr | FL | Polk | 5CT | Natural Gas Fired Combined Cycle | CT | 5CC | S | X | N |  |  | 249 | 0.9 | 234 | 280 | 95 | N |  |  | OP | X | 5 | 2001 |  |  | N | Electric Utility | 1 | X | NG | [9 empty] | N | N |  | 12H | [23 empty] | N | N | N
Vintage2002 | natural gas combined cycle | TRUE | 10623 | City of Lakeland - (FL) | 676 | C D McIntosh Jr | FL | Polk | 5ST | Natural Gas Fired Combined Cycle | CA | 5CC | S | N | X |  |  | 135 | 0.9 | 125 | 125 | 48 | N |  |  | OP | X | 10 | 2002 |  |  | N | Electric Utility | 1 | X | NG | [9 empty] | N | N |  | 12H | [23 empty] | N | N | N
Vintage1973 | natural gas peaker | TRUE | 10623 | City of Lakeland - (FL) | 676 | C D McIntosh Jr | FL | Polk | GT1 | Natural Gas Fired Combustion Turbine | GT |  | S | X | X |  |  | 26.6 | 0.9 | 17 | 19 | 3 | N |  |  | OP | X | 5 | 1973 |  |  | N | Electric Utility | 1 | X | NG | DFO | [8 empty] | N | N |  | 1H | [23 empty] | Y | N | Y
Vintage2020 | natural gas peaker | TRUE | 10623 | City of Lakeland - (FL) | 676 | C D McIntosh Jr | FL | Polk | GT2 | Natural Gas Fired Combustion Turbine | GT |  | S | X | X |  |  | 130 | 0.85 | 117 | 122 | 85 | N |  |  | OP | X | 6 | 2020 |  |  | N | Electric Utility | 1 | X | NG | DFO | [8 empty] | N | N |  | 1H | [23 empty] | Y | N | Y
Vintage1970 | petroleum | TRUE | 10623 | City of Lakeland - (FL) | 676 | C D McIntosh Jr | FL | Polk | IC1 | Petroleum Liquids | IC |  | S | X | X |  |  | 2.5 | 0.9 | 2.5 | 2.5 | 1 | N |  |  | OP | X | 1 | 1970 |  |  | N | Electric Utility | 1 | X | DFO | [9 empty] | N | N |  | 1H | [23 empty] | N | N | N
Vintage1970 | petroleum | TRUE | 10623 | City of Lakeland - (FL) | 676 | C D McIntosh Jr | FL | Polk | IC2 | Petroleum Liquids | IC |  | S | X | X |  |  | 2.5 | 0.9 | 2.5 | 2.5 | 1 | N |  |  | OP | X | 1 | 1970 |  |  | N | Electric Utility | 1 | X | DFO | [9 empty] | N | N |  | 1H | [23 empty] | N | N | N
Vintage1983 | hydro | TRUE | 12989 | Village of Morrisville - (VT) | 678 | W K Sanders | VT | Lamoille | 1 | Conventional Hydroelectric | HY |  | S | X | X | 4466 |  | 0.9 | 0.85 | 0.7 | 0.9 | 0.3 | N |  |  | OP | X | 7 | 1983 |  |  | N | Electric Utility | 1 | X | WAT | [9 empty] | N | N | 0 | 1H
Vintage1983 | hydro | TRUE | 12989 | Village of Morrisville - (VT) | 678 | W K Sanders | VT | Lamoille | 2 | Conventional Hydroelectric | HY |  | S | X | X | 4466 |  | 0.9 | 0.85 | 0.7 | 0.9 | 0.3 | N |  |  | OP | X | 7 | 1983 |  |  | N | Electric Utility | 1 | X | WAT | [9 empty] | N | N | 0 | 1H
Vintage1983 | hydro | TRUE | 14328 | Pacific Gas & Electric Co. | 682 | Kerckhoff 2 | CA | Fresno | 1 | Conventional Hydroelectric | HY |  | S | X | X | KERCKHOF_7_B1 | KERCKHOF_7_B1 | 139.5 | 0.9 | 155 | 155 | 5 | N |  |  | OP | X | 5 | 1983 |  |  | N | Electric Utility | 1 | X | WAT | [9 empty] | N |  |  | 10M | [23 empty] | N
Vintage1989 | natural gas peaker | TRUE | 14610 | Orlando Utilities Comm | 683 | Indian River Plant | FL | Brevard | A | Natural Gas Fired Combustion Turbine | GT |  | J | X | X |  |  | 41.4 | 0.85 | 37 | 48 | 22 | N |  |  | OP | X | 7 | 1989 |  |  | N | Electric Utility | 1 | X | NG | DFO | [8 empty] | N | N |  | 1H | [23 empty] | Y | N | Y
Vintage1989 | natural gas peaker | TRUE | 14610 | Orlando Utilities Comm | 683 | Indian River Plant | FL | Brevard | B | Natural Gas Fired Combustion Turbine | GT |  | J | X | X |  |  | 41.4 | 0.85 | 37 | 48 | 22 | N |  |  | OP | X | 7 | 1989 |  |  | N | Electric Utility | 1 | X | NG | DFO | [8 empty] | N | N |  | 1H | [23 empty] | Y | N | Y
Vintage1992 | natural gas peaker | TRUE | 14610 | Orlando Utilities Comm | 683 | Indian River Plant | FL | Brevard | C | Natural Gas Fired Combustion Turbine | GT |  | J | X | X |  |  | 130 | 0.85 | 108 | 127 | 40 | N |  |  | OP | X | 8 | 1992 |  |  | N | Electric Utility | 1 | X | NG | DFO | [8 empty] | N | N |  | 1H | [23 empty] | Y | N | Y
Vintage1992 | natural gas peaker | TRUE | 14610 | Orlando Utilities Comm | 683 | Indian River Plant | FL | Brevard | D | Natural Gas Fired Combustion Turbine | GT |  | J | X | X |  |  | 130 | 0.85 | 108 | 127 | 40 | N |  |  | OP | X | 8 | 1992 |  |  | N | Electric Utility | 1 | X | NG | DFO | [8 empty] | N | N |  | 1H | [23 empty] | Y | N | Y
Vintage1977 | natural gas combined cycle | TRUE | 18445 | City of Tallahassee - (FL) | 688 | Arvah B Hopkins | FL | Leon | 2 | Natural Gas Fired Combined Cycle | CA | CC1 | S | Y | X | N/A | N/A | 259.2 | 0.85 | 141 | 145 | 120 | N |  |  | OP | X | 10 | 1977 |  |  | N | Electric Utility | 1 | X | NG | [9 empty] | N | N |  | 12H | [23 empty] | N
Vintage2008 | natural gas combined cycle | TRUE | 18445 | City of Tallahassee - (FL) | 688 | Arvah B Hopkins | FL | Leon | CT 2A | Natural Gas Fired Combined Cycle | CT | CC1 | S | X | N | N/A | N/A | 198.9 | 0.85 | 159 | 185 | 70 | N |  |  | OP | X | 10 | 2008 |  |  | N | Electric Utility | 1 | X | NG | DFO |  |  |  |  | NG | DFO |  |  | N | N |  | 12H | [23 empty] | Y | N | Y
Vintage2005 | natural gas peaker | TRUE | 18445 | City of Tallahassee - (FL) | 688 | Arvah B Hopkins | FL | Leon | GT3 | Natural Gas Fired Combustion Turbine | GT |  | S | X | X | N/A | N/A | 60.5 | 0.85 | 46 | 48 | 12 | N |  |  | OP | X | 9 | 2005 |  |  | N | Electric Utility | 1 | X | NG | DFO |  |  |  |  | NG | DFO |  |  | N | N |  | 1H | [23 empty] | Y | N | Y
Vintage2005 | natural gas peaker | TRUE | 18445 | City of Tallahassee - (FL) | 688 | Arvah B Hopkins | FL | Leon | GT4 | Natural Gas Fired Combustion Turbine | GT |  | S | X | X | N/A | N/A | 60.5 | 0.85 | 46 | 48 | 12 | N |  |  | OP | X | 11 | 2005 |  |  | N | Electric Utility | 1 | X | NG | DFO |  |  |  |  | NG | DFO |  |  | N |  |  | 1H | [23 empty] | Y | N | Y
Vintage2019 | natural gas peaker | TRUE | 18445 | City of Tallahassee - (FL) | 688 | Arvah B Hopkins | FL | Leon | IC1 | Natural Gas Internal Combustion Engine | IC |  | S | X | X | N/A | N/A | 18.8 | 0.85 | 18.5 | 18.5 | 7.5 | N |  |  | OP | X | 1 | 2019 |  |  | N | Electric Utility | 1 | X | NG | [12 empty] | 10M | [23 empty] | N | N | N
Vintage2019 | natural gas peaker | TRUE | 18445 | City of Tallahassee - (FL) | 688 | Arvah B Hopkins | FL | Leon | IC2 | Natural Gas Internal Combustion Engine | IC |  | S | X | X | N/A | N/A | 18.8 | 0.85 | 18.5 | 18.5 | 7.5 | N |  |  | OP | X | 1 | 2019 |  |  | N | Electric Utility | 1 | X | NG | [12 empty] | 10M | [23 empty] | N | N | N
Vintage2019 | natural gas peaker | TRUE | 18445 | City of Tallahassee - (FL) | 688 | Arvah B Hopkins | FL | Leon | IC3 | Natural Gas Internal Combustion Engine | IC |  | S | X | X | N/A | N/A | 18.8 | 0.85 | 18.5 | 18.5 | 7.5 | N |  |  | OP | X | 1 | 2019 |  |  | N | Electric Utility | 1 | X | NG | [12 empty] | 10M | [23 empty] | N | N | N
Vintage2019 | natural gas peaker | TRUE | 18445 | City of Tallahassee - (FL) | 688 | Arvah B Hopkins | FL | Leon | IC4 | Natural Gas Internal Combustion Engine | IC |  | S | X | X | N/A | N/A | 18.8 | 0.85 | 18.5 | 18.5 | 7.5 | N |  |  | OP | X | 1 | 2019 |  |  | N | Electric Utility | 1 | X | NG | [12 empty] | 10M | [23 empty] | N | N | N
Vintage2020 | natural gas peaker | TRUE | 18445 | City of Tallahassee - (FL) | 688 | Arvah B Hopkins | FL | Leon | IC5 | Natural Gas Internal Combustion Engine | IC |  | S | X | X | N/A | N/A | 18.8 | 0.85 | 18.5 | 18.5 | 7.5 | N |  |  | OP | X | 4 | 2020 |  |  | N | Electric Utility | 1 | X | NG | [12 empty] | 10M | [23 empty] | N | N | N
Vintage2000 | natural gas combined cycle | TRUE | 18445 | City of Tallahassee - (FL) | 689 | S O Purdom | FL | Wakulla | 8 | Natural Gas Fired Combined Cycle | CT | CC1 | S | X | N | N/A | N/A | 180 | 0.85 | 154 | 182 | 120 | N |  |  | OP | X | 7 | 2000 |  |  | N | Electric Utility | 1 | X | NG | DFO |  |  |  |  | NG | DFO |  |  | N | N |  | 12H | [23 empty] | Y | N | Y
Vintage2000 | natural gas combined cycle | TRUE | 18445 | City of Tallahassee - (FL) | 689 | S O Purdom | FL | Wakulla | 9 | Natural Gas Fired Combined Cycle | CA | CC1 | S | N | X | N/A | N/A | 90.1 | 0.85 | 72 | 76 | 50 | N |  |  | OP | X | 7 | 2000 |  |  | N | Electric Utility | 1 | X | NG | [9 empty] | N | N |  | 12H | [23 empty] | N
Vintage2003 | hydro | TRUE | 27813 | USCE-Mobile District | 690 | J Woodruff | FL | Gadsden | 1A | Conventional Hydroelectric | HY |  | S | X | X |  |  | 14.5 | 0.95 | 14.5 | 14.5 | 5 | N |  |  | OP | X | 2 | 2003 |  |  | N | Electric Utility | 1 | X | WAT | [9 empty] | N |  |  | 10M
Vintage2002 | hydro | TRUE | 27813 | USCE-Mobile District | 690 | J Woodruff | FL | Gadsden | 2A | Conventional Hydroelectric | HY |  | S | X | X |  |  | 14.5 | 0.95 | 14.5 | 14.5 | 5 | N |  |  | OP | X | 2 | 2002 |  |  | N | Electric Utility | 1 | X | WAT | [9 empty] | N |  |  | 10M
Vintage2001 | hydro | TRUE | 27813 | USCE-Mobile District | 690 | J Woodruff | FL | Gadsden | 3A | Conventional Hydroelectric | HY |  | S | X | X |  |  | 14.5 | 0.95 | 14.5 | 14.5 | 5 | N |  |  | OP | X | 2 | 2001 |  |  | N | Electric Utility | 1 | X | WAT | [9 empty] | N |  |  | 10M
Vintage2000 | onshore wind | TRUE | 62042 | SRIV Partnership LLC | 692 | Medicine Bow | WY | Carbon | 10 | Onshore Wind Turbine | WT |  | S | X | X |  |  | 4.9 |  | 4.9 | 4.9 | 0 | N |  |  | OP | X | 7 | 2000 |  |  | N | IPP Non-CHP | 2 | X | WND | [9 empty] | N |  | 7
Vintage2000 | onshore wind | TRUE | 62042 | SRIV Partnership LLC | 692 | Medicine Bow | WY | Carbon | 11 | Onshore Wind Turbine | WT |  | S | X | X |  |  | 1.3 |  | 1.3 | 1.3 | 0 | N |  |  | OP | X | 7 | 2000 |  |  | N | IPP Non-CHP | 2 | X | WND | [9 empty] | N |  | 2
Vintage1998 | petroleum | TRUE | 6443 | Florida Keys El Coop Assn, Inc | 696 | Marathon Generating Plant | FL | Monroe | 10 | Petroleum Liquids | IC |  | S | X | X |  |  | 3.5 | 1 | 3.5 | 3.5 | 3.5 | N |  |  | SB | Y | 1 | 1998 |  |  | N | Electric Utility | 1 | X | DFO | [9 empty] | N | N |  | 1H | [23 empty] | N | N | N
Vintage2001 | petroleum | TRUE | 6443 | Florida Keys El Coop Assn, Inc | 696 | Marathon Generating Plant | FL | Monroe | 11 | Petroleum Liquids | IC |  | S | X | X |  |  | 3.5 | 1 | 3.5 | 3.5 | 3.5 | N |  |  | SB | Y | 1 | 2001 |  |  | N | Electric Utility | 1 | X | DFO | [9 empty] | N | N |  | 1H | [23 empty] | N | N | N
Vintage1989 | petroleum | TRUE | 6443 | Florida Keys El Coop Assn, Inc | 696 | Marathon Generating Plant | FL | Monroe | 8 | Petroleum Liquids | IC |  | S | X | X |  |  | 2 | 1 | 2 | 2 | 2 | N |  |  | SB | Y | 5 | 1989 |  |  | N | Electric Utility | 1 | X | DFO | [9 empty] | N | N |  | 1H | [23 empty] | N | N
Vintage1989 | petroleum | TRUE | 6443 | Florida Keys El Coop Assn, Inc | 696 | Marathon Generating Plant | FL | Monroe | 9 | Petroleum Liquids | IC |  | S | X | X |  |  | 2 | 1 | 2 | 2 | 2 | N |  |  | SB | Y | 5 | 1989 |  |  | N | Electric Utility | 1 | X | DFO | [9 empty] | N | N |  | 1H | [23 empty] | N | N
Vintage1974 | petroleum | TRUE | 19150 | Trenton Municipal Utilities - (MO) | 698 | Trenton North | MO | Grundy | 1 | Petroleum Liquids | IC |  | S | X | X |  |  | 2.7 | 0.8 | 2.7 | 2.7 | 0.7 | N |  |  | OP | X | 6 | 1974 |  |  | N | Electric Utility | 1 | X | DFO | [9 empty] | N |  |  | 10M | [23 empty] | N
Vintage1974 | petroleum | TRUE | 19150 | Trenton Municipal Utilities - (MO) | 698 | Trenton North | MO | Grundy | 2 | Petroleum Liquids | IC |  | S | X | X |  |  | 2.7 | 0.8 | 2.7 | 2.7 | 0.7 | N |  |  | OP | X | 6 | 1974 |  |  | N | Electric Utility | 1 | X | DFO | [9 empty] | N |  |  | 10M | [23 empty] | N
Vintage1974 | petroleum | TRUE | 19150 | Trenton Municipal Utilities - (MO) | 698 | Trenton North | MO | Grundy | 3 | Petroleum Liquids | IC |  | S | X | X |  |  | 2.7 | 0.8 | 2.7 | 2.7 | 0.7 | N |  |  | OP | X | 6 | 1974 |  |  | N | Electric Utility | 1 | X | DFO | [9 empty] | N |  |  | 10M | [23 empty] | N
Vintage1974 | petroleum | TRUE | 19150 | Trenton Municipal Utilities - (MO) | 698 | Trenton North | MO | Grundy | 4 | Petroleum Liquids | IC |  | S | X | X |  |  | 2.7 | 0.8 | 2.7 | 2.7 | 0.7 | N |  |  | OP | X | 6 | 1974 |  |  | N | Electric Utility | 1 | X | DFO | [9 empty] | N |  |  | 10M | [23 empty] | N
Vintage1975 | petroleum | TRUE | 19150 | Trenton Municipal Utilities - (MO) | 698 | Trenton North | MO | Grundy | 5 | Petroleum Liquids | IC |  | S | X | X |  |  | 2.7 | 0.8 | 2.7 | 2.7 | 0.7 | N |  |  | OP | X | 6 | 1975 |  |  | N | Electric Utility | 1 | X | DFO | [9 empty] | N |  |  | 10M | [23 empty] | N
Vintage1926 | hydro | TRUE | 7140 | Georgia Power Co | 702 | Bartletts Ferry | AL | Lee | 1 | Conventional Hydroelectric | HY |  | S | X | X |  |  | 15 | 0.8 | 16.4 | 16.5 | 16.4 | N |  |  | OP | X | 12 | 1926 |  |  | N | Electric Utility | 1 | X | WAT | [9 empty] | N |  | 0 | 1H | [23 empty] | N
Vintage1926 | hydro | TRUE | 7140 | Georgia Power Co | 702 | Bartletts Ferry | AL | Lee | 2 | Conventional Hydroelectric | HY |  | S | X | X |  |  | 15 | 0.8 | 16.4 | 16.5 | 16.4 | N |  |  | OP | X | 12 | 1926 |  |  | N | Electric Utility | 1 | X | WAT | [9 empty] | N |  | 0 | 1H | [23 empty] | N
Vintage1928 | hydro | TRUE | 7140 | Georgia Power Co | 702 | Bartletts Ferry | AL | Lee | 3 | Conventional Hydroelectric | HY |  | S | X | X |  |  | 15 | 0.96 | 16.4 | 16.5 | 16.4 | N |  |  | OP | X | 12 | 1928 |  |  | N | Electric Utility | 1 | X | WAT | [9 empty] | N |  | 0 | 1H | [23 empty] | N
Vintage1951 | hydro | TRUE | 7140 | Georgia Power Co | 702 | Bartletts Ferry | AL | Lee | 4 | Conventional Hydroelectric | HY |  | S | X | X |  |  | 20 | 0.8 | 21.9 | 22 | 21.9 | N |  |  | OP | X | 12 | 1951 |  |  | N | Electric Utility | 1 | X | WAT | [9 empty] | N |  | 0 | 1H | [23 empty] | N
Vintage1985 | hydro | TRUE | 7140 | Georgia Power Co | 702 | Bartletts Ferry | AL | Lee | 5 | Conventional Hydroelectric | HY |  | S | X | X |  |  | 54 | 0.9 | 59 | 59.5 | 59 | N |  |  | OP | X | 10 | 1985 |  |  | N | Electric Utility | 1 | X | WAT | [9 empty] | N |  | 0 | 1H | [23 empty] | N
Vintage1985 | hydro | TRUE | 7140 | Georgia Power Co | 702 | Bartletts Ferry | AL | Lee | 6 | Conventional Hydroelectric | HY |  | S | X | X |  |  | 54 | 0.9 | 59 | 59.5 | 59 | N |  |  | OP | X | 11 | 1985 |  |  | N | Electric Utility | 1 | X | WAT | [9 empty] | N |  | 0 | 1H | [23 empty] | N
Vintage1971 | hard coal | TRUE | 7140 | Georgia Power Co | 703 | Bowen | GA | Bartow | 1 | Conventional Steam Coal | ST |  | S | X | X |  |  | 805.8 | 0.85 | 714 | 714 | 450 | N |  |  | OP | X | 10 | 1971 |  |  | N | Electric Utility | 1 | X | BIT | DFO |  |  |  |  | DFO |  |  |  | N | N |  | OVER |  | Y |  |  |  | Y | [17 empty] | N
Vintage1972 | hard coal | TRUE | 7140 | Georgia Power Co | 703 | Bowen | GA | Bartow | 2 | Conventional Steam Coal | ST |  | S | X | X |  |  | 788.8 | 0.85 | 718 | 718 | 450 | N |  |  | OP | X | 9 | 1972 |  |  | N | Electric Utility | 1 | X | BIT | DFO |  |  |  |  | DFO |  |  |  | N | N |  | OVER |  | Y |  |  |  | Y | [17 empty] | N
Vintage1974 | hard coal | TRUE | 7140 | Georgia Power Co | 703 | Bowen | GA | Bartow | 3 | Conventional Steam Coal | ST |  | S | X | X |  |  | 952 | 0.85 | 883 | 883 | 550 | N |  |  | OP | X | 12 | 1974 |  |  | N | Electric Utility | 1 | X | BIT | DFO |  |  |  |  | DFO |  |  |  | N | N |  | OVER |  | Y |  |  |  | Y | [17 empty] | N | N
Vintage1975 | hard coal | TRUE | 7140 | Georgia Power Co | 703 | Bowen | GA | Bartow | 4 | Conventional Steam Coal | ST |  | S | X | X |  |  | 952 | 0.85 | 885 | 885 | 550 | N |  |  | OP | X | 11 | 1975 |  |  | N | Electric Utility | 1 | X | BIT | DFO |  |  |  |  | DFO |  |  |  | N | N |  | OVER |  | Y |  |  |  | Y | [17 empty] | N
Vintage1927 | hydro | TRUE | 7140 | Georgia Power Co | 704 | Burton Dam | GA | Rabun | 1 | Conventional Hydroelectric | HY |  | S | X | X |  |  | 3 | 0.9 | 4.8 | 4.4 | 4.4 | N |  |  | OP | X | 9 | 1927 |  |  | N | Electric Utility | 1 | X | WAT | [9 empty] | N |  | 0 | 1H | [23 empty] | N
Vintage1927 | hydro | TRUE | 7140 | Georgia Power Co | 704 | Burton Dam | GA | Rabun | 2 | Conventional Hydroelectric | HY |  | S | X | X |  |  | 3 | 0.9 | 4.8 | 4.4 | 4.3 | N |  |  | OP | X | 9 | 1927 |  |  | N | Electric Utility | 1 | X | WAT | [9 empty] | N |  | 0 | 1H | [23 empty] | N
Vintage1921 | hydro | TRUE | 7140 | Georgia Power Co | 706 | Flint River | GA | Dougherty | 1 | Conventional Hydroelectric | HY |  | S | X | X |  |  | 1.8 | 0.8 | 2.1 | 2 | 1.9 | N |  |  | OP | X | 12 | 1921 |  |  | N | Electric Utility | 1 | X | WAT | [9 empty] | N |  | 0 | 1H | [23 empty] | N
Vintage1921 | hydro | TRUE | 7140 | Georgia Power Co | 706 | Flint River | GA | Dougherty | 2 | Conventional Hydroelectric | HY |  | S | X | X |  |  | 1.8 | 0.8 | 2.1 | 2 | 1.9 | N |  |  | OP | X | 12 | 1921 |  |  | N | Electric Utility | 1 | X | WAT | [9 empty] | N |  | 0 | 1H | [23 empty] | N
Vintage1925 | hydro | TRUE | 7140 | Georgia Power Co | 706 | Flint River | GA | Dougherty | 3 | Conventional Hydroelectric | HY |  | S | X | X |  |  | 1.8 | 0.8 | 2.1 | 2 | 2 | N |  |  | OP | X | 12 | 1925 |  |  | N | Electric Utility | 1 | X | WAT | [9 empty] | N |  | 0 | 1H | [23 empty] | N
Vintage1915 | hydro | TRUE | 7140 | Georgia Power Co | 707 | Goat Rock | AL | Lee | 3 | Conventional Hydroelectric | HY |  | S | X | X |  |  | 5 | 0.8 | 5 | 5.1 | 3.1 | N |  |  | OP | X | 12 | 1915 |  |  | N | Electric Utility | 1 | X | WAT | [9 empty] | N |  | 0 | 1H | [23 empty] | N
Vintage1920 | hydro | TRUE | 7140 | Georgia Power Co | 707 | Goat Rock | AL | Lee | 4 | Conventional Hydroelectric | HY |  | S | X | X |  |  | 5 | 0.94 | 5 | 5.1 | 5 | N |  |  | OP | X | 12 | 1920 |  |  | N | Electric Utility | 1 | X | WAT | [11 empty] | 0 | 1H | [23 empty] | N
Vintage1955 | hydro | TRUE | 7140 | Georgia Power Co | 707 | Goat Rock | AL | Lee | 5 | Conventional Hydroelectric | HY |  | S | X | X |  |  | 5 | 0.8 | 5 | 5.1 | 5 | N |  |  | OP | X | 12 | 1955 |  |  | N | Electric Utility | 1 | X | WAT | [11 empty] | 0 | 1H | [23 empty] | N
Vintage1956 | hydro | TRUE | 7140 | Georgia Power Co | 707 | Goat Rock | AL | Lee | 6 | Conventional Hydroelectric | HY |  | S | X | X |  |  | 5 | 0.8 | 5 | 5.1 | 5 | N |  |  | OP | X | 2 | 1956 |  |  | N | Electric Utility | 1 | X | WAT | [11 empty] | 0 | 1H | [23 empty] | N
Vintage2005 | hydro | TRUE | 7140 | Georgia Power Co | 707 | Goat Rock | AL | Lee | 7 | Conventional Hydroelectric | HY |  | S | X | X |  |  | 9.3 | 0.85 | 9.3 | 9.5 | 9.3 | N |  |  | OP | X | 6 | 2005 |  |  | N | Electric Utility | 1 | X | WAT | [12 empty] | 1H | [23 empty] | N
Vintage2005 | hydro | TRUE | 7140 | Georgia Power Co | 707 | Goat Rock | AL | Lee | 8 | Conventional Hydroelectric | HY |  | S | X | X |  |  | 9.3 | 0.85 | 9.3 | 9.5 | 9.3 | N |  |  | OP | X | 6 | 2005 |  |  | N | Electric Utility | 1 | X | WAT | [12 empty] | 1H | [23 empty] | N
Vintage1971 | natural gas peaker | TRUE | 7140 | Georgia Power Co | 710 | Jack McDonough | GA | Cobb | 3A | Natural Gas Fired Combustion Turbine | GT |  | S | X | X |  |  | 41.8 | 0.9 | 32 | 40 | 32 | N |  |  | OP | X | 5 | 1971 |  |  | N | Electric Utility | 1 | X | NG | DFO | [8 empty] | N |  |  | 1H | [23 empty] | Y | N | Y
Vintage1971 | natural gas peaker | TRUE | 7140 | Georgia Power Co | 710 | Jack McDonough | GA | Cobb | 3B | Natural Gas Fired Combustion Turbine | GT |  | S | X | X |  |  | 41.8 | 0.9 | 32 | 40 | 32 | N |  |  | OP | X | 5 | 1971 |  |  | N | Electric Utility | 1 | X | NG | DFO | [11 empty] | 1H | [23 empty] | Y | N | Y
Vintage2011 | natural gas combined cycle | TRUE | 7140 | Georgia Power Co | 710 | Jack McDonough | GA | Cobb | 4 | Natural Gas Fired Combined Cycle | CA | G104 | S | Y | X |  |  | 369 | 0.9 | 360 | 360 | 209 | N |  |  | OP | X | 12 | 2011 |  |  | N | Electric Utility | 1 | X | NG | [9 empty] | N |  |  | 12H | [23 empty] | N | N | N
Vintage2012 | natural gas combined cycle | TRUE | 7140 | Georgia Power Co | 710 | Jack McDonough | GA | Cobb | 5 | Natural Gas Fired Combined Cycle | CA | G105 | S | Y | X |  |  | 369 | 0.9 | 360 | 360 | 209 | N |  |  | OP | X | 4 | 2012 |  |  | N | Electric Utility | 1 | X | NG | [9 empty] | N |  |  | 12H | [23 empty] | N | N | N
Vintage2012 | natural gas combined cycle | TRUE | 7140 | Georgia Power Co | 710 | Jack McDonough | GA | Cobb | 5ACT | Natural Gas Fired Combined Cycle | CT | G105 | S | X | N |  |  | 276.3 | 0.85 | 232.5 | 271 | 150 | N |  |  | OP | X | 4 | 2012 |  |  | N | Electric Utility | 1 | X | NG | DFO | [11 empty] | 12H | [23 empty] | Y | N | Y
Vintage2012 | natural gas combined cycle | TRUE | 7140 | Georgia Power Co | 710 | Jack McDonough | GA | Cobb | 5BCT | Natural Gas Fired Combined Cycle | CT | G105 | S | X | N |  |  | 276.3 | 0.85 | 232.5 | 271 | 150 | N |  |  | OP | X | 4 | 2012 |  |  | N | Electric Utility | 1 | X | NG | [12 empty] | 12H | [23 empty] | N | N | N
Vintage2012 | natural gas combined cycle | TRUE | 7140 | Georgia Power Co | 710 | Jack McDonough | GA | Cobb | 6 | Natural Gas Fired Combined Cycle | CA | G106 | S | Y | X |  |  | 369 | 0.9 | 345 | 345 | 209 | N |  |  | OP | X | 10 | 2012 |  |  | N | Electric Utility | 1 | X | NG | [9 empty] | N |  |  | 12H | [23 empty] | N | N | N
Vintage2012 | natural gas combined cycle | TRUE | 7140 | Georgia Power Co | 710 | Jack McDonough | GA | Cobb | 6ACT | Natural Gas Fired Combined Cycle | CT | G106 | S | X | N |  |  | 276.3 | 0.85 | 233 | 274.5 | 150 | N |  |  | OP | X | 10 | 2012 |  |  | N | Electric Utility | 1 | X | NG | [9 empty] | N |  |  | 12H | [23 empty] | N | N | N
Vintage2012 | natural gas combined cycle | TRUE | 7140 | Georgia Power Co | 710 | Jack McDonough | GA | Cobb | 6BCT | Natural Gas Fired Combined Cycle | CT | G106 | S | X | N |  |  | 276.3 | 0.85 | 233 | 274.5 | 150 | N |  |  | OP | X | 10 | 2012 |  |  | N | Electric Utility | 1 | X | NG | [9 empty] | N |  |  | 12H | [23 empty] | N | N | N
Vintage2011 | natural gas combined cycle | TRUE | 7140 | Georgia Power Co | 710 | Jack McDonough | GA | Cobb | CT4A | Natural Gas Fired Combined Cycle | CT | G104 | S | X | N |  |  | 276.3 | 0.85 | 237.5 | 276.5 | 150 | N |  |  | OP | X | 12 | 2011 |  |  | N | Electric Utility | 1 | X | NG | DFO | [8 empty] | N |  |  | 12H | [23 empty] | Y | N | Y
Vintage2011 | natural gas combined cycle | TRUE | 7140 | Georgia Power Co | 710 | Jack McDonough | GA | Cobb | CT4B | Natural Gas Fired Combined Cycle | CT | G104 | S | X | N |  |  | 276.3 | 0.85 | 237.5 | 276.5 | 150 | N |  |  | OP | X | 12 | 2011 |  |  | N | Electric Utility | 1 | X | NG | [9 empty] | N |  |  | 12H | [23 empty] | N | N | N
Vintage1911 | hydro | TRUE | 7140 | Georgia Power Co | 712 | Lloyd Shoals | GA | Jasper | 1 | Conventional Hydroelectric | HY |  | S | X | X |  |  | 2.4 | 0.8 | 3.8 | 3.8 | 3.5 | N |  |  | OP | X | 2 | 1911 |  |  | N | Electric Utility | 1 | X | WAT | [9 empty] | N |  | 0 | 1H | [23 empty] | N
Vintage1911 | hydro | TRUE | 7140 | Georgia Power Co | 712 | Lloyd Shoals | GA | Jasper | 2 | Conventional Hydroelectric | HY |  | S | X | X |  |  | 2.4 | 0.8 | 3.8 | 3.8 | 3.5 | N |  |  | OP | X | 2 | 1911 |  |  | N | Electric Utility | 1 | X | WAT | [9 empty] | N |  | 0 | 1H | [23 empty] | N
Vintage1911 | hydro | TRUE | 7140 | Georgia Power Co | 712 | Lloyd Shoals | GA | Jasper | 3 | Conventional Hydroelectric | HY |  | S | X | X |  |  | 2.4 | 0.8 | 3.8 | 3.8 | 3.5 | N |  |  | OP | X | 3 | 1911 |  |  | N | Electric Utility | 1 | X | WAT | [9 empty] | N |  | 0 | 1H | [23 empty] | N
Vintage1911 | hydro | TRUE | 7140 | Georgia Power Co | 712 | Lloyd Shoals | GA | Jasper | 4 | Conventional Hydroelectric | HY |  | S | X | X |  |  | 2.4 | 0.8 | 3.8 | 3.8 | 3.5 | N |  |  | OP | X | 3 | 1911 |  |  | N | Electric Utility | 1 | X | WAT | [9 empty] | N |  | 0 | 1H | [23 empty] | N
Vintage1916 | hydro | TRUE | 7140 | Georgia Power Co | 712 | Lloyd Shoals | GA | Jasper | 5 | Conventional Hydroelectric | HY |  | S | X | X |  |  | 2.4 | 0.8 | 3.8 | 3.8 | 3.5 | N |  |  | OP | X | 12 | 1916 |  |  | N | Electric Utility | 1 | X | WAT | [9 empty] | N |  | 0 | 1H | [23 empty] | N
Vintage1917 | hydro | TRUE | 7140 | Georgia Power Co | 712 | Lloyd Shoals | GA | Jasper | 6 | Conventional Hydroelectric | HY |  | S | X | X |  |  | 2.4 | 0.8 | 3.8 | 3.8 | 3.5 | N |  |  | OP | X | 1 | 1917 |  |  | N | Electric Utility | 1 | X | WAT | [9 empty] | N |  | 0 | 1H | [23 empty] | N
Vintage1986 | hydro | TRUE | 14328 | Pacific Gas & Electric Co. | 714 | Toadtown | CA | Butte | 1 | Conventional Hydroelectric | HY |  | S | X | X | TOADTWN_7_N002 | TOADTWN_7_N002 | 1.8 | 0.95 | 1.5 | 1.5 | 0 | N |  |  | OP | X | 4 | 1986 |  |  | N | Electric Utility | 1 | X | WAT | [9 empty] | N |  |  | 10M | [23 empty] | N
Vintage1972 | petroleum | TRUE | 7140 | Georgia Power Co | 715 | McManus | GA | Glynn | 3A | Petroleum Liquids | GT |  | S | X | X |  |  | 55.4 | 0.9 | 46 | 57 | 3 | N |  |  | OP | X | 1 | 1972 |  |  | N | Electric Utility | 1 | X | DFO | [9 empty] | N |  |  | 1H | [23 empty] | N
Vintage1972 | petroleum | TRUE | 7140 | Georgia Power Co | 715 | McManus | GA | Glynn | 3B | Petroleum Liquids | GT |  | S | X | X |  |  | 55.4 | 0.9 | 46 | 57 | 3 | N |  |  | OP | X | 1 | 1972 |  |  | N | Electric Utility | 1 | X | DFO | [9 empty] | N |  |  | 1H | [23 empty] | N
Vintage1972 | petroleum | TRUE | 7140 | Georgia Power Co | 715 | McManus | GA | Glynn | 3C | Petroleum Liquids | GT |  | S | X | X |  |  | 55.4 | 0.9 | 46 | 57 | 3 | N |  |  | OP | X | 1 | 1972 |  |  | N | Electric Utility | 1 | X | DFO | [9 empty] | N |  |  | 1H | [23 empty] | N
Vintage1972 | petroleum | TRUE | 7140 | Georgia Power Co | 715 | McManus | GA | Glynn | 4A | Petroleum Liquids | GT |  | S | X | X |  |  | 65.3 | 0.9 | 46 | 57 | 3 | N |  |  | OP | X | 12 | 1972 |  |  | N | Electric Utility | 1 | X | DFO | [9 empty] | N |  |  | 1H | [23 empty] | N
Vintage1972 | petroleum | TRUE | 7140 | Georgia Power Co | 715 | McManus | GA | Glynn | 4B | Petroleum Liquids | GT |  | S | X | X |  |  | 65.3 | 0.9 | 46 | 57 | 3 | N |  |  | OP | X | 12 | 1972 |  |  | N | Electric Utility | 1 | X | DFO | [9 empty] | N |  |  | 1H | [23 empty] | N
Vintage1972 | petroleum | TRUE | 7140 | Georgia Power Co | 715 | McManus | GA | Glynn | 4C | Petroleum Liquids | GT |  | S | X | X |  |  | 65.3 | 0.9 | 46 | 57 | 3 | N |  |  | OP | X | 12 | 1972 |  |  | N | Electric Utility | 1 | X | DFO | [9 empty] | N |  |  | 1H | [23 empty] | N
Vintage1972 | petroleum | TRUE | 7140 | Georgia Power Co | 715 | McManus | GA | Glynn | 4D | Petroleum Liquids | GT |  | S | X | X |  |  | 65.3 | 0.9 | 46 | 57 | 3 | N |  |  | OP | X | 12 | 1972 |  |  | N | Electric Utility | 1 | X | DFO | [9 empty] | N |  |  | 1H | [23 empty] | N
Vintage1972 | petroleum | TRUE | 7140 | Georgia Power Co | 715 | McManus | GA | Glynn | 4E | Petroleum Liquids | GT |  | S | X | X |  |  | 65.3 | 0.9 | 46 | 57 | 3 | N |  |  | OP | X | 12 | 1972 |  |  | N | Electric Utility | 1 | X | DFO | [9 empty] | N |  |  | 1H | [23 empty] | N
Vintage1972 | petroleum | TRUE | 7140 | Georgia Power Co | 715 | McManus | GA | Glynn | 4F | Petroleum Liquids | GT |  | S | X | X |  |  | 65.3 | 0.9 | 46 | 57 | 3 | N |  |  | OP | X | 12 | 1972 |  |  | N | Electric Utility | 1 | X | DFO | [9 empty] | N |  |  | 1H | [23 empty] | N
Vintage1964 | petroleum | TRUE | 7140 | Georgia Power Co | 715 | McManus | GA | Glynn | IC1 | Petroleum Liquids | IC |  | S | X | X |  |  | 2 | 0.8 | 2 | 2 | 2 | N |  |  | OP | X | 12 | 1964 |  |  | N | Electric Utility | 1 | X | DFO | [9 empty] | N |  |  | 1H | [23 empty] | N
Vintage1903 | hydro | TRUE | 7140 | Georgia Power Co | 717 | Morgan Falls | GA | Fulton | 1 | Conventional Hydroelectric | HY |  | S | X | X |  |  | 2.4 | 0.8 | 1.5 | 1.6 | 1.5 | N |  |  | OP | X | 12 | 1903 |  |  | N | Electric Utility | 1 | X | WAT | [9 empty] | N |  | 0 | 1H | [23 empty] | N
Vintage1903 | hydro | TRUE | 7140 | Georgia Power Co | 717 | Morgan Falls | GA | Fulton | 2 | Conventional Hydroelectric | HY |  | S | X | X |  |  | 2.4 | 0.8 | 1.5 | 1.6 | 1.5 | N |  |  | OP | X | 12 | 1903 |  |  | N | Electric Utility | 1 | X | WAT | [9 empty] | N |  | 0 | 1H | [23 empty] | N
Vintage1903 | hydro | TRUE | 7140 | Georgia Power Co | 717 | Morgan Falls | GA | Fulton | 3 | Conventional Hydroelectric | HY |  | S | X | X |  |  | 2.4 | 0.8 | 1.5 | 1.6 | 1.5 | N |  |  | OP | X | 12 | 1903 |  |  | N | Electric Utility | 1 | X | WAT | [9 empty] | N |  | 0 | 1H | [23 empty] | N
Vintage1903 | hydro | TRUE | 7140 | Georgia Power Co | 717 | Morgan Falls | GA | Fulton | 4 | Conventional Hydroelectric | HY |  | S | X | X |  |  | 2.4 | 0.8 | 1.5 | 1.6 | 1.5 | N |  |  | OP | X | 12 | 1903 |  |  | N | Electric Utility | 1 | X | WAT | [9 empty] | N |  | 0 | 1H | [23 empty] | N
Vintage1903 | hydro | TRUE | 7140 | Georgia Power Co | 717 | Morgan Falls | GA | Fulton | 5 | Conventional Hydroelectric | HY |  | S | X | X |  |  | 2.4 | 0.8 | 1.5 | 1.6 | 1.5 | N |  |  | OP | X | 12 | 1903 |  |  | N | Electric Utility | 1 | X | WAT | [9 empty] | N |  | 0 | 1H | [23 empty] | N
Vintage1903 | hydro | TRUE | 7140 | Georgia Power Co | 717 | Morgan Falls | GA | Fulton | 6 | Conventional Hydroelectric | HY |  | S | X | X |  |  | 2.4 | 0.8 | 1.5 | 1.6 | 1.5 | N |  |  | OP | X | 12 | 1903 |  |  | N | Electric Utility | 1 | X | WAT | [9 empty] | N |  | 0 | 1H | [23 empty] | N
Vintage1903 | hydro | TRUE | 7140 | Georgia Power Co | 717 | Morgan Falls | GA | Fulton | 7 | Conventional Hydroelectric | HY |  | S | X | X |  |  | 2.4 | 0.8 | 1.5 | 1.6 | 1.4 | N |  |  | OP | X | 12 | 1903 |  |  | N | Electric Utility | 1 | X | WAT | [9 empty] | N |  | 0 | 1H | [23 empty] | N
Vintage1926 | hydro | TRUE | 7140 | Georgia Power Co | 718 | Nacoochee | GA | Rabun | 1 | Conventional Hydroelectric | HY |  | S | X | X |  |  | 2.4 | 0.8 | 3 | 3 | 3 | N |  |  | OP | X | 10 | 1926 |  |  | N | Electric Utility | 1 | X | WAT | [9 empty] | N |  | 0 | 1H | [23 empty] | N
Vintage1926 | hydro | TRUE | 7140 | Georgia Power Co | 718 | Nacoochee | GA | Rabun | 2 | Conventional Hydroelectric | HY |  | S | X | X |  |  | 2.4 | 0.8 | 3 | 3 | 3 | N |  |  | OP | X | 12 | 1926 |  |  | N | Electric Utility | 1 | X | WAT | [9 empty] | N |  | 0 | 1H | [23 empty] | N
Vintage1963 | hydro | TRUE | 7140 | Georgia Power Co | 719 | North Highlands | GA | Muscogee | 1 | Conventional Hydroelectric | HY |  | S | X | X |  |  | 9.2 | 0.8 | 10.7 | 10.8 | 10.5 | N |  |  | OP | X | 2 | 1963 |  |  | N | Electric Utility | 1 | X | WAT | [9 empty] | N |  | 0 | 1H | [23 empty] | N
Vintage1963 | hydro | TRUE | 7140 | Georgia Power Co | 719 | North Highlands | GA | Muscogee | 2 | Conventional Hydroelectric | HY |  | S | X | X |  |  | 9.2 | 0.8 | 10.7 | 10.8 | 10.5 | N |  |  | OP | X | 3 | 1963 |  |  | N | Electric Utility | 1 | X | WAT | [9 empty] | N |  | 0 | 1H | [23 empty] | N
Vintage1963 | hydro | TRUE | 7140 | Georgia Power Co | 719 | North Highlands | GA | Muscogee | 3 | Conventional Hydroelectric | HY |  | S | X | X |  |  | 9.2 | 0.8 | 10.7 | 10.8 | 10.5 | N |  |  | OP | X | 1 | 1963 |  |  | N | Electric Utility | 1 | X | WAT | [9 empty] | N |  | 0 | 1H | [23 empty] | N
Vintage1963 | hydro | TRUE | 7140 | Georgia Power Co | 719 | North Highlands | GA | Muscogee | 4 | Conventional Hydroelectric | HY |  | S | X | X |  |  | 2 | 0.8 | 2.3 | 2.3 | 2.3 | N |  |  | OP | X | 1 | 1963 |  |  | N | Electric Utility | 1 | X | WAT | [9 empty] | N |  | 0 | 1H | [23 empty] | N
Vintage1959 | hydro | TRUE | 7140 | Georgia Power Co | 720 | Oliver Dam | GA | Muscogee | 1 | Conventional Hydroelectric | HY |  | S | X | X |  |  | 18 | 0.8 | 17.7 | 17.5 | 17.5 | N |  |  | OP | X | 7 | 1959 |  |  | N | Electric Utility | 1 | X | WAT | [9 empty] | N |  | 0 | 1H | [23 empty] | N
Vintage1959 | hydro | TRUE | 7140 | Georgia Power Co | 720 | Oliver Dam | GA | Muscogee | 2 | Conventional Hydroelectric | HY |  | S | X | X |  |  | 18 | 0.8 | 17.7 | 17.5 | 17.5 | N |  |  | OP | X | 8 | 1959 |  |  | N | Electric Utility | 1 | X | WAT | [9 empty] | N |  | 0 | 1H | [23 empty] | N
Vintage1959 | hydro | TRUE | 7140 | Georgia Power Co | 720 | Oliver Dam | GA | Muscogee | 3 | Conventional Hydroelectric | HY |  | S | X | X |  |  | 18 | 0.8 | 17.7 | 17.5 | 17.5 | N |  |  | OP | X | 8 | 1959 |  |  | N | Electric Utility | 1 | X | WAT | [9 empty] | N |  | 0 | 1H | [23 empty] | N
Vintage1959 | hydro | TRUE | 7140 | Georgia Power Co | 720 | Oliver Dam | GA | Muscogee | 4 | Conventional Hydroelectric | HY |  | S | X | X |  |  | 6 | 0.8 | 5.9 | 5.8 | 5.7 | N |  |  | OP | X | 11 | 1959 |  |  | N | Electric Utility | 1 | X | WAT | [9 empty] | N |  | 0 | 1H | [23 empty] | N
Vintage1953 | hydro | TRUE | 7140 | Georgia Power Co | 722 | Sinclair Dam | GA | Baldwin | 1 | Conventional Hydroelectric | HY |  | S | X | X |  |  | 22.5 | 0.8 | 21.9 | 21.9 | 21.9 | N |  |  | OP | X | 2 | 1953 |  |  | N | Electric Utility | 1 | X | WAT | [9 empty] | N |  | 0 | 1H | [23 empty] | N
Vintage1953 | hydro | TRUE | 7140 | Georgia Power Co | 722 | Sinclair Dam | GA | Baldwin | 2 | Conventional Hydroelectric | HY |  | S | X | X |  |  | 22.5 | 0.8 | 21.9 | 21.9 | 21.9 | N |  |  | OP | X | 2 | 1953 |  |  | N | Electric Utility | 1 | X | WAT | [9 empty] | N |  | 0 | 1H | [23 empty] | N
Vintage1913 | hydro | TRUE | 7140 | Georgia Power Co | 723 | Tallulah Falls | GA | Habersham | 1 | Conventional Hydroelectric | HY |  | S | X | X |  |  | 12 | 1 | 12.1 | 12.1 | 12.1 | N |  |  | OP | X | 9 | 1913 |  |  | N | Electric Utility | 1 | X | WAT | [9 empty] | N |  | 0 | 1H | [23 empty] | N
Vintage1913 | hydro | TRUE | 7140 | Georgia Power Co | 723 | Tallulah Falls | GA | Habersham | 2 | Conventional Hydroelectric | HY |  | S | X | X |  |  | 12 | 1 | 12.1 | 12.1 | 12.1 | N |  |  | OP | X | 10 | 1913 |  |  | N | Electric Utility | 1 | X | WAT | [9 empty] | N |  | 0 | 1H | [23 empty] | N
Vintage1914 | hydro | TRUE | 7140 | Georgia Power Co | 723 | Tallulah Falls | GA | Habersham | 3 | Conventional Hydroelectric | HY |  | S | X | X |  |  | 12 | 1 | 12.1 | 12.1 | 12.1 | N |  |  | OP | X | 9 | 1914 |  |  | N | Electric Utility | 1 | X | WAT | [9 empty] | N |  | 0 | 1H | [23 empty] | N
Vintage1913 | hydro | TRUE | 7140 | Georgia Power Co | 723 | Tallulah Falls | GA | Habersham | 4 | Conventional Hydroelectric | HY |  | S | X | X |  |  | 12 | 1 | 12.2 | 12.2 | 12.2 | N |  |  | OP | X | 12 | 1913 |  |  | N | Electric Utility | 1 | X | WAT | [9 empty] | N |  | 0 | 1H | [23 empty] | N
Vintage1913 | hydro | TRUE | 7140 | Georgia Power Co | 723 | Tallulah Falls | GA | Habersham | 5 | Conventional Hydroelectric | HY |  | S | X | X |  |  | 12 | 1 | 12.2 | 12.2 | 12.2 | N |  |  | OP | X | 12 | 1913 |  |  | N | Electric Utility | 1 | X | WAT | [9 empty] | N |  | 0 | 1H | [23 empty] | N
Vintage1920 | hydro | TRUE | 7140 | Georgia Power Co | 723 | Tallulah Falls | GA | Habersham | 6 | Conventional Hydroelectric | HY |  | S | X | X |  |  | 12 | 1 | 12.2 | 12.2 | 12.2 | N |  |  | OP | X | 3 | 1920 |  |  | N | Electric Utility | 1 | X | WAT | [9 empty] | N |  | 0 | 1H | [23 empty] | N
Vintage1925 | hydro | TRUE | 7140 | Georgia Power Co | 724 | Terrora | GA | Rabun | 1 | Conventional Hydroelectric | HY |  | S | X | X |  |  | 8 | 0.8 | 8.3 | 8.3 | 8.3 | N |  |  | OP | X | 7 | 1925 |  |  | N | Electric Utility | 1 | X | WAT | [9 empty] | N |  | 0 | 1H | [23 empty] | N
Vintage1925 | hydro | TRUE | 7140 | Georgia Power Co | 724 | Terrora | GA | Rabun | 2 | Conventional Hydroelectric | HY |  | S | X | X |  |  | 8 | 0.8 | 9.3 | 9.3 | 9.3 | Y | 1 | 2021 | OP | X | 3 | 1925 |  |  | N | Electric Utility | 1 | X | WAT | [9 empty] | N |  | 0 | 1H | [23 empty] | N
Vintage1923 | hydro | TRUE | 7140 | Georgia Power Co | 725 | Tugalo | GA | Habersham | 1 | Conventional Hydroelectric | HY |  | S | X | X |  |  | 11.2 | 0.9 | 13 | 13.1 | 13 | N |  |  | OP | X | 10 | 1923 |  |  | N | Electric Utility | 1 | X | WAT | [9 empty] | N |  | 0 | 1H | [23 empty] | N
Vintage1923 | hydro | TRUE | 7140 | Georgia Power Co | 725 | Tugalo | GA | Habersham | 2 | Conventional Hydroelectric | HY |  | S | X | X |  |  | 11.2 | 0.9 | 13 | 13.1 | 13 | N |  |  | OP | X | 11 | 1923 |  |  | N | Electric Utility | 1 | X | WAT | [9 empty] | N |  | 0 | 1H | [23 empty] | N
Vintage1924 | hydro | TRUE | 7140 | Georgia Power Co | 725 | Tugalo | GA | Habersham | 3 | Conventional Hydroelectric | HY |  | S | X | X |  |  | 11.2 | 0.9 | 13 | 13.1 | 13 | N |  |  | OP | X | 4 | 1924 |  |  | N | Electric Utility | 1 | X | WAT | [9 empty] | N |  | 0 | 1H | [23 empty] | N
Vintage1924 | hydro | TRUE | 7140 | Georgia Power Co | 725 | Tugalo | GA | Habersham | 4 | Conventional Hydroelectric | HY |  | S | X | X |  |  | 11.2 | 0.9 | 13 | 13.1 | 13 | N |  |  | OP | X | 4 | 1924 |  |  | N | Electric Utility | 1 | X | WAT | [9 empty] | N |  | 0 | 1H | [23 empty] | N
Vintage1974 | natural gas steam turbine | TRUE | 7140 | Georgia Power Co | 728 | Yates | GA | Coweta | 6 | Natural Gas Steam Turbine | ST |  | S | X | X |  |  | 403.7 | 0.85 | 355.5 | 355.5 | 60 | N |  |  | OP | X | 7 | 1974 |  |  | N | Electric Utility | 1 | X | NG | [5 empty] | NG |  |  |  | N |  |  | OVER | [23 empty] | N | N | N
Vintage1974 | natural gas steam turbine | TRUE | 7140 | Georgia Power Co | 728 | Yates | GA | Coweta | 7 | Natural Gas Steam Turbine | ST |  | S | X | X |  |  | 403.7 | 0.85 | 358.5 | 358.5 | 60 | N |  |  | OP | X | 4 | 1974 |  |  | N | Electric Utility | 1 | X | NG | [5 empty] | NG |  |  |  | N |  |  | OVER | [23 empty] | N | N | N
Vintage1925 | hydro | TRUE | 7140 | Georgia Power Co | 729 | Yonah | GA | Stephens | 1 | Conventional Hydroelectric | HY |  | S | X | X |  |  | 7.5 | 0.9 | 9.5 | 9.6 | 9.5 | N |  |  | OP | X | 10 | 1925 |  |  | N | Electric Utility | 1 | X | WAT | [9 empty] | N |  | 0 | 1H | [23 empty] | N
Vintage1925 | hydro | TRUE | 7140 | Georgia Power Co | 729 | Yonah | GA | Stephens | 2 | Conventional Hydroelectric | HY |  | S | X | X |  |  | 7.5 | 0.9 | 9.5 | 9.6 | 9.5 | N |  |  | OP | X | 11 | 1925 |  |  | N | Electric Utility | 1 | X | WAT | [9 empty] | N |  | 0 | 1H | [23 empty] | N
Vintage1925 | hydro | TRUE | 7140 | Georgia Power Co | 729 | Yonah | GA | Stephens | 3 | Conventional Hydroelectric | HY |  | S | X | X |  |  | 7.5 | 0.9 | 9.5 | 9.6 | 9.5 | N |  |  | OP | X | 12 | 1925 |  |  | N | Electric Utility | 1 | X | WAT | [9 empty] | N |  | 0 | 1H | [23 empty] | N
Vintage1970 | petroleum | TRUE | 7140 | Georgia Power Co | 732 | Boulevard | GA | Chatham | 1 | Petroleum Liquids | GT |  | S | X | X |  |  | 15.6 | 0.85 | 14 | 18.6 | 14 | N |  |  | OP | X | 9 | 1970 |  |  | N | Electric Utility | 1 | X | DFO | NG | [8 empty] | N |  |  | 1H | [23 empty] | Y | N | Y
Vintage1914 | hydro | TRUE | 17539 | Dominion Energy South Carolina, Inc | 736 | Stevens Creek | GA | Columbia | 1 | Conventional Hydroelectric | HY |  | S | X | X |  |  | 2.2 | 0.8 | 1.5 | 1.9 | 0.1 | N |  |  | OP | X | 6 | 1914 |  |  | N | Electric Utility | 1 | X | WAT | [9 empty] | N | N | 0 | 1H | [23 empty] | N
Vintage1914 | hydro | TRUE | 17539 | Dominion Energy South Carolina, Inc | 736 | Stevens Creek | GA | Columbia | 2 | Conventional Hydroelectric | HY |  | S | X | X |  |  | 2.2 | 0.8 | 1.5 | 1.9 | 0.1 | N |  |  | OP | X | 6 | 1914 |  |  | N | Electric Utility | 1 | X | WAT | [9 empty] | N | N | 0 | 1H | [23 empty] | N
Vintage1914 | hydro | TRUE | 17539 | Dominion Energy South Carolina, Inc | 736 | Stevens Creek | GA | Columbia | 3 | Conventional Hydroelectric | HY |  | S | X | X |  |  | 2.2 | 0.8 | 1.5 | 1.9 | 0.1 | N |  |  | OP | X | 6 | 1914 |  |  | N | Electric Utility | 1 | X | WAT | [9 empty] | N | N | 0 | 10M | [23 empty] | N
Vintage1914 | hydro | TRUE | 17539 | Dominion Energy South Carolina, Inc | 736 | Stevens Creek | GA | Columbia | 4 | Conventional Hydroelectric | HY |  | S | X | X |  |  | 2.2 | 0.8 | 1.5 | 1.9 | 0.1 | N |  |  | OP | X | 6 | 1914 |  |  | N | Electric Utility | 1 | X | WAT | [9 empty] | N | N | 0 | 1H | [23 empty] | N
Vintage1914 | hydro | TRUE | 17539 | Dominion Energy South Carolina, Inc | 736 | Stevens Creek | GA | Columbia | 5 | Conventional Hydroelectric | HY |  | S | X | X |  |  | 2.2 | 0.8 | 1.5 | 1.9 | 0.1 | N |  |  | OP | X | 6 | 1914 |  |  | N | Electric Utility | 1 | X | WAT | [9 empty] | N | N | 0 | 1H | [23 empty] | N
Vintage1925 | hydro | TRUE | 17539 | Dominion Energy South Carolina, Inc | 736 | Stevens Creek | GA | Columbia | 6 | Conventional Hydroelectric | HY |  | S | X | X |  |  | 2.2 | 0.8 | 1.5 | 1.9 | 0.1 | N |  |  | OP | X | 6 | 1925 |  |  | N | Electric Utility | 1 | X | WAT | [9 empty] | N | N | 0 | 1H | [23 empty] | N
Vintage1926 | hydro | TRUE | 17539 | Dominion Energy South Carolina, Inc | 736 | Stevens Creek | GA | Columbia | 7 | Conventional Hydroelectric | HY |  | S | X | X |  |  | 2.2 | 0.8 | 1.5 | 1.9 | 0.1 | N |  |  | OP | X | 6 | 1926 |  |  | N | Electric Utility | 1 | X | WAT | [9 empty] | N | N | 0 | 1H | [23 empty] | N
Vintage1926 | hydro | TRUE | 17539 | Dominion Energy South Carolina, Inc | 736 | Stevens Creek | GA | Columbia | 8 | Conventional Hydroelectric | HY |  | S | X | X |  |  | 2.2 | 0.8 | 1.5 | 1.9 | 0.1 | N |  |  | OP | X | 6 | 1926 |  |  | N | Electric Utility | 1 | X | WAT | [9 empty] | N | N | 0 | 10M | [23 empty] | N
Vintage1994 | hydro | TRUE | 12397 | Metropolitan Water District of S CA | 745 | Etiwanda | CA | San Bernardino | 1 | Conventional Hydroelectric | HY |  | S | X | X |  |  | 23.9 | 0.95 | 23.9 | 23.9 | 2.5 | N |  |  | OP | X | 12 | 1994 |  |  | N | Electric Utility | 1 | X | WAT | [12 empty] | 12H
Vintage1987 | hydro | TRUE | 16612 | City & County of San Francisco | 751 | Moccasin Low Head Hydro Project | CA | Tuolumne | 1 | Conventional Hydroelectric | HY |  | S | X | X | INTKEP_2_UNITS-APND | INTKEP_2_UNITS | 2.9 | 0.8 | 2.9 | 2.9 | 0 | N |  |  | OP | X | 7 | 1987 |  |  | N | Electric Utility | 1 | X | WAT | [9 empty] | N | N |  | 1H | [20 empty] | N |  |  | N
Vintage1930 | hydro | TRUE | 4538 | Crisp County Power Comm | 752 | Lake Blackshear Project | GA | Worth | 1 | Conventional Hydroelectric | HY |  | S | X | X |  |  | 2.4 | 0.8 | 2.4 | 2.4 | 0.9 | N |  |  | OP | X | 8 | 1930 |  |  | N | Electric Utility | 1 | X | WAT | [9 empty] | N |  | 0 | 10M | [23 empty] | N
Vintage1930 | hydro | TRUE | 4538 | Crisp County Power Comm | 752 | Lake Blackshear Project | GA | Worth | 2 | Conventional Hydroelectric | HY |  | S | X | X |  |  | 5 | 0.8 | 4 | 4 | 1.4 | N |  |  | OP | X | 8 | 1930 |  |  | N | Electric Utility | 1 | X | WAT | [9 empty] | N |  | 0 | 10M | [23 empty] | N
Vintage1930 | hydro | TRUE | 4538 | Crisp County Power Comm | 752 | Lake Blackshear Project | GA | Worth | 3 | Conventional Hydroelectric | HY |  | S | X | X |  |  | 4.8 | 0.8 | 4.8 | 4.8 | 1.1 | N |  |  | OP | X | 5 | 1930 |  |  | N | Electric Utility | 1 | X | WAT | [9 empty] | N |  | 0 | 10M | [23 empty] | N
Vintage1930 | hydro | TRUE | 4538 | Crisp County Power Comm | 752 | Lake Blackshear Project | GA | Worth | 4 | Conventional Hydroelectric | HY |  | S | X | X |  |  | 5 | 0.8 | 4 | 4 | 0.8 | N |  |  | OP | X | 5 | 1930 |  |  | N | Electric Utility | 1 | X | WAT | [9 empty] | N |  | 0 | 10M | [23 empty] | N
Vintage1957 | natural gas steam turbine | TRUE | 4538 | Crisp County Power Comm | 753 | Crisp Plant | GA | Worth | 1 | Natural Gas Steam Turbine | ST |  | S | X | X |  |  | 12.5 | 0.8 | 10 | 10 | 3 | N |  |  | OP | X | 6 | 1957 |  |  | N | Electric Utility | 1 | X | NG | BIT |  |  |  |  | NG |  |  |  | N | N |  | OVER |  | N |  |  | N | N | N | [16 empty] | N | N | N
Vintage1957 | natural gas peaker | TRUE | 4538 | Crisp County Power Comm | 753 | Crisp Plant | GA | Worth | GT1 | Natural Gas Fired Combustion Turbine | GT |  | S | X | X |  |  | 5 | 0.8 | 4 | 4 | 1 | N |  |  | OP | X | 5 | 1957 |  |  | N | Electric Utility | 1 | X | NG | [9 empty] | N | N |  | 1H | [23 empty] | N | N | N
Vintage1962 | hydro | TRUE | 19375 | USCE-Savannah District | 754 | Hartwell Lake | GA | Hart | 1 | Conventional Hydroelectric | HY |  | S | X | X |  |  | 85 | 0.9 | 85 | 85 | 30 | N |  |  | OP | X | 4 | 1962 |  |  | N | Electric Utility | 1 | X | WAT | [9 empty] | N |  | 0 | 10M | [23 empty] | N
Vintage1962 | hydro | TRUE | 19375 | USCE-Savannah District | 754 | Hartwell Lake | GA | Hart | 2 | Conventional Hydroelectric | HY |  | S | X | X |  |  | 85 | 0.9 | 85 | 85 | 30 | N |  |  | OP | X | 4 | 1962 |  |  | N | Electric Utility | 1 | X | WAT | [9 empty] | N |  | 0 | 10M | [23 empty] | N
Vintage1962 | hydro | TRUE | 19375 | USCE-Savannah District | 754 | Hartwell Lake | GA | Hart | 3 | Conventional Hydroelectric | HY |  | S | X | X |  |  | 85 | 0.9 | 85 | 85 | 30 | N |  |  | OS | X | 4 | 1962 |  |  | N | Electric Utility | 1 | X | WAT | [9 empty] | N |  | 0 | 10M | [23 empty] | N
Vintage1962 | hydro | TRUE | 19375 | USCE-Savannah District | 754 | Hartwell Lake | GA | Hart | 4 | Conventional Hydroelectric | HY |  | S | X | X |  |  | 85 | 0.9 | 70 | 70 | 55 | N |  |  | OP | X | 4 | 1962 |  |  | N | Electric Utility | 1 | X | WAT | [9 empty] | N |  | 0 | 10M | [23 empty] | N
Vintage1983 | hydro | TRUE | 19375 | USCE-Savannah District | 754 | Hartwell Lake | GA | Hart | 5 | Conventional Hydroelectric | HY |  | S | X | X |  |  | 80 | 0.95 | 80 | 80 | 25 | N |  |  | OP | X | 11 | 1983 |  |  | N | Electric Utility | 1 | X | WAT | [9 empty] | N |  |  | 10M | [23 empty] | N
Vintage1931 | hydro | TRUE | 18642 | Tennessee Valley Authority | 757 | Blue Ridge | GA | Fannin | 1 | Conventional Hydroelectric | HY |  | S | X | X |  |  | 22 | 0.8 | 16 | 13.4 | 7.2 | N |  |  | OP | X | 7 | 1931 |  |  | N | Electric Utility | 1 | X | WAT | [9 empty] | N | N | 0 | 1H | [23 empty] | N
Vintage1994 | hydro | TRUE | 18642 | Tennessee Valley Authority | 757 | Blue Ridge | GA | Fannin | 2 | Conventional Hydroelectric | HY |  | S | X | X |  |  | 1.5 | 0.8 | 1.3 | 1.3 | 1 | N |  |  | OP | X | 9 | 1994 |  |  | N | Electric Utility | 1 | X | WAT | [9 empty] | N | N | 0 | 1H | [23 empty] | N
Vintage1956 | hydro | TRUE | 18642 | Tennessee Valley Authority | 758 | Nottely | GA | Union | 1 | Conventional Hydroelectric | HY |  | S | X | X |  |  | 15 | 0.9 | 19.2 | 18.4 | 13.6 | N |  |  | OP | X | 1 | 1956 |  |  | N | Electric Utility | 1 | X | WAT | [9 empty] | N | N | 0 | 1H | [23 empty] | N
Vintage1993 | hydro | TRUE | 18642 | Tennessee Valley Authority | 758 | Nottely | GA | Union | 2 | Conventional Hydroelectric | HY |  | S | X | X |  |  | 0.9 | 0.9 | 0.9 | 0.9 | 0.6 | N |  |  | OP | X | 8 | 1993 |  |  | N | Electric Utility | 1 | X | WAT | [9 empty] | N | N | 0 | 1H | [23 empty] | N
Vintage2003 | hydro | TRUE | 27813 | USCE-Mobile District | 759 | Buford | GA | Forsyth | 1A | Conventional Hydroelectric | HY |  | S | X | X |  |  | 62 | 0.95 | 60 | 60 | 35 | N |  |  | OP | X | 12 | 2003 |  |  | N | Electric Utility | 1 | X | WAT | [9 empty] | N |  |  | 10M
Vintage2004 | hydro | TRUE | 27813 | USCE-Mobile District | 759 | Buford | GA | Forsyth | 2A | Conventional Hydroelectric | HY |  | S | X | X |  |  | 62 | 0.95 | 60 | 60 | 35 | N |  |  | OP | X | 12 | 2004 |  |  | N | Electric Utility | 1 | X | WAT | [9 empty] | N |  |  | 10M
Vintage2005 | hydro | TRUE | 27813 | USCE-Mobile District | 759 | Buford | GA | Forsyth | 3A | Conventional Hydroelectric | HY |  | S | X | X |  |  | 7.2 | 0.95 | 6.8 | 6.6 | 6.6 | N |  |  | OP | X | 2 | 2005 |  |  | N | Electric Utility | 1 | X | WAT | [9 empty] | N |  |  | 10M
Vintage1950 | hydro | TRUE | 27813 | USCE-Mobile District | 760 | Allatoona | GA | Bartow | 1 | Conventional Hydroelectric | HY |  | S | X | X |  |  | 42.3 | 0.95 | 35 | 35 | 20 | N |  |  | OP | X | 1 | 1950 |  |  | N | Electric Utility | 1 | X | WAT | [9 empty] | N |  | 0 | 10M
Vintage1950 | hydro | TRUE | 27813 | USCE-Mobile District | 760 | Allatoona | GA | Bartow | 2 | Conventional Hydroelectric | HY |  | S | X | X |  |  | 42.3 | 0.95 | 35 | 35 | 20 | N |  |  | OP | X | 3 | 1950 |  |  | N | Electric Utility | 1 | X | WAT | [9 empty] | N |  | 0 | 10M
Vintage1950 | hydro | TRUE | 27813 | USCE-Mobile District | 760 | Allatoona | GA | Bartow | A | Conventional Hydroelectric | HY |  | S | X | X |  |  | 2 | 0.95 | 2 | 2 | 2 | N |  |  | OP | X | 2 | 1950 |  |  | N | Electric Utility | 1 | X | WAT | [9 empty] | N |  | 0 | 10M
Vintage1963 | hydro | TRUE | 27813 | USCE-Mobile District | 761 | Walter F George | GA | Clay | 1 | Conventional Hydroelectric | HY |  | S | X | X |  |  | 42 | 0.95 | 42 | 42 | 40 | N |  |  | OP | X | 3 | 1963 |  |  | N | Electric Utility | 1 | X | WAT | [9 empty] | N |  | 0 | 10M
Vintage1963 | hydro | TRUE | 27813 | USCE-Mobile District | 761 | Walter F George | GA | Clay | 2 | Conventional Hydroelectric | HY |  | S | X | X |  |  | 42 | 0.95 | 42 | 42 | 40 | N |  |  | OP | X | 5 | 1963 |  |  | N | Electric Utility | 1 | X | WAT | [9 empty] | N |  | 0 | 10M
Vintage1963 | hydro | TRUE | 27813 | USCE-Mobile District | 761 | Walter F George | GA | Clay | 3 | Conventional Hydroelectric | HY |  | S | X | X |  |  | 42 | 0.95 | 42 | 42 | 40 | N |  |  | OP | X | 9 | 1963 |  |  | N | Electric Utility | 1 | X | WAT | [9 empty] | N |  | 0 | 10M
Vintage1963 | hydro | TRUE | 27813 | USCE-Mobile District | 761 | Walter F George | GA | Clay | 4 | Conventional Hydroelectric | HY |  | S | X | X |  |  | 42 | 0.95 | 42 | 42 | 40 | N |  |  | OP | X | 11 | 1963 |  |  | N | Electric Utility | 1 | X | WAT | [9 empty] | N |  | 0 | 10M
Vintage1977 | natural gas steam turbine | TRUE | 14077 | Oklahoma Municipal Power Authority | 762 | Ponca | OK | Kay | 2 | Natural Gas Steam Turbine | ST |  | S | X | X |  |  | 48 | 0.85 | 34 | 34 | 5 | N |  |  | OS | X | 10 | 1977 |  |  | N | Electric Utility | 1 | X | NG | [5 empty] | NG |  |  |  | N | N |  | 1H | [23 empty] | N
Vintage1963 | petroleum | TRUE | 19547 | Hawaiian Electric Co Inc | 765 | Kahe | HI | Honolulu | K1 | Petroleum Liquids | ST |  | S | X | X |  |  | 81.6 | 0.8 | 77.9 | 77.9 | 20 | N |  |  | OP | X | 3 | 1963 |  |  | N | Electric Utility | 1 | X | RFO | [5 empty] | PG | [6 empty] | 12H | [23 empty] | N | N
Vintage1964 | petroleum | TRUE | 19547 | Hawaiian Electric Co Inc | 765 | Kahe | HI | Honolulu | K2 | Petroleum Liquids | ST |  | S | X | X |  |  | 81.6 | 0.8 | 78.1 | 78.1 | 30 | N |  |  | OP | X | 9 | 1964 |  |  | N | Electric Utility | 1 | X | RFO | [5 empty] | PG | [6 empty] | 12H | [23 empty] | N | N
Vintage1970 | petroleum | TRUE | 19547 | Hawaiian Electric Co Inc | 765 | Kahe | HI | Honolulu | K3 | Petroleum Liquids | ST |  | S | X | X |  |  | 85.8 | 0.8 | 82.1 | 82.1 | 20 | N |  |  | OP | X | 8 | 1970 |  |  | N | Electric Utility | 1 | X | RFO | [5 empty] | DFO | [6 empty] | 12H | [23 empty] | N | N | N
Vintage1972 | petroleum | TRUE | 19547 | Hawaiian Electric Co Inc | 765 | Kahe | HI | Honolulu | K4 | Petroleum Liquids | ST |  | S | X | X |  |  | 90.9 | 0.8 | 87.2 | 87.2 | 20 | N |  |  | OP | X | 6 | 1972 |  |  | N | Electric Utility | 1 | X | RFO | [5 empty] | DFO | [6 empty] | 12H | [23 empty] | N | N
Vintage1974 | petroleum | TRUE | 19547 | Hawaiian Electric Co Inc | 765 | Kahe | HI | Honolulu | K5 | Petroleum Liquids | ST |  | S | X | X |  |  | 134.9 | 0.8 | 128.1 | 128.1 | 55 | N |  |  | OP | X | 12 | 1974 |  |  | N | Electric Utility | 1 | X | RFO | [5 empty] | DFO | [6 empty] | 12H | [23 empty] | N
Vintage1981 | petroleum | TRUE | 19547 | Hawaiian Electric Co Inc | 765 | Kahe | HI | Honolulu | K6 | Petroleum Liquids | ST |  | S | X | X |  |  | 134.9 | 0.8 | 128.7 | 128.7 | 45 | N |  |  | OP | X | 3 | 1981 |  |  | N | Electric Utility | 1 | X | RFO | [5 empty] | DFO | [6 empty] | 12H | [23 empty] | N
Vintage1973 | petroleum | TRUE | 19547 | Hawaiian Electric Co Inc | 766 | Waiau | HI | Honolulu | W10 | Petroleum Liquids | GT |  | S | X | X |  |  | 51.3 | 0.8 | 51.2 | 51.2 | 6 | N |  |  | OP | X | 12 | 1973 |  |  | N | Electric Utility | 1 | X | DFO | [12 empty] | 12H | [23 empty] | N
Vintage1947 | petroleum | TRUE | 19547 | Hawaiian Electric Co Inc | 766 | Waiau | HI | Honolulu | W3 | Petroleum Liquids | ST |  | S | X | X |  |  | 50 | 0.8 | 47.2 | 47.2 | 20 | N |  |  | OP | X | 12 | 1947 |  |  | N | Electric Utility | 1 | X | RFO | [5 empty] | PG | [6 empty] | 12H | [23 empty] | N
Vintage1950 | petroleum | TRUE | 19547 | Hawaiian Electric Co Inc | 766 | Waiau | HI | Honolulu | W4 | Petroleum Liquids | ST |  | S | X | X |  |  | 50 | 0.8 | 47.7 | 47.7 | 20 | N |  |  | OP | X | 10 | 1950 |  |  | N | Electric Utility | 1 | X | RFO | [5 empty] | PG | [6 empty] | 12H | [23 empty] | N
Vintage1959 | petroleum | TRUE | 19547 | Hawaiian Electric Co Inc | 766 | Waiau | HI | Honolulu | W5 | Petroleum Liquids | ST |  | S | X | X |  |  | 54.4 | 0.8 | 51.9 | 51.9 | 23 | N |  |  | OP | X | 9 | 1959 |  |  | N | Electric Utility | 1 | X | RFO | [5 empty] | DFO | [6 empty] | 12H | [23 empty] | N
Vintage1961 | petroleum | TRUE | 19547 | Hawaiian Electric Co Inc | 766 | Waiau | HI | Honolulu | W6 | Petroleum Liquids | ST |  | S | X | X |  |  | 54.4 | 0.8 | 51.8 | 51.8 | 20 | N |  |  | OP | X | 6 | 1961 |  |  | N | Electric Utility | 1 | X | RFO | [5 empty] | DFO | [6 empty] | 12H | [23 empty] | N | N
Vintage1966 | petroleum | TRUE | 19547 | Hawaiian Electric Co Inc | 766 | Waiau | HI | Honolulu | W7 | Petroleum Liquids | ST |  | S | X | X |  |  | 81.6 | 0.8 | 77.8 | 77.8 | 20 | N |  |  | OP | X | 10 | 1966 |  |  | N | Electric Utility | 1 | X | RFO | [5 empty] | DFO | [6 empty] | 12H | [23 empty] | N | N
Vintage1968 | petroleum | TRUE | 19547 | Hawaiian Electric Co Inc | 766 | Waiau | HI | Honolulu | W8 | Petroleum Liquids | ST |  | S | X | X |  |  | 81.6 | 0.8 | 77.8 | 77.8 | 20 | N |  |  | OP | X | 11 | 1968 |  |  | N | Electric Utility | 1 | X | RFO | [5 empty] | DFO | [6 empty] | 12H | [23 empty] | N | N
Vintage1973 | petroleum | TRUE | 19547 | Hawaiian Electric Co Inc | 766 | Waiau | HI | Honolulu | W9 | Petroleum Liquids | GT |  | S | X | X |  |  | 51.3 | 0.8 | 51.2 | 51.2 | 6 | N |  |  | OP | X | 6 | 1973 |  |  | N | Electric Utility | 1 | X | DFO | [12 empty] | 12H | [23 empty] | N | N
Vintage1970 | petroleum | TRUE | 8287 | Hawaii Electric Light Co Inc | 768 | Waimea | HI | Hawaii | 12 | Petroleum Liquids | IC |  | S | X | X |  |  | 2.5 | 0.9 | 2.5 | 2.5 | 0.5 | N |  |  | OP | X | 12 | 1970 |  |  | N | Electric Utility | 1 | X | DFO | [9 empty] | N | N |  | 10M | [23 empty] | N | N | N
Vintage1972 | petroleum | TRUE | 8287 | Hawaii Electric Light Co Inc | 768 | Waimea | HI | Hawaii | 13 | Petroleum Liquids | IC |  | S | X | X |  |  | 2.5 | 0.9 | 2.5 | 2.5 | 0.5 | N |  |  | OP | X | 5 | 1972 |  |  | N | Electric Utility | 1 | X | DFO | [9 empty] | N | N |  | 10M | [23 empty] | N | N
Vintage1972 | petroleum | TRUE | 8287 | Hawaii Electric Light Co Inc | 768 | Waimea | HI | Hawaii | 14 | Petroleum Liquids | IC |  | S | X | X |  |  | 2.5 | 0.9 | 2.5 | 2.5 | 0.5 | N |  |  | OP | X | 5 | 1972 |  |  | N | Electric Utility | 1 | X | DFO | [9 empty] | N | N |  | 10M | [23 empty] | N
Vintage1962 | petroleum | TRUE | 8287 | Hawaii Electric Light Co Inc | 769 | Kanoelehua | HI | Hawaii | 11 | Petroleum Liquids | IC |  | S | X | X |  |  | 2 | 0.9 | 2 | 2 | 2 | N |  |  | OP | X | 9 | 1962 |  |  | N | Electric Utility | 1 | X | DFO | [9 empty] | N | N |  | 10M | [23 empty] | N
Vintage1972 | petroleum | TRUE | 8287 | Hawaii Electric Light Co Inc | 769 | Kanoelehua | HI | Hawaii | 15 | Petroleum Liquids | IC |  | S | X | X |  |  | 2.5 | 0.9 | 2.5 | 2.5 | 0.5 | N |  |  | OP | X | 8 | 1972 |  |  | N | Electric Utility | 1 | X | DFO | [9 empty] | N | N |  | 10M | [23 empty] | N
Vintage1972 | petroleum | TRUE | 8287 | Hawaii Electric Light Co Inc | 769 | Kanoelehua | HI | Hawaii | 16 | Petroleum Liquids | IC |  | S | X | X |  |  | 2.5 | 0.9 | 2.5 | 2.5 | 0.5 | N |  |  | OP | X | 8 | 1972 |  |  | N | Electric Utility | 1 | X | DFO | [9 empty] | N | N |  | 10M | [23 empty] | N
Vintage1973 | petroleum | TRUE | 8287 | Hawaii Electric Light Co Inc | 769 | Kanoelehua | HI | Hawaii | 17 | Petroleum Liquids | IC |  | S | X | X |  |  | 2.5 | 0.9 | 2.5 | 2.5 | 0.5 | N |  |  | OP | X | 12 | 1973 |  |  | N | Electric Utility | 1 | X | DFO | [9 empty] | N | N |  | 10M | [23 empty] | N
Vintage1962 | petroleum | TRUE | 8287 | Hawaii Electric Light Co Inc | 769 | Kanoelehua | HI | Hawaii | CT1 | Petroleum Liquids | GT |  | S | X | X |  |  | 11.5 | 0.9 | 10.5 | 10.5 | 2.5 | N |  |  | OP | X | 1 | 1962 |  |  | N | Electric Utility | 1 | X | DFO | [9 empty] | N | N |  | 10M | [23 empty] | N
Vintage1918 | hydro | TRUE | 8287 | Hawaii Electric Light Co Inc | 771 | Puueo | HI | Hawaii | 1 | Conventional Hydroelectric | HY |  | S | X | X |  |  | 0.7 | 0.9 | 0.7 | 0.7 | 0.1 | N |  |  | OP | X | 12 | 1918 |  |  | N | Electric Utility | 1 | X | WAT | [10 empty] | N |  | 1H | [23 empty] | N
Vintage2005 | hydro | TRUE | 8287 | Hawaii Electric Light Co Inc | 771 | Puueo | HI | Hawaii | 2A | Conventional Hydroelectric | HY |  | S | X | X |  |  | 2.4 | 0.9 | 2.4 | 2.4 | 0.3 | N |  |  | OP | X | 10 | 2005 |  |  | N | Electric Utility | 1 | X | WAT | [9 empty] | N | N |  | 1H | [23 empty] | N
Vintage1965 | petroleum | TRUE | 8287 | Hawaii Electric Light Co Inc | 772 | W H Hill | HI | Hawaii | 5 | Petroleum Liquids | ST |  | S | X | X |  |  | 14.1 | 0.9 | 14.1 | 14.1 | 5 | N |  |  | OP | X | 12 | 1965 |  |  | N | Electric Utility | 1 | X | RFO | DFO |  |  |  |  | PG |  |  |  | N | N |  | 12H | [23 empty] | N | N | N
Vintage1974 | petroleum | TRUE | 8287 | Hawaii Electric Light Co Inc | 772 | W H Hill | HI | Hawaii | 6 | Petroleum Liquids | ST |  | S | X | X |  |  | 23 | 0.9 | 21.4 | 21.4 | 8 | N |  |  | OP | X | 12 | 1974 |  |  | N | Electric Utility | 1 | X | RFO | DFO |  |  |  |  | DFO |  |  |  | N | N |  | 12H | [23 empty] | N | N | N
Vintage1921 | hydro | TRUE | 8287 | Hawaii Electric Light Co Inc | 774 | Waiau Hydro | HI | Hawaii | 1 | Conventional Hydroelectric | HY |  | S | X | X |  |  | 0.7 | 0.9 | 0.7 | 0.7 | 0.1 | N |  |  | OP | X | 12 | 1921 |  |  | N | Electric Utility | 1 | X | WAT | [9 empty] | N | N |  | 1H | [15 empty] | HY | WAT | 1.5 | 12 | 2022 |  |  |  | N
Vintage1928 | hydro | TRUE | 8287 | Hawaii Electric Light Co Inc | 774 | Waiau Hydro | HI | Hawaii | 2 | Conventional Hydroelectric | HY |  | S | X | X |  |  | 0.3 | 0.9 | 0.3 | 0.3 | 0.1 | N |  |  | OP | X | 12 | 1928 |  |  | N | Electric Utility | 1 | X | WAT | [9 empty] | N | N |  | 1H | [23 empty] | N
Vintage1983 | hydro | TRUE | 14191 | South Feather Water and Power Agency | 776 | Sly Creek | CA | Butte | 1 | Conventional Hydroelectric | HY |  | S | X | X |  |  | 12.1 | 0.9 | 12.1 | 12.1 | 0 | N |  |  | OP | X | 7 | 1983 |  |  | N | Electric Utility | 1 | X | WAT | [9 empty] | N | N |  | 10M | [23 empty] | N
Vintage1984 | hydro | TRUE | 3271 | Central Nebraska Pub P&I Dist | 785 | Kingsley | NE | Keith | 1 | Conventional Hydroelectric | HY |  | S | X | X | NPPDKINGSLEYUN1 | NPPDKINGSLEYUN1 | 50 | 0.95 | 41 | 41 | 5 | N |  |  | OP | X | 11 | 1984 |  |  | N | Electric Utility | 1 | X | WAT | [9 empty] | N | N | 0 | 1H | [23 empty] | N
Vintage1984 | hydro | TRUE | 7601 | Green Mountain Power Corp | 788 | East Barnet | VT | Caledonia | 1 | Conventional Hydroelectric | HY |  | S | X | X |  |  | 2.2 | 0.8 | 1.9 | 1.9 | 0.2 | N |  |  | OP | X | 9 | 1984 |  |  | N | Electric Utility | 1 | X | WAT | [12 empty] | 10M
Vintage1984 | petroleum | TRUE | 40215 | Cordova Electric Coop, Inc | 789 | Orca | AK | Valdez Cordova | 3 | Petroleum Liquids | IC |  | S | X | X |  |  | 2.5 | 0.8 | 2.5 | 2.5 | 1.5 | N |  |  | OP | X | 10 | 1984 |  |  | N | Electric Utility | 1 | X | DFO | [9 empty] | N | N |  | 10M | [23 empty] | N | N
Vintage1984 | petroleum | TRUE | 40215 | Cordova Electric Coop, Inc | 789 | Orca | AK | Valdez Cordova | 4 | Petroleum Liquids | IC |  | S | X | X |  |  | 2.4 | 0.8 | 2.4 | 2.4 | 1.4 | N |  |  | OP | X | 10 | 1984 |  |  | N | Electric Utility | 1 | X | DFO | [9 empty] | N | N |  | 10M | [23 empty] | N | N | N
Vintage2000 | petroleum | TRUE | 40215 | Cordova Electric Coop, Inc | 789 | Orca | AK | Valdez Cordova | 5 | Petroleum Liquids | IC |  | S | X | X |  |  | 1.1 | 0.8 | 1.1 | 1.1 | 0.7 | N |  |  | OP | X | 3 | 2000 |  |  | N | Electric Utility | 1 | X | DFO | [9 empty] | N | N |  | 10M | [23 empty] | N | N | N
Vintage2000 | petroleum | TRUE | 40215 | Cordova Electric Coop, Inc | 789 | Orca | AK | Valdez Cordova | 6 | Petroleum Liquids | IC |  | S | X | X |  |  | 1.1 | 0.8 | 1.1 | 1.1 | 0.7 | N |  |  | OP | X | 3 | 2000 |  |  | N | Electric Utility | 1 | X | DFO | [9 empty] | N | N |  | 10M | [23 empty] | N | N | N
Vintage2009 | petroleum | TRUE | 40215 | Cordova Electric Coop, Inc | 789 | Orca | AK | Valdez Cordova | 7 | Petroleum Liquids | IC |  | S | X | X |  |  | 3.6 | 0.8 | 3.6 | 3.6 | 2.2 | N |  |  | OP | X | 7 | 2009 |  |  | N | Electric Utility | 1 | X | DFO | [9 empty] | N | N |  | 10M | [23 empty] | N | N | N
Vintage1988 | hydro | TRUE | 9187 | City of Idaho Falls - (ID) | 790 | Gem State | ID | Bonneville | 1 | Conventional Hydroelectric | HY |  | S | X | X |  |  | 23.4 | 0.9 | 23.4 | 23.4 | 23.4 | N |  |  | OP | X | 11 | 1988 |  |  | N | Electric Utility | 1 | X | WAT | [9 empty] | N | N |  | 1H | [23 empty] | N
Vintage1989 | hydro | TRUE | 7751 | Guadalupe Blanco River Authority | 791 | Canyon | TX | Comal | 1 | Conventional Hydroelectric | HY |  | S | X | X |  |  | 3 | 0.9 | 3 | 3 | 1 | N |  |  | OP | X | 1 | 1989 |  |  | N | Electric Utility | 1 | X | WAT | [9 empty] | N | N |  | 1H | [23 empty] | N
Vintage1989 | hydro | TRUE | 7751 | Guadalupe Blanco River Authority | 791 | Canyon | TX | Comal | 2 | Conventional Hydroelectric | HY |  | S | X | X |  |  | 3 | 0.9 | 3 | 3 | 1 | N |  |  | OP | X | 1 | 1989 |  |  | N | Electric Utility | 1 | X | WAT | [9 empty] | N | N |  | 1H | [23 empty] | N
Vintage1982 | petroleum | TRUE | 11843 | Maui Electric Co Ltd | 792 | Palaau Power Hybrid | HI | Maui | 15 | Petroleum Liquids | GT |  | S | X | X |  |  | 2.5 | 0.8 | 2 | 2 | 0.5 | N |  |  | SB | Y | 4 | 1982 |  |  | N | Electric Utility | 1 | X | DFO | [9 empty] | N | N |  | 10M | [23 empty] | N | N | N
Vintage1996 | petroleum | TRUE | 11843 | Maui Electric Co Ltd | 792 | Palaau Power Hybrid | HI | Maui | 7 | Petroleum Liquids | IC |  | S | X | X |  |  | 2.2 | 0.8 | 2 | 2 | 0.3 | N |  |  | OP | X | 6 | 1996 |  |  | N | Electric Utility | 1 | X | DFO | [9 empty] | N | N |  | 10M | [23 empty] | N | N | N
Vintage1996 | petroleum | TRUE | 11843 | Maui Electric Co Ltd | 792 | Palaau Power Hybrid | HI | Maui | 8 | Petroleum Liquids | IC |  | S | X | X |  |  | 2.2 | 0.8 | 2 | 2 | 0.3 | N |  |  | OP | X | 6 | 1996 |  |  | N | Electric Utility | 1 | X | DFO | [9 empty] | N | N |  | 10M | [23 empty] | N | N | N
Vintage1996 | petroleum | TRUE | 11843 | Maui Electric Co Ltd | 792 | Palaau Power Hybrid | HI | Maui | 9 | Petroleum Liquids | IC |  | S | X | X |  |  | 2.2 | 0.8 | 2 | 2 | 0.3 | N |  |  | OP | X | 6 | 1996 |  |  | N | Electric Utility | 1 | X | DFO | [9 empty] | N | N |  | 10M | [23 empty] | N | N | N
Vintage2017 | other | TRUE | 11843 | Maui Electric Co Ltd | 792 | Palaau Power Hybrid | HI | Maui | BAT1 | Batteries | BA |  | S | X | X |  |  | 2 |  | 2 | 2 | 0 | N |  |  | OP | X | 5 | 2017 |  |  | N | Electric Utility | 1 | X | MWH | [9 empty] | N |  |  | 10M
Vintage1985 | petroleum | TRUE | 11843 | Maui Electric Co Ltd | 792 | Palaau Power Hybrid | HI | Maui | CAT1 | Petroleum Liquids | IC |  | S | X | X |  |  | 1.2 | 0.8 | 1.2 | 1.2 | 0.3 | N |  |  | OP | X | 5 | 1985 |  |  | N | Electric Utility | 1 | X | DFO | [9 empty] | N |  |  | 10M | [23 empty] | N | N | N
Vintage1985 | petroleum | TRUE | 11843 | Maui Electric Co Ltd | 792 | Palaau Power Hybrid | HI | Maui | CAT2 | Petroleum Liquids | IC |  | S | X | X |  |  | 1.2 | 0.8 | 1.2 | 1.2 | 0.3 | N |  |  | OP | X | 5 | 1985 |  |  | N | Electric Utility | 1 | X | DFO | [9 empty] | N |  |  | 10M | [23 empty] | N | N | N
Vintage1985 | petroleum | TRUE | 11843 | Maui Electric Co Ltd | 792 | Palaau Power Hybrid | HI | Maui | CUM3 | Petroleum Liquids | IC |  | S | X | X |  |  | 0.9 | 0.8 | 0.9 | 0.9 | 0.3 | N |  |  | OP | X | 4 | 1985 |  |  | N | Electric Utility | 1 | X | DFO | [9 empty] | N |  |  | 10M | [23 empty] | N | N | N
Vintage1985 | petroleum | TRUE | 11843 | Maui Electric Co Ltd | 792 | Palaau Power Hybrid | HI | Maui | CUM4 | Petroleum Liquids | IC |  | S | X | X |  |  | 0.9 | 0.8 | 0.9 | 0.9 | 0.3 | N |  |  | OP | X | 4 | 1985 |  |  | N | Electric Utility | 1 | X | DFO | [9 empty] | N |  |  | 10M | [23 empty] | N | N | N
Vintage1985 | petroleum | TRUE | 11843 | Maui Electric Co Ltd | 792 | Palaau Power Hybrid | HI | Maui | CUM5 | Petroleum Liquids | IC |  | S | X | X |  |  | 0.9 | 0.8 | 0.9 | 0.9 | 0.3 | N |  |  | OP | X | 4 | 1985 |  |  | N | Electric Utility | 1 | X | DFO | [9 empty] | N |  |  | 10M | [23 empty] | N | N | N
Vintage1991 | petroleum | TRUE | 11843 | Maui Electric Co Ltd | 792 | Palaau Power Hybrid | HI | Maui | CUM6 | Petroleum Liquids | IC |  | S | X | X |  |  | 0.9 | 0.8 | 0.9 | 0.9 | 0.3 | N |  |  | OP | X | 12 | 1991 |  |  | N | Electric Utility | 1 | X | DFO | [9 empty] | N |  |  | 10M | [23 empty] | N | N | N
Vintage1992 | hydro | TRUE | 6958 | City of Garland - (TX) | 794 | Lewisville | TX | Denton | 1 | Conventional Hydroelectric | HY |  | S | X | X |  |  | 2.8 | 0.9 | 2 | 2 | 0.5 | N |  |  | OP | X | 1 | 1992 |  |  | N | Electric Utility | 1 | X | WAT | [12 empty] | 1H
Vintage1990 | hydro | TRUE | 39006 | Brookfield White Pine Hydro LLC | 805 | Charles E Monty | ME | Androscoggin | M-1 | Conventional Hydroelectric | HY |  | S | X | X |  |  | 14.2 | 0.9 | 14 | 14 | 0.2 | N |  |  | OP | X | 1 | 1990 |  |  | N | IPP Non-CHP | 2 | X | WAT | [9 empty] | N | N |  | 10M
Vintage1990 | hydro | TRUE | 39006 | Brookfield White Pine Hydro LLC | 805 | Charles E Monty | ME | Androscoggin | M2 | Conventional Hydroelectric | HY |  | S | X | X |  |  | 14.2 | 0.9 | 14 | 14 | 0.2 | N |  |  | OP | X | 1 | 1990 |  |  | N | IPP Non-CHP | 2 | X | WAT | [9 empty] | N | N | 0 | 10M
Vintage1991 | hydro | TRUE | 15296 | New York Power Authority | 808 | Jarvis (Hinckley) | NY | Oneida | 1 | Conventional Hydroelectric | HY |  | S | X | X |  |  | 4.5 | 1 | 4.5 | 4.5 | 1 | N |  |  | OP | X | 7 | 1991 |  |  | N | Electric Utility | 1 | X | WAT | [9 empty] | N | N |  | 10M
Vintage1991 | hydro | TRUE | 15296 | New York Power Authority | 808 | Jarvis (Hinckley) | NY | Oneida | 2 | Conventional Hydroelectric | HY |  | S | X | X |  |  | 4.5 | 1 | 4.5 | 4.5 | 1 | N |  |  | OP | X | 7 | 1991 |  |  | N | Electric Utility | 1 | X | WAT | [9 empty] | N | N |  | 10M
Vintage1978 | hydro | TRUE | 9191 | Idaho Power Co | 809 | American Falls | ID | Power | 1 | Conventional Hydroelectric | HY |  | S | X | X | AFPR_1_TOT_GEN-APND | AFPR_1_TOT_GEN | 30.8 | 0.9 | 32 | 17.5 | 0 | N |  |  | OP | X | 7 | 1978 |  |  | N | Electric Utility | 1 | X | WAT | [9 empty] | N | N |  | 10M | [20 empty] | Y | 7 | 2023 | N
Vintage1978 | hydro | TRUE | 9191 | Idaho Power Co | 809 | American Falls | ID | Power | 2 | Conventional Hydroelectric | HY |  | S | X | X | AFPR_1_TOT_GEN-APND | AFPR_1_TOT_GEN | 30.8 | 0.9 | 31.5 | 15.1 | 0 | N |  |  | OP | X | 6 | 1978 |  |  | N | Electric Utility | 1 | X | WAT | [9 empty] | N | N |  | 10M | [20 empty] | Y | 1 | 2024 | N
Vintage1978 | hydro | TRUE | 9191 | Idaho Power Co | 809 | American Falls | ID | Power | 3 | Conventional Hydroelectric | HY |  | S | X | X | AFPR_1_TOT_GEN-APND | AFPR_1_TOT_GEN | 30.8 | 0.9 | 31.8 | 17.6 | 0 | N |  |  | OP | X | 3 | 1978 |  |  | N | Electric Utility | 1 | X | WAT | [9 empty] | N | N |  | 10M | [20 empty] | Y | 7 | 2024 | N
Vintage1949 | hydro | TRUE | 9191 | Idaho Power Co | 810 | Bliss | ID | Gooding | 1 | Conventional Hydroelectric | HY |  | S | X | X | BSPO_1_TOT_GEN-APNDBSPO_1_TOT_GEN-APND | BSPO_1_TOT_GEN | 25 | 0.87 | 32 | 25.2 | 0 | N |  |  | OP | X | 11 | 1949 |  |  | N | Electric Utility | 1 | X | WAT | [9 empty] | N | N |  | 10M | [20 empty] | Y | 1 | 2026 | N
Vintage1950 | hydro | TRUE | 9191 | Idaho Power Co | 810 | Bliss | ID | Gooding | 2 | Conventional Hydroelectric | HY |  | S | X | X | BSPO_1_TOT_GEN-APND | BSPO_1_TOT_GEN | 25 | 0.87 | 25.8 | 22.4 | 0 | N |  |  | OP | X | 1 | 1950 |  |  | N | Electric Utility | 1 | X | WAT | [9 empty] | N | N |  | 10M | [20 empty] | Y | 1 | 2027 | N
Vintage1950 | hydro | TRUE | 9191 | Idaho Power Co | 810 | Bliss | ID | Gooding | 3 | Conventional Hydroelectric | HY |  | S | X | X | BSPO_1_TOT_GEN-APND | BSPO_1_TOT_GEN | 25 | 0.87 | 22.4 | 22.5 | 0 | N |  |  | OP | X | 3 | 1950 |  |  | N | Electric Utility | 1 | X | WAT | [9 empty] | N | N |  | 10M | [23 empty] | N
Vintage1959 | hydro | TRUE | 9191 | Idaho Power Co | 811 | Brownlee | ID | Washington | 1 | Conventional Hydroelectric | HY |  | S | X | X | BLPR_GNODE011 | BLPR_2_G011 | 112.5 | 0.9 | 114 | 116.1 | 0 | N |  |  | OP | X | 1 | 1959 |  |  | N | Electric Utility | 1 | X | WAT | [9 empty] | N | N |  | 10M | [23 empty] | N
Vintage1958 | hydro | TRUE | 9191 | Idaho Power Co | 811 | Brownlee | ID | Washington | 2 | Conventional Hydroelectric | HY |  | S | X | X | BLPR_GNODE012 | BLPR_2_G012 | 112.5 | 0.9 | 104.6 | 109 | 0 | N |  |  | OP | X | 12 | 1958 |  |  | N | Electric Utility | 1 | X | WAT | [9 empty] | N | N |  | 10M | [23 empty] | N
Vintage1958 | hydro | TRUE | 9191 | Idaho Power Co | 811 | Brownlee | ID | Washington | 3 | Conventional Hydroelectric | HY |  | S | X | X | BLPR_GNODE013 | BLPR_2_G013 | 112.5 | 0.9 | 104.2 | 107.9 | 0 | N |  |  | OP | X | 10 | 1958 |  |  | N | Electric Utility | 1 | X | WAT | [9 empty] | N | N |  | 10M | [23 empty] | N
Vintage1958 | hydro | TRUE | 9191 | Idaho Power Co | 811 | Brownlee | ID | Washington | 4 | Conventional Hydroelectric | HY |  | S | X | X | BLPR_GNODE014 | BLPR_2_G014 | 112.5 | 0.9 | 108.8 | 119.3 | 0 | N |  |  | OP | X | 8 | 1958 |  |  | N | Electric Utility | 1 | X | WAT | [9 empty] | N | N |  | 10M | [23 empty] | N
Vintage1980 | hydro | TRUE | 9191 | Idaho Power Co | 811 | Brownlee | ID | Washington | 5 | Conventional Hydroelectric | HY |  | S | X | X | BLPR_GNODE015 | BLPR_2_G015 | 225 | 0.9 | 241.7 | 233.2 | 0 | N |  |  | OP | X | 3 | 1980 |  |  | N | Electric Utility | 1 | X | WAT | [9 empty] | N | N |  | 10M | [23 empty] | N
Vintage1952 | hydro | TRUE | 9191 | Idaho Power Co | 812 | C J Strike | ID | Owyhee | 1 | Conventional Hydroelectric | HY |  | S | X | X | SKPR_GNODE011 | SKPR_1_G011 | 27.6 | 0.92 | 31.2 | 31.2 | 0 | N |  |  | OP | X | 3 | 1952 |  |  | N | Electric Utility | 1 | X | WAT | [9 empty] | N | N |  | 10M | [23 empty] | N
Vintage1952 | hydro | TRUE | 9191 | Idaho Power Co | 812 | C J Strike | ID | Owyhee | 2 | Conventional Hydroelectric | HY |  | S | X | X | SKPR_GNODE012 | SKPR_1_G012 | 27.6 | 0.92 | 30.3 | 30.2 | 0 | N |  |  | OP | X | 3 | 1952 |  |  | N | Electric Utility | 1 | X | WAT | [9 empty] | N | N |  | 10M | [20 empty] | Y | 1 | 2025 | N
Vintage1952 | hydro | TRUE | 9191 | Idaho Power Co | 812 | C J Strike | ID | Owyhee | 3 | Conventional Hydroelectric | HY |  | S | X | X | SKPR_GNODE013 | SKPR_1_G013 | 27.6 | 0.92 | 31.3 | 31.5 | 0 | N |  |  | OP | X | 3 | 1952 |  |  | N | Electric Utility | 1 | X | WAT | [9 empty] | N | N |  | 10M | [23 empty] | N
Vintage1984 | hydro | TRUE | 9191 | Idaho Power Co | 813 | Cascade Dam | ID | Valley | 1 | Conventional Hydroelectric | HY |  | S | X | X | CDPO_6_TOT_GEN-APND | CDPO_6_TOT_GEN | 6.2 | 0.9 | 6.4 | 2.9 | 0 | N |  |  | OP | X | 5 | 1984 |  |  | N | Electric Utility | 1 | X | WAT | [9 empty] | N | N |  | 10M | [23 empty] | N
Vintage1983 | hydro | TRUE | 9191 | Idaho Power Co | 813 | Cascade Dam | ID | Valley | 2 | Conventional Hydroelectric | HY |  | S | X | X | CDPO_6_TOT_GEN-APND | CDPO_6_TOT_GEN | 6.2 | 0.9 | 6.4 | 1.7 | 0 | N |  |  | OP | X | 12 | 1983 |  |  | N | Electric Utility | 1 | X | WAT | [9 empty] | N | N |  | 10M | [23 empty] | N
Vintage1937 | hydro | TRUE | 9191 | Idaho Power Co | 814 | Clear Lake | ID | Gooding | 1 | Conventional Hydroelectric | HY |  | S | X | X | CLPR_GNODE001 | CLPR_7_G001 | 2.5 | 0.8 | 2.2 | 2.2 | 0 | N |  |  | OP | X | 12 | 1937 |  |  | N | Electric Utility | 1 | X | WAT | [9 empty] | N | N |  | 10M | [23 empty] | N
Vintage1948 | hydro | TRUE | 9191 | Idaho Power Co | 815 | Lower Malad | ID | Gooding | 1 | Conventional Hydroelectric | HY |  | S | X | X | LMPR_GNODE001 | LMPR_1_G001 | 13.5 | 0.871 | 13.3 | 13.4 | 0 | N |  |  | OP | X | 10 | 1948 |  |  | N | Electric Utility | 1 | X | WAT | [9 empty] | N | N |  | 10M | [23 empty] | N
Vintage1949 | hydro | TRUE | 9191 | Idaho Power Co | 816 | Lower Salmon | ID | Gooding | 1 | Conventional Hydroelectric | HY |  | S | X | X | LSPR_1_TOT_GEN-APND | LSPR_1_TOT_GEN | 15 | 0.86 | 13.6 | 14 | 0 | N |  |  | OA | X | 7 | 1949 |  |  | N | Electric Utility | 1 | X | WAT | [9 empty] | N | N |  | 10M | [20 empty] | Y | 6 | 2022 | N
Vintage1949 | hydro | TRUE | 9191 | Idaho Power Co | 816 | Lower Salmon | ID | Gooding | 2 | Conventional Hydroelectric | HY |  | S | X | X | LSPR_1_TOT_GEN-APND | LSPR_1_TOT_GEN | 15 | 0.86 | 14.4 | 12.9 | 0 | N |  |  | OP | X | 9 | 1949 |  |  | N | Electric Utility | 1 | X | WAT | [9 empty] | N | N |  | 10M | [23 empty] | N
Vintage1949 | hydro | TRUE | 9191 | Idaho Power Co | 816 | Lower Salmon | ID | Gooding | 3 | Conventional Hydroelectric | HY |  | S | X | X | LSPR_1_TOT_GEN-APND | LSPR_1_TOT_GEN | 15 | 0.86 | 16.6 | 16.4 | 0 | N |  |  | OP | X | 2 | 1949 |  |  | N | Electric Utility | 1 | X | WAT | [9 empty] | N | N |  | 10M | [20 empty] | Y | 6 | 2022 | N
Vintage1949 | hydro | TRUE | 9191 | Idaho Power Co | 816 | Lower Salmon | ID | Gooding | 4 | Conventional Hydroelectric | HY |  | S | X | X | LSPR_1_TOT_GEN-APND | LSPR_1_TOT_GEN | 15 | 0.86 | 16.7 | 18.2 | 0 | N |  |  | OP | X | 3 | 1949 |  |  | N | Electric Utility | 1 | X | WAT | [9 empty] | N | N |  | 10M | [23 empty] | N
Vintage1967 | petroleum | TRUE | 9191 | Idaho Power Co | 817 | Salmon Diesel | ID | Lemhi | 1 | Petroleum Liquids | IC |  | S | X | X |  |  | 2.5 | 0.8 | 2.7 | 2.7 | 0 | N |  |  | SB | Y | 12 | 1967 |  |  | N | Electric Utility | 1 | X | DFO | [9 empty] | N | N |  | 10M | [23 empty] | N | N | N
Vintage1967 | petroleum | TRUE | 9191 | Idaho Power Co | 817 | Salmon Diesel | ID | Lemhi | 2 | Petroleum Liquids | IC |  | S | X | X |  |  | 2.5 | 0.8 | 2.7 | 2.7 | 0 | N |  |  | SB | Y | 12 | 1967 |  |  | N | Electric Utility | 1 | X | DFO | [9 empty] | N | N |  | 10M | [23 empty] | N | N | N
Vintage1921 | hydro | TRUE | 9191 | Idaho Power Co | 818 | Shoshone Falls | ID | Jerome | 3 | Conventional Hydroelectric | HY |  | S | X | X | SFPR_GNODE003 | SFPR_7_G003 | 11.5 | 0.833 | 0.4 | 0.6 | 0 | N |  |  | OP | X | 8 | 1921 |  |  | N | Electric Utility | 1 | X | WAT | [9 empty] | N | N |  | 10M | [23 empty] | N
Vintage2020 | hydro | TRUE | 9191 | Idaho Power Co | 818 | Shoshone Falls | ID | Jerome | 4 | Conventional Hydroelectric | HY |  | S | X | X |  |  | 3.2 | 0.9 | 3 | 2.8 | 0 | N |  |  | OP | X | 9 | 2020 |  |  | N | Electric Utility | 1 | X | WAT | [9 empty] | N | N |  | 10M
Vintage1994 | hydro | TRUE | 9191 | Idaho Power Co | 819 | Swan Falls | ID | Ada | 1 | Conventional Hydroelectric | HY |  | S | X | X | SWPO_1_TOT_GEN-APND | SWPO_1_TOT_GEN | 12.5 | 0.95 | 14 | 13.3 | 0 | N |  |  | OP | X | 3 | 1994 |  |  | N | Electric Utility | 1 | X | WAT | [9 empty] | N | N |  | 10M | [23 empty] | N
Vintage1994 | hydro | TRUE | 9191 | Idaho Power Co | 819 | Swan Falls | ID | Ada | 2 | Conventional Hydroelectric | HY |  | S | X | X |  |  | 12.5 | 0.95 | 13.9 | 13.3 | 0 | N |  |  | OP | X | 5 | 1994 |  |  | N | Electric Utility | 1 | X | WAT | [9 empty] | N | N |  | 10M | [23 empty] | N
Vintage1920 | hydro | TRUE | 9191 | Idaho Power Co | 820 | Thousand Springs | ID | Gooding | 3 | Conventional Hydroelectric | HY |  | S | X | X |  |  | 6.8 | 0.8 | 5.7 | 6.4 | 0 | N |  |  | OP | X | 5 | 1920 |  |  | N | Electric Utility | 1 | X | WAT | [9 empty] | N | N |  | 10M | [23 empty] | N
Vintage1935 | hydro | TRUE | 9191 | Idaho Power Co | 821 | Twin Falls (ID) | ID | Twin Falls | 1 | Conventional Hydroelectric | HY |  | S | X | X | TFPR_1_TOT_GEN-APND | TFPR_1_TOT_GEN | 8.4 | 0.9 | 10.1 | 9.6 | 0 | N |  |  | OP | X | 3 | 1935 |  |  | N | Electric Utility | 1 | X | WAT | [9 empty] | N | N |  | 10M | [23 empty] | N
Vintage1995 | hydro | TRUE | 9191 | Idaho Power Co | 821 | Twin Falls (ID) | ID | Twin Falls | 2 | Conventional Hydroelectric | HY |  | S | X | X |  |  | 44.3 | 0.95 | 32.1 | 24.4 | 0 | N |  |  | OP | X | 7 | 1995 |  |  | N | Electric Utility | 1 | X | WAT | [9 empty] | N | N |  | 10M | [23 empty] | N
Vintage1937 | hydro | TRUE | 9191 | Idaho Power Co | 822 | Upper Salmon A | ID | Twin Falls | 1 | Conventional Hydroelectric | HY |  | S | X | X | US12_1_TOT_A_GEN-APND | US12_1_TOT_A_GEN | 9 | 1 | 9.1 | 9.3 | 0 | N |  |  | OP | X | 9 | 1937 |  |  | N | Electric Utility | 1 | X | WAT | [9 empty] | N | N |  | 10M | [20 empty] | Y | 5 | 2029 | N
Vintage1937 | hydro | TRUE | 9191 | Idaho Power Co | 822 | Upper Salmon A | ID | Twin Falls | 2 | Conventional Hydroelectric | HY |  | S | X | X | S12_1_TOT_A_GEN-APND | US12_1_TOT_A_GEN | 9 | 1 | 8.2 | 8.3 | 0 | N |  |  | OP | X | 9 | 1937 |  |  | N | Electric Utility | 1 | X | WAT | [9 empty] | N | N |  | 10M | [20 empty] | Y | 5 | 2030 | N
Vintage1948 | hydro | TRUE | 9191 | Idaho Power Co | 823 | Upper Malad | ID | Gooding | 1 | Conventional Hydroelectric | HY |  | S | X | X | UMPR_GNODE001 | UMPR_7_G001 | 8.3 | 0.857 | 6.8 | 7.4 | 0 | N |  |  | OP | X | 6 | 1948 |  |  | N | Electric Utility | 1 | X | WAT | [9 empty] | N | N |  | 10M | [23 empty] | N
Vintage1917 | hydro | TRUE | 14354 | PacifiCorp | 825 | Ashton | ID | Fremont | 1 | Conventional Hydroelectric | HY |  | S | X | X |  |  | 2.7 | 0.9 | 2.7 | 2.7 | 0 | N |  |  | OP | X | 7 | 1917 |  |  | N | Electric Utility | 1 | X | WAT | [9 empty] | N | N |  | 10M | [23 empty] | N
Vintage1925 | hydro | TRUE | 14354 | PacifiCorp | 825 | Ashton | ID | Fremont | 2 | Conventional Hydroelectric | HY |  | S | X | X |  |  | 2 | 0.8 | 2.2 | 2.2 | 0 | N |  |  | OP | X | 7 | 1925 |  |  | N | Electric Utility | 1 | X | WAT | [9 empty] | N | N |  | 10M | [23 empty] | N
Vintage1925 | hydro | TRUE | 14354 | PacifiCorp | 825 | Ashton | ID | Fremont | 3 | Conventional Hydroelectric | HY |  | S | X | X |  |  | 2 | 0.8 | 2.2 | 2.2 | 0 | N |  |  | OP | X | 7 | 1925 |  |  | N | Electric Utility | 1 | X | WAT | [9 empty] | N | N |  | 10M | [23 empty] | N
Vintage1923 | hydro | TRUE | 14354 | PacifiCorp | 827 | Grace | ID | Caribou | 3 | Conventional Hydroelectric | HY |  | S | X | X |  |  | 11 | 0.9 | 11 | 11 | 0 | N |  |  | OP | X | 7 | 1923 |  |  | N | Electric Utility | 1 | X | WAT | [9 empty] | N | N |  | 10M | [23 empty] | N
Vintage1923 | hydro | TRUE | 14354 | PacifiCorp | 827 | Grace | ID | Caribou | 4 | Conventional Hydroelectric | HY |  | S | X | X |  |  | 11 | 0.9 | 11 | 11 | 0 | N |  |  | OP | X | 7 | 1923 |  |  | N | Electric Utility | 1 | X | WAT | [9 empty] | N | N |  | 10M | [23 empty] | N
Vintage1923 | hydro | TRUE | 14354 | PacifiCorp | 827 | Grace | ID | Caribou | 5 | Conventional Hydroelectric | HY |  | S | X | X |  |  | 11 | 0.9 | 11 | 11 | 0 | N |  |  | OP | X | 7 | 1923 |  |  | N | Electric Utility | 1 | X | WAT | [9 empty] | N | N |  | 10M | [23 empty] | N
Vintage1915 | hydro | TRUE | 14354 | PacifiCorp | 829 | Oneida | ID | Franklin | 1 | Conventional Hydroelectric | HY |  | S | X | X |  |  | 10 | 0.9 | 9.3 | 9.3 | 0 | N |  |  | OP | X | 7 | 1915 |  |  | N | Electric Utility | 1 | X | WAT | [9 empty] | N | N |  | 10M | [23 empty] | N
Vintage1916 | hydro | TRUE | 14354 | PacifiCorp | 829 | Oneida | ID | Franklin | 2 | Conventional Hydroelectric | HY |  | S | X | X |  |  | 10 | 0.9 | 9.3 | 9.3 | 0 | N |  |  | OP | X | 7 | 1916 |  |  | N | Electric Utility | 1 | X | WAT | [9 empty] | N | N |  | 10M | [23 empty] | N
Vintage1920 | hydro | TRUE | 14354 | PacifiCorp | 829 | Oneida | ID | Franklin | 3 | Conventional Hydroelectric | HY |  | S | X | X |  |  | 10 | 0.9 | 9.3 | 9.3 | 0 | N |  |  | OP | X | 7 | 1920 |  |  | N | Electric Utility | 1 | X | WAT | [9 empty] | N | N |  | 10M | [23 empty] | N
Vintage1924 | hydro | TRUE | 14354 | PacifiCorp | 831 | Soda | ID | Caribou | 1 | Conventional Hydroelectric | HY |  | S | X | X |  |  | 7.6 | 0.855 | 7.6 | 7.6 | 0 | N |  |  | OP | X | 7 | 1924 |  |  | N | Electric Utility | 1 | X | WAT | [9 empty] | N | N |  | 10M | [23 empty] | N
Vintage1924 | hydro | TRUE | 14354 | PacifiCorp | 831 | Soda | ID | Caribou | 2 | Conventional Hydroelectric | HY |  | S | X | X |  |  | 7 | 0.855 | 7.6 | 7.6 | 0 | N |  |  | OP | X | 7 | 1924 |  |  | N | Electric Utility | 1 | X | WAT | [9 empty] | N | N |  | 10M | [23 empty] | N
Vintage1953 | hydro | TRUE | 20169 | Avista Corp | 833 | Cabinet Gorge | ID | Bonner | 1 | Conventional Hydroelectric | HY |  | S | X | X |  |  | 59.4 | 0.9 | 44.3 | 66.5 | 18 | N |  |  | OP | X | 8 | 1953 |  |  | N | Electric Utility | 1 | X | WAT | [9 empty] | N |  |  | 10M | [20 empty] | N |  |  | N
Vintage1953 | hydro | TRUE | 20169 | Avista Corp | 833 | Cabinet Gorge | ID | Bonner | 2 | Conventional Hydroelectric | HY |  | S | X | X |  |  | 73.2 | 0.9 | 73.9 | 79.8 | 30 | N |  |  | OP | X | 2 | 1953 |  |  | N | Electric Utility | 1 | X | WAT | [9 empty] | N |  |  | 10M | [20 empty] | N |  |  | N
Vintage1952 | hydro | TRUE | 20169 | Avista Corp | 833 | Cabinet Gorge | ID | Bonner | 3 | Conventional Hydroelectric | HY |  | S | X | X |  |  | 73.2 | 0.9 | 73.4 | 80.2 | 30 | N |  |  | OP | X | 11 | 1952 |  |  | N | Electric Utility | 1 | X | WAT | [9 empty] | N |  |  | 10M | [20 empty] | N |  |  | N
Vintage1952 | hydro | TRUE | 20169 | Avista Corp | 833 | Cabinet Gorge | ID | Bonner | 4 | Conventional Hydroelectric | HY |  | S | X | X |  |  | 59.4 | 0.9 | 63 | 68.3 | 20 | N |  |  | OP | X | 9 | 1952 |  |  | N | Electric Utility | 1 | X | WAT | [9 empty] | N |  |  | 10M | [20 empty] | N |  |  | N
Vintage1907 | hydro | TRUE | 20169 | Avista Corp | 835 | Post Falls | ID | Kootenai | 1 | Conventional Hydroelectric | HY |  | S | X | X |  |  | 2.2 | 1 | 2.8 | 2.9 | 0.3 | N |  |  | OP | X | 12 | 1907 |  |  | N | Electric Utility | 1 | X | WAT | [9 empty] | N |  |  | 10M | [20 empty] | N |  |  | N
Vintage1906 | hydro | TRUE | 20169 | Avista Corp | 835 | Post Falls | ID | Kootenai | 2 | Conventional Hydroelectric | HY |  | S | X | X |  |  | 2.2 | 1 | 2.8 | 2.9 | 0.3 | N |  |  | OP | X | 7 | 1906 |  |  | N | Electric Utility | 1 | X | WAT | [9 empty] | N |  |  | 10M | [20 empty] | N |  |  | N
Vintage1906 | hydro | TRUE | 20169 | Avista Corp | 835 | Post Falls | ID | Kootenai | 3 | Conventional Hydroelectric | HY |  | S | X | X |  |  | 2.2 | 1 | 2.8 | 2.9 | 0.3 | N |  |  | OP | X | 8 | 1906 |  |  | N | Electric Utility | 1 | X | WAT | [9 empty] | N |  |  | 10M | [20 empty] | N |  |  | N
Vintage1906 | hydro | TRUE | 20169 | Avista Corp | 835 | Post Falls | ID | Kootenai | 4 | Conventional Hydroelectric | HY |  | S | X | X |  |  | 2.2 | 1 | 2.8 | 2.9 | 0.3 | N |  |  | OP | X | 11 | 1906 |  |  | N | Electric Utility | 1 | X | WAT | [9 empty] | N |  |  | 10M | [20 empty] | N |  |  | N
Vintage1908 | hydro | TRUE | 20169 | Avista Corp | 835 | Post Falls | ID | Kootenai | 5 | Conventional Hydroelectric | HY |  | S | X | X |  |  | 2.2 | 1 | 2.8 | 2.9 | 0.3 | N |  |  | OP | X | 8 | 1908 |  |  | N | Electric Utility | 1 | X | WAT | [9 empty] | N |  |  | 10M | [20 empty] | N |  |  | N
Vintage1980 | hydro | TRUE | 20169 | Avista Corp | 835 | Post Falls | ID | Kootenai | 6 | Conventional Hydroelectric | HY |  | S | X | X |  |  | 3.5 | 0.8 | 3.5 | 3.5 | 0.3 | N |  |  | OS | X | 12 | 1980 |  |  | N | Electric Utility | 1 | X | WAT | [9 empty] | N |  |  | 10M | [20 empty] | N |  |  | N
Vintage1985 | hydro | TRUE | 13402 | Nevada Irrigation District | 839 | Scott Flat | CA | Nevada | 7P | Conventional Hydroelectric | HY |  | S | X | X |  |  | 1 | 0.99 | 0.9 | 0.9 | 0.1 | N |  |  | OP | X | 2 | 1985 |  |  | N | IPP Non-CHP | 2 | X | WAT | [9 empty] | N | N | 0 | 1H | [23 empty] | N
Vintage1975 | hydro | TRUE | 19400 | USACE Northwestern Division | 840 | Dworshak | ID | Clearwater | 1 | Conventional Hydroelectric | HY |  | S | X | X |  |  | 103 | 0.95 | 103 | 90 | 90 | N |  |  | OA | X | 6 | 1975 |  |  | N | Electric Utility | 1 | X | WAT | [9 empty] | N | N |  | 10M
Vintage1975 | hydro | TRUE | 19400 | USACE Northwestern Division | 840 | Dworshak | ID | Clearwater | 2 | Conventional Hydroelectric | HY |  | S | X | X |  |  | 103 | 0.95 | 103 | 90 | 90 | N |  |  | OP | X | 9 | 1975 |  |  | N | Electric Utility | 1 | X | WAT | [9 empty] | N | N |  | 10M
Vintage1974 | hydro | TRUE | 19400 | USACE Northwestern Division | 840 | Dworshak | ID | Clearwater | 3 | Conventional Hydroelectric | HY |  | S | X | X |  |  | 259 | 0.95 | 259 | 220 | 220 | N |  |  | OP | X | 9 | 1974 |  |  | N | Electric Utility | 1 | X | WAT | [9 empty] | N | N |  | 10M
Vintage1982 | hydro | TRUE | 9187 | City of Idaho Falls - (ID) | 841 | City Power Plant | ID | Bonneville | 3 | Conventional Hydroelectric | HY |  | S | X | X |  |  | 8 | 0.9 | 8 | 8 | 8 | N |  |  | OP | X | 7 | 1982 |  |  | N | Electric Utility | 1 | X | WAT | [9 empty] | N | N |  | 1H | [23 empty] | N
Vintage1940 | hydro | TRUE | 9187 | City of Idaho Falls - (ID) | 843 | Lower No 2 | ID | Bonneville | 1 | Conventional Hydroelectric | HY |  | S | X | X |  |  | 3 | 0.9 | 3 | 3 | 3 | N |  |  | OP | X | 8 | 1940 |  |  | N | Electric Utility | 1 | X | WAT | [9 empty] | N | N |  | 1H | [23 empty] | N
Vintage1982 | hydro | TRUE | 9187 | City of Idaho Falls - (ID) | 844 | Upper Power Plant | ID | Bonneville | 4 | Conventional Hydroelectric | HY |  | S | X | X |  |  | 8 | 0.9 | 8 | 8 | 8 | N |  |  | OP | X | 9 | 1982 |  |  | N | Electric Utility | 1 | X | WAT | [9 empty] | N | N |  | 1H | [23 empty] | N
Vintage1984 | hydro | TRUE | 13402 | Nevada Irrigation District | 846 | Combie South | CA | Nevada | 1 | Conventional Hydroelectric | HY |  | S | X | X |  |  | 0.5 | 0.99 | 0.5 | 0.5 | 0.5 | N |  |  | OP | X | 4 | 1984 |  |  | N | IPP Non-CHP | 2 | X | WAT | [9 empty] | N | N | 0 | 1H | [23 empty] | N
Vintage1984 | hydro | TRUE | 13402 | Nevada Irrigation District | 846 | Combie South | CA | Nevada | 2 | Conventional Hydroelectric | HY |  | S | X | X |  |  | 0.5 | 0.99 | 0.5 | 0.5 | 0.5 | N |  |  | OP | X | 4 | 1984 |  |  | N | IPP Non-CHP | 2 | X | WAT | [9 empty] | N |  |  | 1H | [23 empty] | N
Vintage1984 | hydro | TRUE | 13402 | Nevada Irrigation District | 846 | Combie South | CA | Nevada | 3 | Conventional Hydroelectric | HY |  | S | X | X |  |  | 0.5 | 0.99 | 0.5 | 0.5 | 0.5 | N |  |  | OP | X | 4 | 1984 |  |  | N | IPP Non-CHP | 2 | X | WAT | [9 empty] | N |  |  | 1H | [23 empty] | N
Vintage1957 | hydro | TRUE | 2518 | U S Bureau of Reclamation | 850 | Palisades Dam | ID | Bonneville | 1 | Conventional Hydroelectric | HY |  | S | X | X |  |  | 44.1 | 0.95 | 44.1 | 44.1 | 0 | N |  |  | OP | X | 8 | 1957 |  |  | N | Electric Utility | 1 | X | WAT | [12 empty] | 10M
Vintage1957 | hydro | TRUE | 2518 | U S Bureau of Reclamation | 850 | Palisades Dam | ID | Bonneville | 2 | Conventional Hydroelectric | HY |  | S | X | X |  |  | 44.1 | 0.95 | 44.1 | 44.1 | 0 | N |  |  | OP | X | 5 | 1957 |  |  | N | Electric Utility | 1 | X | WAT | [12 empty] | 10M
Vintage1957 | hydro | TRUE | 2518 | U S Bureau of Reclamation | 850 | Palisades Dam | ID | Bonneville | 3 | Conventional Hydroelectric | HY |  | S | X | X |  |  | 44.1 | 0.95 | 44.1 | 44.1 | 0 | N |  |  | OP | X | 2 | 1957 |  |  | N | Electric Utility | 1 | X | WAT | [12 empty] | 10M
Vintage1958 | hydro | TRUE | 2518 | U S Bureau of Reclamation | 850 | Palisades Dam | ID | Bonneville | 4 | Conventional Hydroelectric | HY |  | S | X | X |  |  | 44.1 | 0.95 | 44.1 | 44.1 | 0 | N |  |  | OP | X | 5 | 1958 |  |  | N | Electric Utility | 1 | X | WAT | [12 empty] | 10M
Vintage1955 | hydro | TRUE | 19400 | USACE Northwestern Division | 851 | Albeni Falls | ID | Bonner | 1 | Conventional Hydroelectric | HY |  | S | X | X |  |  | 14 | 0.9 | 14 | 14 | 14 | N |  |  | OP | X | 5 | 1955 |  |  | N | Electric Utility | 1 | X | WAT | [9 empty] | N | N |  | 10M
Vintage1955 | hydro | TRUE | 19400 | USACE Northwestern Division | 851 | Albeni Falls | ID | Bonner | 2 | Conventional Hydroelectric | HY |  | S | X | X |  |  | 14 | 0.9 | 14 | 14 | 14 | N |  |  | OP | X | 6 | 1955 |  |  | N | Electric Utility | 1 | X | WAT | [9 empty] | N | N |  | 10M
Vintage1955 | hydro | TRUE | 19400 | USACE Northwestern Division | 851 | Albeni Falls | ID | Bonner | 3 | Conventional Hydroelectric | HY |  | S | X | X |  |  | 14 | 0.9 | 14 | 14 | 14 | N |  |  | OP | X | 9 | 1955 |  |  | N | Electric Utility | 1 | X | WAT | [9 empty] | N | N |  | 10M
Vintage1968 | hard coal | TRUE | 49756 | Illinois Power Resources Generating LLC | 856 | E D Edwards | IL | Peoria | 2 | Conventional Steam Coal | ST |  | S | X | X | AMIL.EDWARDS2 | AMIL.EDWARDS2 | 280.5 | 0.85 | 245 | 255 | 140 | N |  |  | OP | X | 6 | 1968 | 12 | 2022 | N | IPP Non-CHP | 2 | X | SUB | DFO |  |  |  |  | DFO |  |  |  | N | N |  | OVER |  | Y |  |  | Y | [18 empty] | N | N | N
Vintage1972 | hard coal | TRUE | 49756 | Illinois Power Resources Generating LLC | 856 | E D Edwards | IL | Peoria | 3 | Conventional Steam Coal | ST |  | S | X | X | AMIL.EDWARDS3 | AMIL.EDWARDS3 | 363.8 | 0.85 | 315 | 330 | 175 | N |  |  | OP | X | 6 | 1972 | 12 | 2022 | N | IPP Non-CHP | 2 | X | SUB | DFO |  |  |  |  | DFO |  |  |  | N | N |  | OVER |  | Y |  |  | Y | [18 empty] | N | N | N
Vintage2001 | natural gas combined cycle | TRUE | 59371 | Mainline Generation LLC | 862 | Grand Tower Energy Center LLC | IL | Jackson | 1 | Natural Gas Fired Combined Cycle | CT | CC01 | S | X | N | AMIL.CC.GDTWR1 | AMIL.CC.GDTWR1 | 223.2 | 0.9 | 161 | 182 | 110 | N |  |  | OS | X | 6 | 2001 |  |  | N | IPP Non-CHP | 2 | X | NG | [9 empty] | N | N |  | 12H | [23 empty] | N | N | N
Vintage2001 | natural gas combined cycle | TRUE | 59371 | Mainline Generation LLC | 862 | Grand Tower Energy Center LLC | IL | Jackson | 2 | Natural Gas Fired Combined Cycle | CT | CC02 | S | X | N | AMIL.CC.GDTWR2 | AMIL.CC.GDTWR2 | 223.2 | 0.9 | 159 | 178 | 110 | N |  |  | OS | X | 7 | 2001 |  |  | N | IPP Non-CHP | 2 | X | NG | [9 empty] | N | N |  | 12H | [23 empty] | N | N | N
Vintage1951 | natural gas combined cycle | TRUE | 59371 | Mainline Generation LLC | 862 | Grand Tower Energy Center LLC | IL | Jackson | 3 | Natural Gas Fired Combined Cycle | CA | CC01 | S | Y | X | AMIL.CC.GDTWR1 | AMIL.CC.GDTWR1 | 80.9 | 0.87 | 86 | 86 | 42 | N |  |  | OS | X | 3 | 1951 |  |  | N | IPP Non-CHP | 2 | X | NG | [9 empty] | N | N |  | 12H | [23 empty] | N | N | N
Vintage1958 | natural gas combined cycle | TRUE | 59371 | Mainline Generation LLC | 862 | Grand Tower Energy Center LLC | IL | Jackson | 4 | Natural Gas Fired Combined Cycle | CA | CC02 | S | Y | X | AMIL.CC.GDTWR2 | AMIL.CC.GDTWR2 | 113.6 | 0.85 | 105 | 105 | 58 | N |  |  | OS | X | 4 | 1958 |  |  | N | IPP Non-CHP | 2 | X | NG | [9 empty] | N | N |  | 12H | [23 empty] | N | N | N
Vintage1970 | nuclear | TRUE | 55951 | Exelon Nuclear | 869 | Dresden Generating Station | IL | Grundy | 2 | Nuclear | ST |  | S | X | X | 86101102 | 86101102 | 1009.3 | 0.945 | 902 | 943.9 | 150 | N |  |  | OP | X | 8 | 1970 |  |  | N | IPP Non-CHP | 2 | X | NUC | [9 empty] | N | N |  | OVER | [23 empty] | N
Vintage1971 | nuclear | TRUE | 55951 | Exelon Nuclear | 869 | Dresden Generating Station | IL | Grundy | 3 | Nuclear | ST |  | S | X | X | 86101103 | 86101103 | 1009.3 | 0.945 | 895 | 938.1 | 150 | N |  |  | OP | X | 10 | 1971 |  |  | N | IPP Non-CHP | 2 | X | NUC | [9 empty] | N | N |  | OVER | [23 empty] | N
Vintage1959 | natural gas steam turbine | TRUE | 12384 | Midwest Generations EME LLC | 874 | Joliet 9 | IL | Will | 6 | Natural Gas Steam Turbine | ST |  | S | X | X |  |  | 360.4 | 0.85 | 314 | 314 | 95 | N |  |  | OP | X | 6 | 1959 |  |  | N | IPP Non-CHP | 2 | X | NG | [5 empty] | NG | [6 empty] | OVER |  | N |  |  | N | [18 empty] | N
Vintage1967 | hard coal | TRUE | 59918 | Dynegy Kincaid Generation | 876 | Kincaid Generation LLC | IL | Christian | 1 | Conventional Steam Coal | ST |  | S | X | X | PJM | PJM | 659.5 | 0.9 | 554 | 554 | 220 | N |  |  | OP | X | 6 | 1967 | 12 | 2027 | N | IPP Non-CHP | 2 | X | RC | SUB |  |  |  |  | NG |  |  |  | N | N |  | OVER |  | N |  | Y | Y | [18 empty] | N | N | N
Vintage1968 | hard coal | TRUE | 59918 | Dynegy Kincaid Generation | 876 | Kincaid Generation LLC | IL | Christian | 2 | Conventional Steam Coal | ST |  | S | X | X | PJM | PJM | 659.5 | 0.9 | 554 | 554 | 220 | N |  |  | OP | X | 6 | 1968 | 12 | 2027 | N | IPP Non-CHP | 2 | X | RC | SUB |  |  |  |  | NG |  |  |  | N | N |  | OVER |  | N |  | Y | Y | [18 empty] | N | N | N
Vintage1972 | hard coal | TRUE | 12384 | Midwest Generations EME LLC | 879 | Powerton | IL | Tazewell | 5 | Conventional Steam Coal | ST |  | S | X | X |  |  | 892.8 | 0.9 | 769 | 769 | 325 | N |  |  | OP | X | 9 | 1972 |  |  | N | IPP Non-CHP | 2 | X | SUB | NG | BIT |  |  |  | NG | [6 empty] | OVER |  | Y |  |  |  | Y | [17 empty] | N
Vintage1975 | hard coal | TRUE | 12384 | Midwest Generations EME LLC | 879 | Powerton | IL | Tazewell | 6 | Conventional Steam Coal | ST |  | S | X | X |  |  | 892.8 | 0.9 | 769 | 769 | 325 | N |  |  | OP | X | 12 | 1975 |  |  | N | IPP Non-CHP | 2 | X | SUB | NG | BIT |  |  |  | NG | [6 empty] | OVER |  | Y |  |  |  | Y | [17 empty] | N
Vintage1972 | nuclear | TRUE | 55951 | Exelon Nuclear | 880 | Quad Cities Generating Station | IL | Rock Island | 1 | Nuclear | ST |  | J | X | X | 86251101 | 86251101 | 1009.3 | 0.945 | 908 | 941.8 | 132 | N |  |  | OP | X | 12 | 1972 |  |  | N | IPP Non-CHP | 2 | X | NUC | [9 empty] | N | N |  | OVER | [23 empty] | N
Vintage1972 | nuclear | TRUE | 55951 | Exelon Nuclear | 880 | Quad Cities Generating Station | IL | Rock Island | 2 | Nuclear | ST |  | J | X | X | 86251102 | 86251102 | 1009.3 | 0.945 | 911 | 941.6 | 132 | N |  |  | OP | X | 12 | 1972 |  |  | N | IPP Non-CHP | 2 | X | NUC | [9 empty] | N | N |  | OVER | [23 empty] | N
Vintage1968 | petroleum | TRUE | 12384 | Midwest Generations EME LLC | 883 | Waukegan | IL | Lake | 311 | Petroleum Liquids | GT |  | S | X | X |  |  | 28 | 0.85 | 24.6 | 33.9 | 10 | N |  |  | SB | Y | 6 | 1968 |  |  | N | IPP Non-CHP | 2 | X | DFO | [9 empty] | N |  |  | 10M | [23 empty] | N
Vintage1968 | petroleum | TRUE | 12384 | Midwest Generations EME LLC | 883 | Waukegan | IL | Lake | 312 | Petroleum Liquids | GT |  | S | X | X |  |  | 28 | 0.85 | 28.5 | 37.4 | 10 | N |  |  | SB | Y | 6 | 1968 |  |  | N | IPP Non-CHP | 2 | X | DFO | [9 empty] | N |  |  | 10M | [23 empty] | N
Vintage1968 | petroleum | TRUE | 12384 | Midwest Generations EME LLC | 883 | Waukegan | IL | Lake | 321 | Petroleum Liquids | GT |  | S | X | X |  |  | 28 | 0.85 | 28 | 37.4 | 10 | N |  |  | SB | Y | 6 | 1968 |  |  | N | IPP Non-CHP | 2 | X | DFO | [9 empty] | N |  |  | 10M | [23 empty] | N
Vintage1968 | petroleum | TRUE | 12384 | Midwest Generations EME LLC | 883 | Waukegan | IL | Lake | 322 | Petroleum Liquids | GT |  | S | X | X |  |  | 28 | 0.85 | 26.7 | 35 | 10 | N |  |  | SB | Y | 6 | 1968 |  |  | N | IPP Non-CHP | 2 | X | DFO | [9 empty] | N |  |  | 10M | [23 empty] | N
Vintage1958 | hard coal | TRUE | 12384 | Midwest Generations EME LLC | 883 | Waukegan | IL | Lake | 7 | Conventional Steam Coal | ST |  | S | X | X |  |  | 326.4 | 0.85 | 328 | 328 | 130 | N |  |  | OP | X | 6 | 1958 | 6 | 2022 | N | IPP Non-CHP | 2 | X | SUB | NG |  |  |  |  | NG |  |  |  | N |  |  | OVER |  | Y |  |  | Y | [18 empty] | N
Vintage1962 | hard coal | TRUE | 12384 | Midwest Generations EME LLC | 883 | Waukegan | IL | Lake | 8 | Conventional Steam Coal | ST |  | S | X | X |  |  | 355.3 | 0.85 | 361 | 361 | 130 | N |  |  | OP | X | 7 | 1962 | 6 | 2022 | N | IPP Non-CHP | 2 | X | SUB | NG |  |  |  |  | NG |  |  |  | N |  |  | OVER |  | Y |  |  | Y | [18 empty] | N
Vintage1963 | hard coal | TRUE | 12384 | Midwest Generations EME LLC | 884 | Will County | IL | Will | 4 | Conventional Steam Coal | ST |  | S | X | X |  |  | 598.4 | 0.85 | 510 | 520 | 180 | N |  |  | OP | X | 6 | 1963 | 6 | 2022 | N | IPP Non-CHP | 2 | X | SUB | DFO |  |  |  |  | DFO |  |  |  | N |  |  | OVER |  | Y |  |  | Y | [18 empty] | N
Vintage1968 | petroleum | TRUE | 12384 | Midwest Generations EME LLC | 886 | Fisk Street | IL | Cook | 311 | Petroleum Liquids | GT |  | S | X | X |  |  | 32.5 | 0.85 | 25.4 | 34 | 10 | N |  |  | OP | X | 7 | 1968 |  |  | N | IPP Non-CHP | 2 | X | DFO | [12 empty] | 10M | [23 empty] | N
Vintage1968 | petroleum | TRUE | 12384 | Midwest Generations EME LLC | 886 | Fisk Street | IL | Cook | 312 | Petroleum Liquids | GT |  | S | X | X |  |  | 32.5 | 0.85 | 23.7 | 31.6 | 10 | N |  |  | OP | X | 7 | 1968 |  |  | N | IPP Non-CHP | 2 | X | DFO | [12 empty] | 10M | [23 empty] | N
Vintage1968 | petroleum | TRUE | 12384 | Midwest Generations EME LLC | 886 | Fisk Street | IL | Cook | 321 | Petroleum Liquids | GT |  | S | X | X |  |  | 32.5 | 0.85 | 25.4 | 34 | 10 | N |  |  | OP | X | 7 | 1968 |  |  | N | IPP Non-CHP | 2 | X | DFO | [12 empty] | 10M | [23 empty] | N
Vintage1968 | petroleum | TRUE | 12384 | Midwest Generations EME LLC | 886 | Fisk Street | IL | Cook | 322 | Petroleum Liquids | GT |  | S | X | X |  |  | 32.5 | 0.85 | 25.4 | 34 | 10 | N |  |  | OP | X | 7 | 1968 |  |  | N | IPP Non-CHP | 2 | X | DFO | [12 empty] | 10M | [23 empty] | N
Vintage1968 | petroleum | TRUE | 12384 | Midwest Generations EME LLC | 886 | Fisk Street | IL | Cook | 331 | Petroleum Liquids | GT |  | S | X | X |  |  | 32.5 | 0.85 | 23.7 | 31.6 | 10 | N |  |  | OP | X | 7 | 1968 |  |  | N | IPP Non-CHP | 2 | X | DFO | [12 empty] | 10M | [23 empty] | N
Vintage1968 | petroleum | TRUE | 12384 | Midwest Generations EME LLC | 886 | Fisk Street | IL | Cook | 332 | Petroleum Liquids | GT |  | S | X | X |  |  | 32.5 | 0.85 | 25.4 | 34 | 10 | N |  |  | OP | X | 7 | 1968 |  |  | N | IPP Non-CHP | 2 | X | DFO | [12 empty] | 10M | [23 empty] | N
Vintage1968 | petroleum | TRUE | 12384 | Midwest Generations EME LLC | 886 | Fisk Street | IL | Cook | 341 | Petroleum Liquids | GT |  | S | X | X |  |  | 32.5 | 0.85 | 25.4 | 34 | 10 | N |  |  | OS | X | 7 | 1968 |  |  | N | IPP Non-CHP | 2 | X | DFO | [12 empty] | 10M | [23 empty] | N
Vintage1968 | petroleum | TRUE | 12384 | Midwest Generations EME LLC | 886 | Fisk Street | IL | Cook | 342 | Petroleum Liquids | GT |  | S | X | X |  |  | 32.5 | 0.85 | 22.8 | 30.5 | 10 | N |  |  | OP | X | 7 | 1968 |  |  | N | IPP Non-CHP | 2 | X | DFO | [12 empty] | 10M | [23 empty] | N
Vintage1953 | hard coal | TRUE | 5748 | Electric Energy Inc | 887 | Joppa Steam | IL | Massac | 1 | Conventional Steam Coal | ST |  | J | X | X | GLBH | GLBH | 183.3 | 0.85 | 158 | 167 | 47 | N |  |  | OP | X | 8 | 1953 | 8 | 2022 | N | IPP Non-CHP | 2 | X | RC | NG | SUB |  |  |  | NG |  |  |  | N | N |  | 12H |  | Y |  |  | Y | [18 empty] | Y | Y | N
Vintage1953 | hard coal | TRUE | 5748 | Electric Energy Inc | 887 | Joppa Steam | IL | Massac | 2 | Conventional Steam Coal | ST |  | J | X | X | GLBH | GLBH | 183.3 | 0.85 | 158 | 167 | 47 | N |  |  | OP | X | 9 | 1953 | 8 | 2022 | N | IPP Non-CHP | 2 | X | RC | SUB |  |  |  |  | NG |  |  |  | N | N |  | 12H |  | Y |  |  | Y | [18 empty] | N | N | N
Vintage1954 | hard coal | TRUE | 5748 | Electric Energy Inc | 887 | Joppa Steam | IL | Massac | 3 | Conventional Steam Coal | ST |  | J | X | X | GLBH | GLBH | 183.3 | 0.85 | 158 | 167 | 47 | N |  |  | OP | X | 5 | 1954 | 8 | 2022 | N | IPP Non-CHP | 2 | X | RC | SUB |  |  |  |  | NG |  |  |  | N | N |  | 12H |  | Y |  |  | Y | [18 empty] | N | N | N
Vintage1954 | hard coal | TRUE | 5748 | Electric Energy Inc | 887 | Joppa Steam | IL | Massac | 4 | Conventional Steam Coal | ST |  | J | X | X | GLH.JOPPA4 | GLHJOPPA4 | 183.3 | 0.85 | 158 | 167 | 47 | N |  |  | OP | X | 8 | 1954 | 8 | 2022 | N | IPP Non-CHP | 2 | X | RC | NG | SUB |  |  |  | NG |  |  |  | N | N |  | 12H |  | Y |  |  | Y | [18 empty] | Y | Y | N
Vintage1955 | hard coal | TRUE | 5748 | Electric Energy Inc | 887 | Joppa Steam | IL | Massac | 5 | Conventional Steam Coal | ST |  | J | X | X | GLHJOPPA4 | GLHJOPPA4 | 183.3 | 0.85 | 158 | 167 | 47 | N |  |  | OP | X | 6 | 1955 | 8 | 2022 | N | IPP Non-CHP | 2 | X | RC | SUB |  |  |  |  | NG |  |  |  | N | N |  | 12H |  | Y |  |  | Y | [18 empty] | N | N | N
Vintage1955 | hard coal | TRUE | 5748 | Electric Energy Inc | 887 | Joppa Steam | IL | Massac | 6 | Conventional Steam Coal | ST |  | J | X | X | GLHJOPPA4 | GLHJOPPA4 | 183.3 | 0.85 | 158 | 167 | 47 | N |  |  | OP | X | 8 | 1955 | 8 | 2022 | N | IPP Non-CHP | 2 | X | RC | SUB |  |  |  |  | NG |  |  |  | N | N |  | 12H |  | Y |  |  | Y | [18 empty] | N | N | N
Vintage1970 | hard coal | TRUE | 5517 | Dynegy Midwest Generation Inc | 889 | Baldwin Energy Complex | IL | Randolph | 1 | Conventional Steam Coal | ST |  | S | X | X | AMIL.BALDW151 | AMIL.BALDW151 | 625.1 | 0.85 | 576 | 590 | 270 | N |  |  | OP | X | 7 | 1970 | 12 | 2025 | N | IPP Non-CHP | 2 | X | RC | SUB | OTH |  |  |  | DFO |  |  |  | N | N |  | OVER |  | Y |  |  |  | Y | [17 empty] | N | N | N
Vintage1973 | hard coal | TRUE | 5517 | Dynegy Midwest Generation Inc | 889 | Baldwin Energy Complex | IL | Randolph | 2 | Conventional Steam Coal | ST |  | S | X | X | AMIL.BALDW152 | AMIL.BALDW152 | 634.5 | 0.9 | 581 | 595 | 400 | N |  |  | OP | X | 3 | 1973 | 12 | 2025 | N | IPP Non-CHP | 2 | X | RC | SUB | OTH |  |  |  | DFO |  |  |  | N | N |  | OVER |  | Y |  |  |  | Y | [17 empty] | N | N | N
Vintage1970 | natural gas peaker | TRUE | 12341 | MidAmerican Energy Co | 899 | Moline | IL | Rock Island | GT1 | Natural Gas Fired Combustion Turbine | GT |  | S | X | X | MEC.MOLCT14 | MEC.MOLCT14 | 18 | 0.85 | 16 | 20 | 2.5 | N |  |  | OP | X | 5 | 1970 |  |  | N | Electric Utility | 1 | X | NG | [9 empty] | N |  |  | 1H | [23 empty] | N
Vintage1970 | natural gas peaker | TRUE | 12341 | MidAmerican Energy Co | 899 | Moline | IL | Rock Island | GT2 | Natural Gas Fired Combustion Turbine | GT |  | S | X | X | MEC.MOLCT14 | MEC.MOLCT14 | 18 | 0.85 | 16 | 20 | 2.5 | N |  |  | OP | X | 5 | 1970 |  |  | N | Electric Utility | 1 | X | NG | [9 empty] | N |  |  | 1H | [23 empty] | N
Vintage1970 | natural gas peaker | TRUE | 12341 | MidAmerican Energy Co | 899 | Moline | IL | Rock Island | GT3 | Natural Gas Fired Combustion Turbine | GT |  | S | X | X | MEC.MOLCT14 | MEC.MOLCT14 | 18 | 0.85 | 16 | 20 | 2.5 | N |  |  | OP | X | 5 | 1970 |  |  | N | Electric Utility | 1 | X | NG | [9 empty] | N |  |  | 1H | [23 empty] | N
Vintage1970 | natural gas peaker | TRUE | 12341 | MidAmerican Energy Co | 899 | Moline | IL | Rock Island | GT4 | Natural Gas Fired Combustion Turbine | GT |  | S | X | X | MEC.MOLCT14 | MEC.MOLCT14 | 18 | 0.85 | 16 | 20 | 2.5 | N |  |  | OP | X | 5 | 1970 |  |  | N | Electric Utility | 1 | X | NG | [9 empty] | N |  |  | 1H | [23 empty] | N
Vintage1942 | hydro | TRUE | 12341 | MidAmerican Energy Co | 899 | Moline | IL | Rock Island | HY1 | Conventional Hydroelectric | HY |  | S | X | X | MEC.MOLCT14 | MEC.MOLCT14 | 0.9 | 0.8 | 0.8 | 0.8 | 0.1 | N |  |  | OP | X | 1 | 1942 |  |  | N | Electric Utility | 1 | X | WAT | [9 empty] | N |  |  | 12H | [23 empty] | N
Vintage1942 | hydro | TRUE | 12341 | MidAmerican Energy Co | 899 | Moline | IL | Rock Island | HY2 | Conventional Hydroelectric | HY |  | S | X | X | MEC.MOLCT14 | MEC.MOLCT14 | 0.9 | 0.8 | 0.8 | 0.8 | 0.1 | N |  |  | OP | X | 1 | 1942 |  |  | N | Electric Utility | 1 | X | WAT | [9 empty] | N |  |  | 12H | [23 empty] | N
Vintage1942 | hydro | TRUE | 12341 | MidAmerican Energy Co | 899 | Moline | IL | Rock Island | HY3 | Conventional Hydroelectric | HY |  | S | X | X | MEC.MOLCT14 | MEC.MOLCT14 | 0.9 | 0.8 | 0.8 | 0.8 | 0.1 | N |  |  | OP | X | 1 | 1942 |  |  | N | Electric Utility | 1 | X | WAT | [9 empty] | N |  |  | 12H | [23 empty] | N
Vintage1942 | hydro | TRUE | 12341 | MidAmerican Energy Co | 899 | Moline | IL | Rock Island | HY4 | Conventional Hydroelectric | HY |  | S | X | X | MEC.MOLCT14 | MEC.MOLCT14 | 0.9 | 0.8 | 0.8 | 0.8 | 0.1 | N |  |  | OP | X | 1 | 1942 |  |  | N | Electric Utility | 1 | X | WAT | [9 empty] | N |  |  | 12H | [23 empty] | N
Vintage1985 | geothermal | TRUE | 56589 | Bottle Rock Power LLC | 902 | Bottle Rock Power | CA | Lake | 1 | Geothermal | ST |  | S | X | X |  |  | 55 | 0.9 | 9 | 9 | 1.8 | N |  |  | OS | X | 2 | 1985 |  |  | N | IPP Non-CHP | 2 | X | GEO | [5 empty] | OTH |  |  |  | N | N |  | 12H | [23 empty] | N
Vintage1929 | hydro | TRUE | 57280 | Eagle Creek Renewable Energy, LLC | 903 | Rockton | IL | Winnebago | 1 | Conventional Hydroelectric | HY |  | W | X | X |  |  | 0.6 | 1 | 0.6 | 0.6 | 0.2 | N |  |  | OP | X | 1 | 1929 |  |  | N | IPP Non-CHP | 2 | X | WAT | [9 empty] | N |  |  | 10M
Vintage1929 | hydro | TRUE | 57280 | Eagle Creek Renewable Energy, LLC | 903 | Rockton | IL | Winnebago | 2 | Conventional Hydroelectric | HY |  | W | X | X |  |  | 0.5 | 1 | 0.5 | 0.5 | 0.2 | N |  |  | OP | X | 1 | 1929 |  |  | N | IPP Non-CHP | 2 | X | WAT | [9 empty] | N |  |  | 10M
Vintage1986 | hydro | TRUE | 3255 | California Dept. of Water Resources | 905 | Alamo | CA | Los Angeles | 1 | Conventional Hydroelectric | HY |  | S | X | X |  |  | 19.6 | 0.95 | 17 | 17 | 4 | N |  |  | OP | X | 7 | 1986 |  |  | N | Electric Utility | 1 | X | WAT | [9 empty] | N |  |  | 10M
Vintage2002 | natural gas peaker | TRUE | 19436 | Union Electric Co - (MO) | 913 | Venice | IL | Madison | GT2 | Natural Gas Fired Combustion Turbine | GT |  | S | X | X | AMMO.VENCTG2 | AMMO.VENCTG2 | 61 | 0.85 | 49 | 58 | 5 | N |  |  | OP | X | 6 | 2002 |  |  | N | Electric Utility | 1 | X | NG | DFO | [8 empty] | N |  |  | 1H | [23 empty] | Y | N | Y
Vintage2005 | natural gas peaker | TRUE | 19436 | Union Electric Co - (MO) | 913 | Venice | IL | Madison | GT3 | Natural Gas Fired Combustion Turbine | GT |  | S | X | X | AMMO.VENCTG3 | AMMO.VENCTG3 | 200 | 0.85 | 169 | 192 | 119 | N |  |  | OP | X | 6 | 2005 |  |  | N | Electric Utility | 1 | X | NG | [9 empty] | N |  |  | 1H | [23 empty] | N
Vintage2005 | natural gas peaker | TRUE | 19436 | Union Electric Co - (MO) | 913 | Venice | IL | Madison | GT4 | Natural Gas Fired Combustion Turbine | GT |  | S | X | X | AMMO.VENCTG4 | AMMO.VENCTG4 | 200 | 0.85 | 169 | 192 | 119 | N |  |  | OP | X | 6 | 2005 |  |  | N | Electric Utility | 1 | X | NG | [9 empty] | N |  |  | 1H | [23 empty] | N
Vintage2005 | natural gas peaker | TRUE | 19436 | Union Electric Co - (MO) | 913 | Venice | IL | Madison | GT5 | Natural Gas Fired Combustion Turbine | GT |  | S | X | X | AMMO.VENCTG5 | AMMO.VENCTG5 | 125 | 0.9 | 104 | 125 | 67 | N |  |  | OP | X | 10 | 2005 |  |  | N | Electric Utility | 1 | X | NG | [9 empty] | N |  |  | 1H | [23 empty] | N
Vintage1985 | hydro | TRUE | 14624 | PUD No 2 of Grant County | 917 | Quincy Chute | WA | Grant | 1 | Conventional Hydroelectric | HY |  | J | X | X |  |  | 9.4 | 0.95 | 9.4 | 9.4 | 4 | N |  |  | OP | X | 10 | 1985 |  |  | N | Electric Utility | 1 | X | WAT | [12 empty] | 10M
Vintage1984 | hydro | TRUE | 5932 | City of Ephraim - (UT) | 925 | Hydro Plant No 3 | UT | Sanpete | 2 | Conventional Hydroelectric | HY |  | S | X | X |  |  | 0.7 | 0.85 | 0.6 | 0.2 | 0.1 | N |  |  | OP | X | 9 | 1984 |  |  | N | Electric Utility | 1 | X | WAT | [12 empty] | 10M | [23 empty] | N
Vintage1984 | hydro | TRUE | 5932 | City of Ephraim - (UT) | 925 | Hydro Plant No 3 | UT | Sanpete | 3 | Conventional Hydroelectric | HY |  | S | X | X |  |  | 2.1 | 0.85 | 2 | 1.9 | 0.1 | N |  |  | OP | X | 9 | 1984 |  |  | N | Electric Utility | 1 | X | WAT | [12 empty] | 10M | [23 empty] | N
Vintage1982 | petroleum | TRUE | 2188 | City of Breese - (IL) | 934 | Breese | IL | Clinton | 2 | Petroleum Liquids | IC |  | S | X | X |  |  | 3 | 0.8 | 3 | 3 | 1 | N |  |  | SB | Y | 6 | 1982 |  |  | N | Electric Utility | 1 | X | DFO | NG | [8 empty] | N | N |  | 1H | [23 empty] | Y | Y | N
Vintage1992 | petroleum | TRUE | 2188 | City of Breese - (IL) | 934 | Breese | IL | Clinton | 5 | Petroleum Liquids | IC |  | S | X | X |  |  | 2.5 | 0.8 | 2.5 | 2.5 | 1 | N |  |  | SB | Y | 7 | 1992 |  |  | N | Electric Utility | 1 | X | DFO | [9 empty] | N | N |  | 1H | [23 empty] | N
Vintage1997 | petroleum | TRUE | 2188 | City of Breese - (IL) | 934 | Breese | IL | Clinton | 6 | Petroleum Liquids | IC |  | S | X | X |  |  | 2.5 | 0.8 | 2.5 | 2.5 | 1 | N |  |  | SB | Y | 7 | 1997 |  |  | N | Electric Utility | 1 | X | DFO | [9 empty] | N |  |  | 1H | [23 empty] | N
Vintage2008 | petroleum | TRUE | 2188 | City of Breese - (IL) | 934 | Breese | IL | Clinton | 7 | Petroleum Liquids | IC |  | S | X | X |  |  | 2.5 | 0.8 | 2.5 | 2.5 | 1 | N |  |  | SB | Y | 2 | 2008 |  |  | N | Electric Utility | 1 | X | DFO | [9 empty] | N |  |  | 1H | [23 empty] | N
Vintage2014 | petroleum | TRUE | 2188 | City of Breese - (IL) | 934 | Breese | IL | Clinton | 8 | Petroleum Liquids | IC |  | S | X | X |  |  | 2.5 | 0.8 | 2.5 | 2.5 | 1 | N |  |  | SB | Y | 10 | 2014 |  |  | N | Electric Utility | 1 | X | DFO | [10 empty] | N |  | 1H | [23 empty] | N
Vintage1953 | petroleum | TRUE | 2188 | City of Breese - (IL) | 934 | Breese | IL | Clinton | IC1 | Petroleum Liquids | IC |  | S | X | X |  |  | 0.9 | 0.8 | 1 | 1 | 0.9 | N |  |  | SB | Y | 12 | 1953 |  |  | N | Electric Utility | 1 | X | DFO | [9 empty] | N | N |  | 1H | [23 empty] | N
Vintage1968 | petroleum | TRUE | 2188 | City of Breese - (IL) | 934 | Breese | IL | Clinton | IC3 | Petroleum Liquids | IC |  | S | X | X |  |  | 3 | 0.8 | 3 | 3 | 1 | N |  |  | SB | Y | 7 | 1968 |  |  | N | Electric Utility | 1 | X | DFO | NG | [8 empty] | N | N |  | 1H | [23 empty] | Y | Y | N
Vintage1940 | petroleum | TRUE | 2634 | City of Bushnell - (IL) | 935 | Bushnell | IL | McDonough | 1 | Petroleum Liquids | IC |  | S | X | X | AMIL.IP.IMEA | AMIL.IP.IMEA | 0.2 | 0.8 | 0.2 | 0.2 | 0.1 | N |  |  | SB | Y | 6 | 1940 |  |  | N | Electric Utility | 1 | X | DFO | [9 empty] | N | N |  | 1H | [23 empty] | N | N | N
Vintage1940 | petroleum | TRUE | 2634 | City of Bushnell - (IL) | 935 | Bushnell | IL | McDonough | 2 | Petroleum Liquids | IC |  | S | X | X | AMIL.IP.IMEA | AMIL.IP.IMEA | 0.2 | 0.8 | 0.2 | 0.2 | 0.1 | N |  |  | SB | Y | 6 | 1940 |  |  | N | Electric Utility | 1 | X | DFO | [9 empty] | N | N |  | 1H | [23 empty] | N | N | N
Vintage1965 | petroleum | TRUE | 2634 | City of Bushnell - (IL) | 935 | Bushnell | IL | McDonough | 3 | Petroleum Liquids | IC |  | S | X | X | AMIL.IP.IMEA | AMIL.IP.IMEA | 2.2 | 0.8 | 2.2 | 2.2 | 0.5 | N |  |  | SB | Y | 6 | 1965 |  |  | N | Electric Utility | 1 | X | DFO | [9 empty] | N | N |  | 1H | [23 empty] | N | N | N
Vintage1965 | petroleum | TRUE | 2634 | City of Bushnell - (IL) | 935 | Bushnell | IL | McDonough | 4 | Petroleum Liquids | IC |  | S | X | X | AMIL.IP.IMEA | AMIL.IP.IMEA | 2.2 | 0.8 | 2.2 | 2.2 | 0.5 | N |  |  | SB | Y | 6 | 1965 |  |  | N | Electric Utility | 1 | X | DFO | [9 empty] | N | N |  | 1H | [23 empty] | N | N | N
Vintage1956 | petroleum | TRUE | 2634 | City of Bushnell - (IL) | 935 | Bushnell | IL | McDonough | 5 | Petroleum Liquids | IC |  | S | X | X | AMIL.IP.IMEA | AMIL.IP.IMEA | 1 | 0.8 | 1 | 1 | 0.5 | N |  |  | SB | Y | 6 | 1956 |  |  | N | Electric Utility | 1 | X | DFO | [9 empty] | N | N |  | 1H | [23 empty] | N | N | N
Vintage2000 | petroleum | TRUE | 2634 | City of Bushnell - (IL) | 935 | Bushnell | IL | McDonough | 6 | Petroleum Liquids | IC |  | S | X | X | AMIL.IP.IMEA | AMIL.IP.IMEA | 2.5 | 0.8 | 2.5 | 2.5 | 1.5 | N |  |  | SB | Y | 9 | 2000 |  |  | N | Electric Utility | 1 | X | DFO | [9 empty] | N | N |  | 1H | [23 empty] | N | N | N
Vintage2000 | petroleum | TRUE | 2634 | City of Bushnell - (IL) | 935 | Bushnell | IL | McDonough | 7 | Petroleum Liquids | IC |  | S | X | X | AMIL.IP.IMEA | AMIL.IP.IMEA | 2.5 | 0.8 | 2.5 | 2.5 | 1.5 | N |  |  | SB | Y | 9 | 2000 |  |  | N | Electric Utility | 1 | X | DFO | [9 empty] | N | N |  | 1H | [23 empty] | N | N | N
Vintage2003 | petroleum | TRUE | 3037 | City of Carlyle - (IL) | 936 | Carlyle | IL | Clinton | 10 | Petroleum Liquids | IC |  | S | X | X |  |  | 2.5 | 0.8 | 2.5 | 2.5 | 1.2 | N |  |  | OP | X | 10 | 2003 |  |  | N | Electric Utility | 1 | X | DFO | [9 empty] | N | N |  | 10M | [23 empty] | N | N | N
Vintage2019 | petroleum | TRUE | 3037 | City of Carlyle - (IL) | 936 | Carlyle | IL | Clinton | 11 | Petroleum Liquids | IC |  | S | X | X |  |  | 2.8 | 0.8 | 2.8 | 2.8 | 1.2 | N |  |  | OP | X | 2 | 2019 |  |  | N | Electric Utility | 1 | X | DFO | [9 empty] | N | N |  | 10M | [23 empty] | N | N | N
Vintage1964 | petroleum | TRUE | 3037 | City of Carlyle - (IL) | 936 | Carlyle | IL | Clinton | 7 | Petroleum Liquids | IC |  | S | X | X |  |  | 2 | 0.8 | 2 | 2 | 1 | N |  |  | SB | Y | 8 | 1964 |  |  | N | Electric Utility | 1 | X | DFO | NG | [8 empty] | N | N |  | 10M | [23 empty] | Y | Y | Y
Vintage1998 | petroleum | TRUE | 3037 | City of Carlyle - (IL) | 936 | Carlyle | IL | Clinton | 8 | Petroleum Liquids | IC |  | S | X | X |  |  | 2.5 | 0.8 | 2.5 | 2.5 | 1.2 | N |  |  | OP | X | 10 | 1998 |  |  | N | Electric Utility | 1 | X | DFO | [9 empty] | N | N |  | 10M | [23 empty] | N | N
Vintage1999 | petroleum | TRUE | 3037 | City of Carlyle - (IL) | 936 | Carlyle | IL | Clinton | 9 | Petroleum Liquids | IC |  | S | X | X |  |  | 2.5 | 0.8 | 2.5 | 2.5 | 1.2 | N |  |  | OP | X | 9 | 1999 |  |  | N | Electric Utility | 1 | X | DFO | [9 empty] | N | N |  | 10M | [23 empty] | N | N
Vintage1958 | petroleum | TRUE | 3040 | City of Carmi - (IL) | 937 | Carmi | IL | White | 10 | Petroleum Liquids | IC |  | S | X | X |  |  | 1.7 | 0.8 | 1.7 | 1.7 | 0.8 | N |  |  | OP | X | 12 | 1958 |  |  | N | Electric Utility | 1 | X | DFO | NG | [8 empty] | N | N |  | 10M | [23 empty] | Y | Y | Y
Vintage1967 | petroleum | TRUE | 3040 | City of Carmi - (IL) | 937 | Carmi | IL | White | 12 | Petroleum Liquids | IC |  | S | X | X |  |  | 2 | 0.8 | 1 | 1 | 0.9 | N |  |  | OP | X | 12 | 1967 |  |  | N | Electric Utility | 1 | X | DFO | NG | [8 empty] | N | N |  | 10M | [23 empty] | Y | Y | Y
Vintage1973 | petroleum | TRUE | 3040 | City of Carmi - (IL) | 937 | Carmi | IL | White | 13 | Petroleum Liquids | IC |  | S | X | X |  |  | 4.4 | 0.8 | 4.3 | 4.3 | 2 | N |  |  | OP | X | 12 | 1973 |  |  | N | Electric Utility | 1 | X | DFO | NG | [8 empty] | N | N |  | 10M | [23 empty] | Y | Y | Y
Vintage2013 | petroleum | TRUE | 3040 | City of Carmi - (IL) | 937 | Carmi | IL | White | 14 | Petroleum Liquids | IC |  | S | X | X |  |  | 1.1 | 0.8 | 1.1 | 1.1 | 0.4 | N |  |  | OP | X | 7 | 2013 |  |  | N | Electric Utility | 1 | X | DFO | [9 empty] | N | N |  | 10M | [23 empty] | N
Vintage1948 | petroleum | TRUE | 3040 | City of Carmi - (IL) | 937 | Carmi | IL | White | 7 | Petroleum Liquids | IC |  | S | X | X |  |  | 1.1 | 0.8 | 1.1 | 1.1 | 0.5 | N |  |  | OP | X | 12 | 1948 |  |  | N | Electric Utility | 1 | X | DFO | [9 empty] | N | N |  | 10M | [23 empty] | N | N | N
Vintage1951 | petroleum | TRUE | 3040 | City of Carmi - (IL) | 937 | Carmi | IL | White | 8 | Petroleum Liquids | IC |  | S | X | X |  |  | 1.4 | 0.8 | 1.2 | 1.2 | 0.5 | N |  |  | OP | X | 12 | 1951 |  |  | N | Electric Utility | 1 | X | DFO | NG | [8 empty] | N | N |  | 10M | [23 empty] | Y | Y | Y
Vintage1958 | petroleum | TRUE | 3040 | City of Carmi - (IL) | 937 | Carmi | IL | White | 9 | Petroleum Liquids | IC |  | S | X | X |  |  | 1.7 | 0.8 | 1.7 | 1.7 | 0.5 | N |  |  | OP | X | 12 | 1958 |  |  | N | Electric Utility | 1 | X | DFO | NG | [8 empty] | N | N |  | 10M | [23 empty] | Y | Y | Y
Vintage1967 | natural gas peaker | TRUE | 6192 | City of Farmer City - (IL) | 941 | Farmer City | IL | DeWitt | 1 | Natural Gas Internal Combustion Engine | IC |  | S | X | X | AMIL.IP.IMEA | AMIL.IP.IMEA | 1.5 | 0.8 | 1.3 | 1.3 | 0.5 | N |  |  | OP | X | 7 | 1967 |  |  | N | Electric Utility | 1 | X | NG | DFO | [8 empty] | N | N |  | 1H | [23 empty] | Y | Y | Y
Vintage1963 | petroleum | TRUE | 6192 | City of Farmer City - (IL) | 941 | Farmer City | IL | DeWitt | 2 | Petroleum Liquids | IC |  | S | X | X | AMIL.IP.IMEA | AMIL.IP.IMEA | 1.1 | 0.8 | 0.9 | 0.9 | 0.5 | N |  |  | OP | X | 4 | 1963 |  |  | N | Electric Utility | 1 | X | DFO | [9 empty] | N | N |  | 1H | [23 empty] | N
Vintage1951 | petroleum | TRUE | 6192 | City of Farmer City - (IL) | 941 | Farmer City | IL | DeWitt | 4 | Petroleum Liquids | IC |  | S | X | X | AMIL.IP.IMEA | AMIL.IP.IMEA | 0.8 | 0.8 | 0.7 | 0.7 | 0.5 | N |  |  | OP | X | 4 | 1951 |  |  | N | Electric Utility | 1 | X | DFO | [9 empty] | N | N |  | 1H | [23 empty] | N
Vintage1974 | natural gas peaker | TRUE | 6192 | City of Farmer City - (IL) | 941 | Farmer City | IL | DeWitt | 5 | Natural Gas Internal Combustion Engine | IC |  | S | X | X | AMIL.IP.IMEA | AMIL.IP.IMEA | 3.5 | 0.8 | 2.8 | 2.8 | 0.5 | N |  |  | OP | X | 7 | 1974 |  |  | N | Electric Utility | 1 | X | NG | DFO | [8 empty] | N | N |  | 1H | [23 empty] | Y | Y | Y
Vintage2012 | petroleum | TRUE | 6192 | City of Farmer City - (IL) | 941 | Farmer City | IL | DeWitt | 6 | Petroleum Liquids | IC |  | S | X | X | AMIL.IP.IMEA | AMIL.IP.IMEA | 2.2 | 0.8 | 2 | 2 | 0.5 | N |  |  | OP | X | 8 | 2012 |  |  | N | Electric Utility | 1 | X | DFO | [10 empty] | N |  | 10M | [23 empty] | N
Vintage2012 | petroleum | TRUE | 6192 | City of Farmer City - (IL) | 941 | Farmer City | IL | DeWitt | 7 | Petroleum Liquids | IC |  | S | X | X | AMIL.IP.IMEA | AMIL.IP.IMEA | 2.2 | 0.8 | 2 | 2 | 0.5 | N |  |  | OP | X | 8 | 2012 |  |  | N | Electric Utility | 1 | X | DFO | [10 empty] | N |  | 10M | [23 empty] | N
Vintage1948 | petroleum | TRUE | 6764 | Village of Freeburg - (IL) | 943 | Freeburg | IL | St Clair | 1 | Petroleum Liquids | IC |  | S | X | X | AMIL.IMEA1 | AMIL.IMEA1 | 0.4 | 0.8 | 0.4 | 0.4 | 0.2 | N |  |  | SB | Y | 8 | 1948 |  |  | N | Electric Utility | 1 | X | DFO | [9 empty] | N | N |  | 1H | [23 empty] | N | N | N
Vintage2007 | petroleum | TRUE | 6764 | Village of Freeburg - (IL) | 943 | Freeburg | IL | St Clair | 10 | Petroleum Liquids | IC |  | S | X | X | AMIL.IMEA1 | AMIL.IMEA1 | 1.8 | 0.8 | 1.8 | 1.8 | 0.5 | N |  |  | SB | Y | 9 | 2007 |  |  | N | Electric Utility | 1 | X | DFO | [9 empty] | N | N |  | 10M | [23 empty] | N | N | N
Vintage2007 | petroleum | TRUE | 6764 | Village of Freeburg - (IL) | 943 | Freeburg | IL | St Clair | 11 | Petroleum Liquids | IC |  | S | X | X | AMIL.IMEA1 | AMIL.IMEA1 | 1.8 | 0.8 | 1.8 | 1.8 | 0.5 | N |  |  | SB | Y | 9 | 2007 |  |  | N | Electric Utility | 1 | X | DFO | [9 empty] | N | N |  | 10M | [23 empty] | N | N | N
Vintage2007 | petroleum | TRUE | 6764 | Village of Freeburg - (IL) | 943 | Freeburg | IL | St Clair | 12 | Petroleum Liquids | IC |  | S | X | X | AMIL.IMEA1 | AMIL.IMEA1 | 1.8 | 0.8 | 1.8 | 1.8 | 0.5 | N |  |  | SB | Y | 9 | 2007 |  |  | N | Electric Utility | 1 | X | DFO | [9 empty] | N | N |  | 10M | [23 empty] | N
Vintage1948 | petroleum | TRUE | 6764 | Village of Freeburg - (IL) | 943 | Freeburg | IL | St Clair | 2 | Petroleum Liquids | IC |  | S | X | X | AMIL.IMEA1 | AMIL.IMEA1 | 0.4 | 0.8 | 0.4 | 0.4 | 0.2 | N |  |  | SB | Y | 8 | 1948 |  |  | N | Electric Utility | 1 | X | DFO | NG | [8 empty] | N | N |  | 1H | [23 empty] | N | N | N
Vintage1953 | petroleum | TRUE | 6764 | Village of Freeburg - (IL) | 943 | Freeburg | IL | St Clair | 3 | Petroleum Liquids | IC |  | S | X | X | AMIL.IMEA1 | AMIL.IMEA1 | 0.6 | 0.8 | 0.6 | 0.6 | 0.3 | N |  |  | SB | Y | 8 | 1953 |  |  | N | Electric Utility | 1 | X | DFO | [9 empty] | N | N |  | 1H | [23 empty] | N
Vintage1959 | petroleum | TRUE | 6764 | Village of Freeburg - (IL) | 943 | Freeburg | IL | St Clair | 4 | Petroleum Liquids | IC |  | S | X | X | AMIL.IMEA1 | AMIL.IMEA1 | 1 | 0.8 | 1 | 1 | 0.5 | N |  |  | SB | Y | 8 | 1959 |  |  | N | Electric Utility | 1 | X | DFO | [9 empty] | N | N |  | 1H | [23 empty] | N
Vintage1974 | petroleum | TRUE | 6764 | Village of Freeburg - (IL) | 943 | Freeburg | IL | St Clair | 6 | Petroleum Liquids | IC |  | S | X | X | AMIL.IMEA1 | AMIL.IMEA1 | 1.8 | 0.8 | 1.8 | 1.8 | 0.5 | N |  |  | SB | Y | 8 | 1974 |  |  | N | Electric Utility | 1 | X | DFO | [9 empty] | N | N |  | 1H | [23 empty] | N | N | N
Vintage1986 | petroleum | TRUE | 6764 | Village of Freeburg - (IL) | 943 | Freeburg | IL | St Clair | 7 | Petroleum Liquids | IC |  | S | X | X | AMIL.IMEA1 | AMIL.IMEA1 | 2.6 | 0.8 | 2.6 | 2.6 | 1 | N |  |  | SB | Y | 7 | 1986 |  |  | N | Electric Utility | 1 | X | DFO | [9 empty] | N | N |  | 1H | [23 empty] | N
Vintage1996 | petroleum | TRUE | 6764 | Village of Freeburg - (IL) | 943 | Freeburg | IL | St Clair | 8 | Petroleum Liquids | IC |  | S | X | X | AMIL.IMEA1 | AMIL.IMEA1 | 1.7 | 0.8 | 1.8 | 1.8 | 0.5 | N |  |  | SB | Y | 1 | 1996 |  |  | N | Electric Utility | 1 | X | DFO | [9 empty] | N | N |  | 10M | [23 empty] | N
Vintage1996 | petroleum | TRUE | 6764 | Village of Freeburg - (IL) | 943 | Freeburg | IL | St Clair | 9 | Petroleum Liquids | IC |  | S | X | X | AMIL.IMEA1 | AMIL.IMEA1 | 1.8 | 0.8 | 1.8 | 1.8 | 0.5 | N |  |  | SB | Y | 1 | 1996 |  |  | N | Electric Utility | 1 | X | DFO | [9 empty] | N | N |  | 10M | [23 empty] | N
Vintage1974 | natural gas peaker | TRUE | 7095 | City of Geneseo - (IL) | 944 | Geneseo | IL | Henry | 1 | Natural Gas Internal Combustion Engine | IC |  | S | X | X |  |  | 5.6 | 0.8 | 4.4 | 4.4 | 1.8 | N |  |  | OP | X | 3 | 1974 |  |  | N | Electric Utility | 1 | X | NG | DFO | [8 empty] | N | N |  | 1H | [20 empty] | N |  |  | Y | Y | Y
Vintage2009 | onshore wind | TRUE | 7095 | City of Geneseo - (IL) | 944 | Geneseo | IL | Henry | 10 | Onshore Wind Turbine | WT |  | S | X | X |  |  | 1.5 |  | 1.5 | 1.5 | 0 | N |  |  | OP | X | 9 | 2009 |  |  | N | Electric Utility | 1 | X | WND | [11 empty] | 1 | [21 empty] | N |  |  | N
Vintage2009 | onshore wind | TRUE | 7095 | City of Geneseo - (IL) | 944 | Geneseo | IL | Henry | 11 | Onshore Wind Turbine | WT |  | S | X | X |  |  | 1.5 |  | 1.5 | 1.5 | 0 | N |  |  | OP | X | 10 | 2009 |  |  | N | Electric Utility | 1 | X | WND | [9 empty] | N |  | 1 | [21 empty] | N |  |  | N
Vintage2015 | solar pv | TRUE | 7095 | City of Geneseo - (IL) | 944 | Geneseo | IL | Henry | 12 | Solar Photovoltaic | PV |  | S | X | X |  |  | 1.2 |  | 0.9 | 0.9 |  | N |  |  | OP | X | 8 | 2015 |  |  | N | Electric Utility | 1 | X | SUN | [9 empty] | N | [26 empty] | N
Vintage1967 | natural gas peaker | TRUE | 7095 | City of Geneseo - (IL) | 944 | Geneseo | IL | Henry | 2 | Natural Gas Internal Combustion Engine | IC |  | S | X | X |  |  | 3.5 | 0.8 | 2.8 | 2.8 | 1.5 | N |  |  | OP | X | 10 | 1967 |  |  | N | Electric Utility | 1 | X | NG | DFO | [8 empty] | N | N |  | 1H | [23 empty] | Y | Y | Y
Vintage1966 | natural gas peaker | TRUE | 7095 | City of Geneseo - (IL) | 944 | Geneseo | IL | Henry | 3 | Natural Gas Internal Combustion Engine | IC |  | S | X | X |  |  | 3.5 | 0.8 | 2.8 | 2.8 | 1.5 | N |  |  | OP | X | 6 | 1966 |  |  | N | Electric Utility | 1 | X | NG | DFO | [8 empty] | N | N |  | 1H | [23 empty] | Y | Y | Y
Vintage1957 | natural gas peaker | TRUE | 7095 | City of Geneseo - (IL) | 944 | Geneseo | IL | Henry | 4 | Natural Gas Internal Combustion Engine | IC |  | S | X | X |  |  | 1.6 | 0.8 | 1.3 | 1.3 | 1 | N |  |  | OP | X | 7 | 1957 |  |  | N | Electric Utility | 1 | X | NG | DFO | [8 empty] | N | N |  | 1H | [23 empty] | Y | Y | Y
Vintage1990 | natural gas peaker | TRUE | 7095 | City of Geneseo - (IL) | 944 | Geneseo | IL | Henry | 5A | Natural Gas Internal Combustion Engine | IC |  | S | X | X |  |  | 4.4 | 0.8 | 3.4 | 3.4 | 1.5 | N |  |  | OP | X | 8 | 1990 |  |  | N | Electric Utility | 1 | X | NG | DFO | [8 empty] | N | N |  | 1H | [23 empty] | Y | Y | Y
Vintage2003 | natural gas peaker | TRUE | 7095 | City of Geneseo - (IL) | 944 | Geneseo | IL | Henry | 6A | Natural Gas Internal Combustion Engine | IC |  | S | X | X |  |  | 3 | 0.8 | 2.4 | 2.4 | 1.5 | N |  |  | OP | X | 5 | 2003 |  |  | N | Electric Utility | 1 | X | NG | DFO | [8 empty] | N | N |  | 1H | [23 empty] | Y | Y | Y
Vintage1961 | natural gas peaker | TRUE | 7095 | City of Geneseo - (IL) | 944 | Geneseo | IL | Henry | 7 | Natural Gas Internal Combustion Engine | IC |  | S | X | X |  |  | 3 | 0.8 | 2.4 | 2.4 | 1 | N |  |  | OP | X | 6 | 1961 |  |  | N | Electric Utility | 1 | X | NG | DFO | [8 empty] | N | N |  | 1H | [23 empty] | Y | Y | Y
Vintage1998 | petroleum | TRUE | 7095 | City of Geneseo - (IL) | 944 | Geneseo | IL | Henry | 9 | Petroleum Liquids | IC |  | S | X | X |  |  | 4.8 | 0.8 | 3.8 | 3.8 | 1 | N |  |  | OP | X | 5 | 1998 |  |  | N | Electric Utility | 1 | X | DFO | [9 empty] | N | N |  | 1H | [23 empty] | N |  | N
Vintage1993 | petroleum | TRUE | 8573 | City of Highland | 946 | Highland | IL | Madison | IC1 | Petroleum Liquids | IC |  | S | X | X |  |  | 1.6 | 0.8 | 1.6 | 1.6 | 0.8 | N |  |  | SB | Y | 7 | 1993 |  |  | N | Electric Utility | 1 | X | DFO | [9 empty] | N | N |  | 10M | [23 empty] | N | N | N
Vintage1993 | petroleum | TRUE | 8573 | City of Highland | 946 | Highland | IL | Madison | IC2 | Petroleum Liquids | IC |  | S | X | X |  |  | 1.6 | 0.8 | 1.6 | 1.6 | 0.8 | N |  |  | SB | Y | 7 | 1993 |  |  | N | Electric Utility | 1 | X | DFO | [9 empty] | N | N |  | 10M | [23 empty] | N | N | N
Vintage1993 | petroleum | TRUE | 8573 | City of Highland | 946 | Highland | IL | Madison | IC3 | Petroleum Liquids | IC |  | S | X | X |  |  | 1.6 | 0.8 | 1.6 | 1.6 | 0.8 | N |  |  | SB | Y | 7 | 1993 |  |  | N | Electric Utility | 1 | X | DFO | [9 empty] | N | N |  | 10M | [23 empty] | N | N | N
Vintage1967 | petroleum | TRUE | 8573 | City of Highland | 946 | Highland | IL | Madison | IC5 | Petroleum Liquids | IC |  | S | X | X |  |  | 2 | 0.8 | 2 | 2 | 1 | N |  |  | SB | Y | 3 | 1967 |  |  | N | Electric Utility | 1 | X | DFO | NG | [8 empty] | N | N |  | 10M | [23 empty] | Y | N | Y
Vintage1968 | petroleum | TRUE | 8573 | City of Highland | 946 | Highland | IL | Madison | IC6 | Petroleum Liquids | IC |  | S | X | X |  |  | 2 | 0.8 | 2 | 2 | 1 | N |  |  | SB | Y | 1 | 1968 |  |  | N | Electric Utility | 1 | X | DFO | NG | [8 empty] | N | N |  | 10M | [23 empty] | Y | N | Y
Vintage1971 | petroleum | TRUE | 8573 | City of Highland | 946 | Highland | IL | Madison | IC7 | Petroleum Liquids | IC |  | S | X | X |  |  | 4.4 | 0.8 | 4 | 4 | 2.2 | N |  |  | SB | Y | 8 | 1971 |  |  | N | Electric Utility | 1 | X | DFO | NG | [8 empty] | N | N |  | 10M | [23 empty] | Y | N | Y
Vintage1971 | petroleum | TRUE | 8573 | City of Highland | 946 | Highland | IL | Madison | IC8 | Petroleum Liquids | IC |  | S | X | X |  |  | 4.4 | 0.8 | 4 | 4 | 2.2 | N |  |  | SB | Y | 8 | 1971 |  |  | N | Electric Utility | 1 | X | DFO | NG | [8 empty] | N | N |  | 10M | [23 empty] | Y | N | Y
Vintage1950 | petroleum | TRUE | 12167 | City of McLeansboro - (IL) | 948 | McLeansboro | IL | Hamilton | 2 | Petroleum Liquids | IC |  | S | X | X |  |  | 0.6 | 0.8 | 0.4 | 0.4 | 0.1 | N |  |  | SB | Y | 12 | 1950 |  |  | N | Electric Utility | 1 | X | DFO | [9 empty] | N |  |  | 1H | [23 empty] | N | N | N
Vintage1979 | petroleum | TRUE | 12167 | City of McLeansboro - (IL) | 948 | McLeansboro | IL | Hamilton | 5 | Petroleum Liquids | IC |  | S | X | X |  |  | 2 | 0.8 | 1.8 | 1.8 | 0.5 | N |  |  | SB | Y | 12 | 1979 |  |  | N | Electric Utility | 1 | X | DFO | [9 empty] | N |  |  | 1H | [23 empty] | N | N | N
Vintage1979 | petroleum | TRUE | 12167 | City of McLeansboro - (IL) | 948 | McLeansboro | IL | Hamilton | 6 | Petroleum Liquids | IC |  | S | X | X |  |  | 2.4 | 0.8 | 2.2 | 2.2 | 0.5 | N |  |  | SB | Y | 12 | 1979 |  |  | N | Electric Utility | 1 | X | DFO | [9 empty] | N |  |  | 1H | [23 empty] | N | N | N
Vintage1995 | petroleum | TRUE | 12167 | City of McLeansboro - (IL) | 948 | McLeansboro | IL | Hamilton | 7 | Petroleum Liquids | IC |  | S | X | X |  |  | 1.1 | 0.8 | 1 | 1 | 0.5 | N |  |  | SB | Y | 1 | 1995 |  |  | N | Electric Utility | 1 | X | DFO | [9 empty] | N | N |  | 1H | [23 empty] | N | N | N
Vintage1994 | petroleum | TRUE | 12167 | City of McLeansboro - (IL) | 948 | McLeansboro | IL | Hamilton | 8 | Petroleum Liquids | IC |  | S | X | X |  |  | 1.1 | 0.8 | 1 | 1 | 0.5 | N |  |  | SB | Y | 12 | 1994 |  |  | N | Electric Utility | 1 | X | DFO | [9 empty] | N | N |  | 1H | [23 empty] | N | N | N
Vintage2002 | petroleum | TRUE | 12167 | City of McLeansboro - (IL) | 948 | McLeansboro | IL | Hamilton | 9 | Petroleum Liquids | IC |  | S | X | X |  |  | 2 | 0.8 | 2 | 2 | 0.5 | N |  |  | SB | Y | 6 | 2002 |  |  | N | Electric Utility | 1 | X | DFO | [9 empty] | N | N |  | 1H | [23 empty] | N | N | N
Vintage2002 | petroleum | TRUE | 11736 | City of Marshall - (IL) | 949 | Marshall (IL) | IL | Clark | 10 | Petroleum Liquids | IC |  | S | X | X | AMIL.IP.IMEA | AMIL.IP.IMEA | 1.8 | 0.8 | 1.8 | 1.8 | 0.5 | N |  |  | OP | X | 4 | 2002 |  |  | N | Electric Utility | 1 | X | DFO | [9 empty] | N | N |  | 10M | [23 empty] | N | N | N
Vintage2002 | petroleum | TRUE | 11736 | City of Marshall - (IL) | 949 | Marshall (IL) | IL | Clark | 11 | Petroleum Liquids | IC |  | S | X | X | AMIL.IP.IMEA | AMIL.IP.IMEA | 1.8 | 0.8 | 1.8 | 1.8 | 0.5 | N |  |  | OP | X | 4 | 2002 |  |  | N | Electric Utility | 1 | X | DFO | [9 empty] | N | N |  | 10M | [23 empty] | N | N | N
Vintage2007 | petroleum | TRUE | 11736 | City of Marshall - (IL) | 949 | Marshall (IL) | IL | Clark | 12 | Petroleum Liquids | IC |  | S | X | X | AMIL.IP.IMEA | AMIL.IP.IMEA | 1.8 | 0.8 | 1.8 | 1.8 | 0.5 | N |  |  | OP | X | 1 | 2007 |  |  | N | Electric Utility | 1 | X | DFO | [9 empty] | N | N |  | 10M | [23 empty] | N
Vintage2007 | petroleum | TRUE | 11736 | City of Marshall - (IL) | 949 | Marshall (IL) | IL | Clark | 13 | Petroleum Liquids | IC |  | S | X | X | AMIL.IP.IMEA | AMIL.IP.IMEA | 1.8 | 0.8 | 1.8 | 1.8 | 0.5 | N |  |  | OP | X | 1 | 2007 |  |  | N | Electric Utility | 1 | X | DFO | [9 empty] | N | N |  | 10M | [23 empty] | N
Vintage2002 | petroleum | TRUE | 11736 | City of Marshall - (IL) | 949 | Marshall (IL) | IL | Clark | 5 | Petroleum Liquids | IC |  | S | X | X | AMIL.IP.IMEA | AMIL.IP.IMEA | 2.5 | 0.8 | 2.5 | 2.5 | 1 | N |  |  | OP | X | 9 | 2002 |  |  | N | Electric Utility | 1 | X | DFO | [9 empty] | N | N |  | 1H | [23 empty] | N | N
Vintage2002 | petroleum | TRUE | 11736 | City of Marshall - (IL) | 949 | Marshall (IL) | IL | Clark | 6 | Petroleum Liquids | IC |  | S | X | X | AMIL.IP.IMEA | AMIL.IP.IMEA | 1.8 | 0.8 | 1.8 | 1.8 | 0.5 | N |  |  | OP | X | 4 | 2002 |  |  | N | Electric Utility | 1 | X | DFO | [9 empty] | N | N |  | 10M | [23 empty] | N | N
Vintage2002 | petroleum | TRUE | 11736 | City of Marshall - (IL) | 949 | Marshall (IL) | IL | Clark | 7 | Petroleum Liquids | IC |  | S | X | X | AMIL.IP.IMEA | AMIL.IP.IMEA | 1.8 | 0.8 | 1.8 | 1.8 | 0.5 | N |  |  | OP | X | 4 | 2002 |  |  | N | Electric Utility | 1 | X | DFO | [9 empty] | N | N |  | 10M | [23 empty] | N | N
Vintage2002 | petroleum | TRUE | 11736 | City of Marshall - (IL) | 949 | Marshall (IL) | IL | Clark | 8 | Petroleum Liquids | IC |  | S | X | X | AMIL.IP.IMEA | AMIL.IP.IMEA | 1.8 | 0.8 | 1.8 | 1.8 | 0.5 | N |  |  | OP | X | 4 | 2002 |  |  | N | Electric Utility | 1 | X | DFO | [9 empty] | N | N |  | 10M | [23 empty] | N | N
Vintage2002 | petroleum | TRUE | 11736 | City of Marshall - (IL) | 949 | Marshall (IL) | IL | Clark | 9 | Petroleum Liquids | IC |  | S | X | X | AMIL.IP.IMEA | AMIL.IP.IMEA | 1.8 | 0.8 | 1.8 | 1.8 | 0.5 | N |  |  | OP | X | 4 | 2002 |  |  | N | Electric Utility | 1 | X | DFO | [9 empty] | N | N |  | 10M | [23 empty] | N | N
Vintage2011 | petroleum | TRUE | 14840 | City of Peru - (IL) | 955 | Peru (IL) | IL | LaSalle | 11 | Petroleum Liquids | IC |  | S | X | X | AMIL.IP.IMEA | AMIL.IP.IMEA | 2.7 | 0.8 | 2.7 | 2.7 | 0.2 | N |  |  | OP | X | 4 | 2011 |  |  | N | Electric Utility | 1 | X | DFO | [9 empty] | N | N |  | 10M | [23 empty] | N |  | N
Vintage2011 | petroleum | TRUE | 14840 | City of Peru - (IL) | 955 | Peru (IL) | IL | LaSalle | 12 | Petroleum Liquids | IC |  | S | X | X | AMIL.IP.IMEA | AMIL.IP.IMEA | 2.7 | 0.8 | 2.7 | 2.7 | 0.2 | N |  |  | OP | X | 4 | 2011 |  |  | N | Electric Utility | 1 | X | DFO | [9 empty] | N | N |  | 10M | [23 empty] | N |  | N
Vintage2011 | petroleum | TRUE | 14840 | City of Peru - (IL) | 955 | Peru (IL) | IL | LaSalle | 13 | Petroleum Liquids | IC |  | S | X | X | AMIL.IP.IMEA | AMIL.IP.IMEA | 2.7 | 0.8 | 2.7 | 2.7 | 0.2 | N |  |  | OP | X | 4 | 2011 |  |  | N | Electric Utility | 1 | X | DFO | [9 empty] | N | N |  | 10M | [23 empty] | N |  | N
Vintage2011 | petroleum | TRUE | 14840 | City of Peru - (IL) | 955 | Peru (IL) | IL | LaSalle | 14 | Petroleum Liquids | IC |  | S | X | X | AMIL.IP.IMEA | AMIL.IP.IMEA | 2.7 | 0.8 | 2.7 | 2.7 | 0.2 | N |  |  | OP | X | 4 | 2011 |  |  | N | Electric Utility | 1 | X | DFO | [9 empty] | N | N |  | 10M | [23 empty] | N |  | N
Vintage2011 | petroleum | TRUE | 14840 | City of Peru - (IL) | 955 | Peru (IL) | IL | LaSalle | 15 | Petroleum Liquids | IC |  | S | X | X | AMIL.IP.IMEA | AMIL.IP.IMEA | 2.7 | 0.8 | 2.7 | 2.7 | 0.2 | N |  |  | OP | X | 4 | 2011 |  |  | N | Electric Utility | 1 | X | DFO | [9 empty] | N | N |  | 10M | [23 empty] | N |  | N
Vintage2011 | petroleum | TRUE | 14840 | City of Peru - (IL) | 955 | Peru (IL) | IL | LaSalle | 16 | Petroleum Liquids | IC |  | S | X | X | AMIL.IP.IMEA | AMIL.IP.IMEA | 2.7 | 0.8 | 2.7 | 2.7 | 0.2 | N |  |  | OP | X | 9 | 2011 |  |  | N | Electric Utility | 1 | X | DFO | [9 empty] | N | N |  | 10M | [23 empty] | N | N | N
Vintage2011 | petroleum | TRUE | 14840 | City of Peru - (IL) | 955 | Peru (IL) | IL | LaSalle | 17 | Petroleum Liquids | IC |  | S | X | X | AMIL.IP.IMEA | AMIL.IP.IMEA | 2.7 | 0.8 | 2.7 | 2.7 | 0.2 | N |  |  | OP | X | 9 | 2011 |  |  | N | Electric Utility | 1 | X | DFO | [9 empty] | N | N |  | 10M | [23 empty] | N |  | N
Vintage1968 | petroleum | TRUE | 14840 | City of Peru - (IL) | 955 | Peru (IL) | IL | LaSalle | GT1 | Petroleum Liquids | GT |  | S | X | X | AMIL.IP.IMEA | AMIL.IP.IMEA | 10 | 0.8 | 8.6 | 8.6 | 1 | N |  |  | OP | X | 10 | 1968 |  |  | N | Electric Utility | 1 | X | JF | [9 empty] | N | N |  | 1H | [23 empty] | N |  | N
Vintage1996 | hydro | TRUE | 14840 | City of Peru - (IL) | 955 | Peru (IL) | IL | LaSalle | HC1 | Conventional Hydroelectric | HY |  | S | X | X | AMIL.IP.IMEA | AMIL.IP.IMEA | 1.9 | 0.9 | 1.7 | 1.7 | 0.2 | N |  |  | OP | X | 9 | 1996 |  |  | N | Electric Utility | 1 | X | WAT | [9 empty] | N | N |  | 10M | [23 empty] | N
Vintage1996 | hydro | TRUE | 14840 | City of Peru - (IL) | 955 | Peru (IL) | IL | LaSalle | HC2 | Conventional Hydroelectric | HY |  | S | X | X | AMIL.IP.IMEA | AMIL.IP.IMEA | 1.9 | 0.9 | 1.7 | 1.7 | 0.2 | N |  |  | OP | X | 9 | 1996 |  |  | N | Electric Utility | 1 | X | WAT | [9 empty] | N | N |  | 10M | [23 empty] | N
Vintage1996 | hydro | TRUE | 14840 | City of Peru - (IL) | 955 | Peru (IL) | IL | LaSalle | HC3 | Conventional Hydroelectric | HY |  | S | X | X | AMIL.IP.IMEA | AMIL.IP.IMEA | 1.9 | 0.9 | 1.7 | 1.7 | 0.2 | N |  |  | OP | X | 9 | 1996 |  |  | N | Electric Utility | 1 | X | WAT | [9 empty] | N | N |  | 10M | [23 empty] | N
Vintage1996 | hydro | TRUE | 14840 | City of Peru - (IL) | 955 | Peru (IL) | IL | LaSalle | HC4 | Conventional Hydroelectric | HY |  | S | X | X | AMIL.IP.IMEA | AMIL.IP.IMEA | 1.9 | 0.9 | 1.7 | 1.7 | 0.2 | N |  |  | OP | X | 9 | 1996 |  |  | N | Electric Utility | 1 | X | WAT | [9 empty] | N | N |  | 10M | [23 empty] | N
Vintage1953 | natural gas peaker | TRUE | 15388 | City of Princeton - (IL) | 957 | Princeton (IL) | IL | Bureau | 1 | Natural Gas Internal Combustion Engine | IC |  | S | X | X | AMIL.IP.IMEA | AMIL.IP.IMEA | 2.3 | 0.8 | 2.3 | 2.3 | 0.5 | N |  |  | SB | Y | 7 | 1953 |  |  | N | Electric Utility | 1 | X | NG | DFO | [8 empty] | N | N |  | 10M | [23 empty] | Y | Y | Y
Vintage1958 | natural gas peaker | TRUE | 15388 | City of Princeton - (IL) | 957 | Princeton (IL) | IL | Bureau | 2 | Natural Gas Internal Combustion Engine | IC |  | S | X | X | AMIL.IP.IMEA | AMIL.IP.IMEA | 3 | 0.8 | 3 | 3 | 1 | N |  |  | SB | Y | 4 | 1958 |  |  | N | Electric Utility | 1 | X | NG | DFO | [8 empty] | N | N |  | 10M | [23 empty] | Y | Y | Y
Vintage1965 | natural gas peaker | TRUE | 15388 | City of Princeton - (IL) | 957 | Princeton (IL) | IL | Bureau | 3 | Natural Gas Internal Combustion Engine | IC |  | S | X | X | AMIL.IP.IMEA | AMIL.IP.IMEA | 3.4 | 0.8 | 3.4 | 3.4 | 1 | N |  |  | SB | Y | 8 | 1965 |  |  | N | Electric Utility | 1 | X | NG | DFO | [8 empty] | N | N |  | 1H | [23 empty] | Y | Y | Y
Vintage1965 | natural gas peaker | TRUE | 15388 | City of Princeton - (IL) | 957 | Princeton (IL) | IL | Bureau | 4 | Natural Gas Internal Combustion Engine | IC |  | S | X | X | AMIL.IP.IMEA | AMIL.IP.IMEA | 3.4 | 0.8 | 3.4 | 3.4 | 1 | N |  |  | SB | Y | 1 | 1965 |  |  | N | Electric Utility | 1 | X | NG | DFO | [8 empty] | N | N |  | 1H | [23 empty] | Y | Y | Y
Vintage1971 | natural gas peaker | TRUE | 15388 | City of Princeton - (IL) | 957 | Princeton (IL) | IL | Bureau | 5 | Natural Gas Internal Combustion Engine | IC |  | S | X | X | AMIL.IP.IMEA | AMIL.IP.IMEA | 4.4 | 0.8 | 4.4 | 4.4 | 1 | N |  |  | SB | Y | 7 | 1971 |  |  | N | Electric Utility | 1 | X | NG | DFO | [8 empty] | N | N |  | 1H | [23 empty] | Y | Y | Y
Vintage1971 | natural gas peaker | TRUE | 15388 | City of Princeton - (IL) | 957 | Princeton (IL) | IL | Bureau | 6 | Natural Gas Internal Combustion Engine | IC |  | S | X | X | AMIL.IP.IMEA | AMIL.IP.IMEA | 5.6 | 0.8 | 5.5 | 5.5 | 1 | N |  |  | SB | Y | 8 | 1971 |  |  | N | Electric Utility | 1 | X | NG | DFO | [8 empty] | N | N |  | 1H | [23 empty] | Y | Y | Y
Vintage1976 | natural gas peaker | TRUE | 15388 | City of Princeton - (IL) | 957 | Princeton (IL) | IL | Bureau | 7 | Natural Gas Internal Combustion Engine | IC |  | S | X | X | AMIL.IP.IMEA | AMIL.IP.IMEA | 7 | 0.8 | 7 | 7 | 1 | N |  |  | SB | Y | 9 | 1976 |  |  | N | Electric Utility | 1 | X | NG | DFO | [8 empty] | N | N |  | 1H | [23 empty] | Y | Y | Y
Vintage1976 | natural gas peaker | TRUE | 15388 | City of Princeton - (IL) | 957 | Princeton (IL) | IL | Bureau | 8 | Natural Gas Internal Combustion Engine | IC |  | S | X | X | AMIL.IP.IMEA | AMIL.IP.IMEA | 8.8 | 0.8 | 8.7 | 8.7 | 1 | N |  |  | SB | Y | 9 | 1976 |  |  | N | Electric Utility | 1 | X | NG | DFO | [8 empty] | N | N |  | 1H | [23 empty] | Y | Y | Y
Vintage2000 | petroleum | TRUE | 15686 | Village of Rantoul - (IL) | 958 | Rantoul | IL | Champaign | 10 | Petroleum Liquids | IC |  | S | X | X |  |  | 1.8 | 0.9 | 1.8 | 1.8 | 0.6 | N |  |  | OP | X | 8 | 2000 |  |  | N | Electric Utility | 1 | X | DFO | [9 empty] | N | N |  | 10M | [23 empty] | N | N
Vintage2000 | petroleum | TRUE | 15686 | Village of Rantoul - (IL) | 958 | Rantoul | IL | Champaign | 11 | Petroleum Liquids | IC |  | S | X | X |  |  | 1.8 | 0.9 | 1.8 | 1.8 | 0.6 | N |  |  | OP | X | 8 | 2000 |  |  | N | Electric Utility | 1 | X | DFO | [9 empty] | N | N |  | 10M | [23 empty] | N | N
Vintage2000 | petroleum | TRUE | 15686 | Village of Rantoul - (IL) | 958 | Rantoul | IL | Champaign | 12 | Petroleum Liquids | IC |  | S | X | X |  |  | 1.8 | 0.9 | 1.8 | 1.8 | 0.6 | N |  |  | OP | X | 8 | 2000 |  |  | N | Electric Utility | 1 | X | DFO | [9 empty] | N | N |  | 10M | [23 empty] | N | N
Vintage2000 | petroleum | TRUE | 15686 | Village of Rantoul - (IL) | 958 | Rantoul | IL | Champaign | 13 | Petroleum Liquids | IC |  | S | X | X |  |  | 1.8 | 0.9 | 1.8 | 1.8 | 0.6 | N |  |  | OP | X | 8 | 2000 |  |  | N | Electric Utility | 1 | X | DFO | [9 empty] | N | N |  | 10M | [23 empty] | N | N
Vintage2000 | petroleum | TRUE | 15686 | Village of Rantoul - (IL) | 958 | Rantoul | IL | Champaign | 14 | Petroleum Liquids | IC |  | S | X | X |  |  | 1.8 | 0.9 | 1.8 | 1.8 | 0.6 | N |  |  | OP | X | 8 | 2000 |  |  | N | Electric Utility | 1 | X | DFO | [9 empty] | N | N |  | 10M | [23 empty] | N | N
Vintage2001 | petroleum | TRUE | 15686 | Village of Rantoul - (IL) | 958 | Rantoul | IL | Champaign | 15 | Petroleum Liquids | IC |  | S | X | X |  |  | 1.8 | 0.9 | 1.8 | 1.8 | 0.6 | N |  |  | OP | X | 1 | 2001 |  |  | N | Electric Utility | 1 | X | DFO | [9 empty] | N | N |  | 10M | [23 empty] | N | N
Vintage2001 | petroleum | TRUE | 15686 | Village of Rantoul - (IL) | 958 | Rantoul | IL | Champaign | 16 | Petroleum Liquids | IC |  | S | X | X |  |  | 1.8 | 0.9 | 1.8 | 1.8 | 0.6 | N |  |  | OP | X | 1 | 2001 |  |  | N | Electric Utility | 1 | X | DFO | [9 empty] | N | N |  | 10M | [23 empty] | N | N
Vintage2000 | petroleum | TRUE | 15686 | Village of Rantoul - (IL) | 958 | Rantoul | IL | Champaign | 9 | Petroleum Liquids | IC |  | S | X | X |  |  | 1.8 | 0.9 | 1.8 | 1.8 | 0.6 | N |  |  | OP | X | 8 | 2000 |  |  | N | Electric Utility | 1 | X | DFO | [9 empty] | N | N |  | 1H | [23 empty] | N | N
Vintage1968 | petroleum | TRUE | 15772 | City of Red Bud - (IL) | 959 | Red Bud | IL | Randolph | 1 | Petroleum Liquids | IC |  | S | X | X | AMIL.IP.IMEA | AMIL.IP.IMEA | 2.4 | 0.8 | 2.2 | 2.2 | 1 | N |  |  | OP | X | 7 | 1968 |  |  | N | Electric Utility | 1 | X | DFO | [9 empty] | N | N |  | 1H | [23 empty] | N | N | N
Vintage1959 | petroleum | TRUE | 15772 | City of Red Bud - (IL) | 959 | Red Bud | IL | Randolph | 2 | Petroleum Liquids | IC |  | S | X | X | AMIL.IP.IMEA | AMIL.IP.IMEA | 1.1 | 0.8 | 0.9 | 1 | 0.5 | N |  |  | OP | X | 3 | 1959 |  |  | N | Electric Utility | 1 | X | DFO | [9 empty] | N | N |  | 1H | [23 empty] | N | N | N
Vintage1964 | petroleum | TRUE | 15772 | City of Red Bud - (IL) | 959 | Red Bud | IL | Randolph | 3 | Petroleum Liquids | IC |  | S | X | X | AMIL.IP.IMEA | AMIL.IP.IMEA | 2.4 | 0.8 | 2.2 | 2.2 | 1 | N |  |  | OP | X | 11 | 1964 |  |  | N | Electric Utility | 1 | X | DFO | [9 empty] | N | N |  | 1H | [23 empty] | N | N | N
Vintage1973 | petroleum | TRUE | 15772 | City of Red Bud - (IL) | 959 | Red Bud | IL | Randolph | 4 | Petroleum Liquids | IC |  | S | X | X | AMIL.IP.IMEA | AMIL.IP.IMEA | 3.5 | 0.8 | 3 | 3 | 1.5 | N |  |  | OP | X | 3 | 1973 |  |  | N | Electric Utility | 1 | X | DFO | [9 empty] | N | N |  | 1H | [23 empty] | N | N | N
Vintage2002 | petroleum | TRUE | 15772 | City of Red Bud - (IL) | 959 | Red Bud | IL | Randolph | 7 | Petroleum Liquids | IC |  | S | X | X | AMIL.IP.IMEA | AMIL.IP.IMEA | 2.8 | 0.8 | 3 | 3 | 1 | N |  |  | OP | X | 6 | 2002 |  |  | N | Electric Utility | 1 | X | DFO | [9 empty] | N | N |  | 1H | [23 empty] | N | N | N
Vintage2002 | petroleum | TRUE | 15772 | City of Red Bud - (IL) | 959 | Red Bud | IL | Randolph | 8 | Petroleum Liquids | IC |  | S | X | X | AMIL.IP.IMEA | AMIL.IP.IMEA | 2.8 | 0.8 | 3 | 3 | 1 | N |  |  | OP | X | 6 | 2002 |  |  | N | Electric Utility | 1 | X | DFO | [9 empty] | N | N |  | 1H | [23 empty] | N | N | N
Vintage1940 | petroleum | TRUE | 16179 | Rochelle Municipal Utilities | 960 | North Ninth Street | IL | Ogle | 1 | Petroleum Liquids | IC |  | S | X | X | PJM/ComEd.ROCHELLE | PJM/ComEd.ROCHELLE | 0.3 | 0.8 | 0.6 | 0.6 | 0.5 | N |  |  | OP | X | 10 | 1940 |  |  | N | Electric Utility | 1 | X | DFO | [10 empty] | N |  | 1H | [23 empty] | N | N | N
Vintage1989 | natural gas peaker | TRUE | 16179 | Rochelle Municipal Utilities | 960 | North Ninth Street | IL | Ogle | 10 | Natural Gas Internal Combustion Engine | IC |  | S | X | X | PJM/ComEd.ROCHELLE | PJM/ComEd.ROCHELLE | 2.5 | 0.8 | 2 | 2 | 0.5 | N |  |  | OP | X | 5 | 1989 |  |  | N | Electric Utility | 1 | X | NG | DFO | [9 empty] | N |  | 1H | [23 empty] | Y | Y | Y
Vintage1956 | natural gas peaker | TRUE | 16179 | Rochelle Municipal Utilities | 960 | North Ninth Street | IL | Ogle | 3 | Natural Gas Internal Combustion Engine | IC |  | S | X | X | PJM/ComEd.ROCHELLE | PJM/ComEd.ROCHELLE | 2.5 | 0.8 | 2 | 2 | 0.5 | N |  |  | OP | X | 7 | 1956 |  |  | N | Electric Utility | 1 | X | NG | DFO | [9 empty] | N |  | 1H | [23 empty] | Y | Y | Y
Vintage1946 | petroleum | TRUE | 16179 | Rochelle Municipal Utilities | 960 | North Ninth Street | IL | Ogle | 4 | Petroleum Liquids | IC |  | S | X | X | PJM/ComEd.ROCHELLE | PJM/ComEd.ROCHELLE | 1 | 0.8 | 0.7 | 0.7 | 0.5 | N |  |  | OP | X | 10 | 1946 |  |  | N | Electric Utility | 1 | X | DFO | [10 empty] | N |  | 1H | [23 empty] | N | N | N
Vintage1954 | natural gas peaker | TRUE | 16179 | Rochelle Municipal Utilities | 960 | North Ninth Street | IL | Ogle | 6 | Natural Gas Internal Combustion Engine | IC |  | S | X | X | PJM/ComEd.ROCHELLE | PJM/ComEd.ROCHELLE | 2.5 | 0.8 | 2 | 2 | 0.5 | N |  |  | OP | X | 4 | 1954 |  |  | N | Electric Utility | 1 | X | NG | DFO | [9 empty] | N |  | 1H | [23 empty] | Y | Y | Y
Vintage1967 | natural gas peaker | TRUE | 16179 | Rochelle Municipal Utilities | 960 | North Ninth Street | IL | Ogle | 7 | Natural Gas Internal Combustion Engine | IC |  | S | X | X | PJM/ComEd.ROCHELLE | PJM/ComEd.ROCHELLE | 3.8 | 0.8 | 3.5 | 3.5 | 0.5 | N |  |  | OP | X | 2 | 1967 |  |  | N | Electric Utility | 1 | X | NG | DFO | [9 empty] | N |  | 1H | [23 empty] | Y | Y | Y
Vintage1949 | petroleum | TRUE | 16179 | Rochelle Municipal Utilities | 960 | North Ninth Street | IL | Ogle | 8 | Petroleum Liquids | IC |  | S | X | X | PJM/ComEd.ROCHELLE | PJM/ComEd.ROCHELLE | 1 | 0.8 | 0.5 | 0.5 | 0.5 | N |  |  | OP | X | 6 | 1949 |  |  | N | Electric Utility | 1 | X | DFO | [10 empty] | N |  | 1H | [23 empty] | N |  | N
Vintage1989 | natural gas peaker | TRUE | 16179 | Rochelle Municipal Utilities | 960 | North Ninth Street | IL | Ogle | 9 | Natural Gas Internal Combustion Engine | IC |  | S | X | X | PJM/ComEd.ROCHELLE | PJM/ComEd.ROCHELLE | 3.5 | 0.8 | 3 | 3 | 0.5 | N |  |  | OP | X | 5 | 1989 |  |  | N | Electric Utility | 1 | X | NG | DFO | [9 empty] | N |  | 1H | [23 empty] | Y | Y | Y
Vintage2014 | solar pv | TRUE | 16179 | Rochelle Municipal Utilities | 960 | North Ninth Street | IL | Ogle | SOL1 | Solar Photovoltaic | PV |  | S | X | X | PJM/ComEd.ROCHELLE | PJM/ComEd.ROCHELLE | 0.3 |  | 0.3 | 0.3 |  | N |  |  | OP | X | 11 | 2014 |  |  | N | Electric Utility | 1 | X | SUN | [10 empty] | N | [25 empty] | N
Vintage1967 | natural gas peaker | TRUE | 16179 | Rochelle Municipal Utilities | 961 | South Main Street | IL | Ogle | 1 | Natural Gas Internal Combustion Engine | IC |  | S | X | X |  |  | 2.5 | 0.8 | 1.6 | 1.6 | 0.5 | N |  |  | SB | Y | 9 | 1967 |  |  | N | Electric Utility | 1 | X | NG | DFO | [11 empty] | 1H | [23 empty] | Y | Y | Y
Vintage2014 | petroleum | TRUE | 16179 | Rochelle Municipal Utilities | 961 | South Main Street | IL | Ogle | 13 | Petroleum Liquids | IC |  | S | X | X |  |  | 1.8 | 0.8 | 1.8 | 1.8 | 0.5 | N |  |  | SB | Y | 10 | 2014 |  |  | N | Electric Utility | 1 | X | DFO | [10 empty] | N |  | 10M | [23 empty] | N | N
Vintage2014 | petroleum | TRUE | 16179 | Rochelle Municipal Utilities | 961 | South Main Street | IL | Ogle | 14 | Petroleum Liquids | IC |  | S | X | X |  |  | 1.8 | 0.8 | 1.8 | 1.8 | 0.5 | N |  |  | SB | Y | 10 | 2014 |  |  | N | Electric Utility | 1 | X | DFO | [10 empty] | N |  | 10M | [23 empty] | N | N | N
Vintage2014 | petroleum | TRUE | 16179 | Rochelle Municipal Utilities | 961 | South Main Street | IL | Ogle | 15 | Petroleum Liquids | IC |  | S | X | X |  |  | 1.8 | 0.8 | 1.8 | 1.8 | 0.5 | N |  |  | SB | Y | 10 | 2014 |  |  | N | Electric Utility | 1 | X | DFO | [9 empty] | N | N |  | 10M | [23 empty] | N | N | N
Vintage2016 | petroleum | TRUE | 16179 | Rochelle Municipal Utilities | 961 | South Main Street | IL | Ogle | 16 | Petroleum Liquids | IC |  | S | X | X |  |  | 1.8 | 0.8 | 1.8 | 1.8 | 1.8 | N |  |  | OP | X | 6 | 2016 |  |  | N | Electric Utility | 1 | X | DFO | [9 empty] | N | N |  | 10M | [23 empty] | N | N | N
Vintage2016 | petroleum | TRUE | 16179 | Rochelle Municipal Utilities | 961 | South Main Street | IL | Ogle | 17 | Petroleum Liquids | IC |  | S | X | X |  |  | 1.8 | 0.8 | 1.8 | 1.8 | 1.8 | N |  |  | OP | X | 6 | 2016 |  |  | N | Electric Utility | 1 | X | DFO | [9 empty] | N | N |  | 10M | [23 empty] | N | N | N
Vintage2016 | petroleum | TRUE | 16179 | Rochelle Municipal Utilities | 961 | South Main Street | IL | Ogle | 18 | Petroleum Liquids | IC |  | S | X | X |  |  | 1.8 | 0.8 | 1.8 | 1.8 | 1.8 | N |  |  | OP | X | 6 | 2016 |  |  | N | Electric Utility | 1 | X | DFO | [9 empty] | N | N |  | 10M | [23 empty] | N | N | N
Vintage1967 | natural gas peaker | TRUE | 16179 | Rochelle Municipal Utilities | 961 | South Main Street | IL | Ogle | 2 | Natural Gas Internal Combustion Engine | IC |  | S | X | X |  |  | 2.5 | 0.8 | 2 | 2 | 0.5 | N |  |  | SB | Y | 9 | 1967 |  |  | N | Electric Utility | 1 | X | NG | DFO | [11 empty] | 1H | [23 empty] | Y | Y | Y
Vintage1978 | hard coal | TRUE | 17828 | City of Springfield - (IL) | 963 | Dallman | IL | Sangamon | 3 | Conventional Steam Coal | ST |  | S | X | X | CWLP.DALLMA83 | CWLP.DALLMA83 | 207.3 | 0.9 | 159 | 159 | 110 | N |  |  | OP | X | 6 | 1978 | 12 | 2023 | N | Electric Utility | 1 | X | BIT | [5 empty] | NG |  |  |  | N | N |  | OVER |  | Y |  |  | Y | [15 empty] | N |  |  | N | N | N
Vintage2009 | hard coal | TRUE | 17828 | City of Springfield - (IL) | 963 | Dallman | IL | Sangamon | 4 | Conventional Steam Coal | ST |  | S | X | X | CWLP.DALLMA84 | CWLP.DALLMA84 | 230.1 | 0.85 | 196 | 196 | 95 | N |  |  | OP | X | 5 | 2009 |  |  | N | Electric Utility | 1 | X | BIT | [5 empty] | NG |  |  |  | N | N |  | OVER |  | Y |  |  | Y | [15 empty] | N |  |  | N | N | N
Vintage2002 | petroleum | TRUE | 17828 | City of Springfield - (IL) | 964 | Lakeside | IL | Sangamon | D1 | Petroleum Liquids | IC |  | S | X | X |  |  | 1.8 | 0.8 | 1.7 | 1.7 | 1.7 | N |  |  | OP | X | 6 | 2002 |  |  | N | Electric Utility | 1 | X | DFO | [9 empty] | N | N |  | 1H | [20 empty] | N |  |  | N | N | N
Vintage2002 | petroleum | TRUE | 17828 | City of Springfield - (IL) | 964 | Lakeside | IL | Sangamon | D2 | Petroleum Liquids | IC |  | S | X | X |  |  | 1.8 | 0.8 | 1.7 | 1.7 | 1.7 | N |  |  | OP | X | 6 | 2002 |  |  | N | Electric Utility | 1 | X | DFO | [9 empty] | N | N |  | 1H | [20 empty] | N |  |  | N | N | N
Vintage2002 | petroleum | TRUE | 17828 | City of Springfield - (IL) | 964 | Lakeside | IL | Sangamon | D3 | Petroleum Liquids | IC |  | S | X | X |  |  | 1.8 | 0.8 | 1.7 | 1.7 | 1.7 | N |  |  | OP | X | 6 | 2002 |  |  | N | Electric Utility | 1 | X | DFO | [9 empty] | N | N |  | 1H | [20 empty] | N |  |  | N | N | N
Vintage1970 | petroleum | TRUE | 17828 | City of Springfield - (IL) | 965 | Reynolds | IL | Sangamon | 1 | Petroleum Liquids | GT |  | S | X | X | CWLP.REYNOLS91 | CWLP.REYNOLS91 | 17.5 | 0.85 | 13.6 | 14.9 | 1 | N |  |  | OP | X | 11 | 1970 |  |  | N | Electric Utility | 1 | X | DFO | [9 empty] | N | N |  | 1H | [20 empty] | N |  |  | N | N | N
Vintage1974 | petroleum | TRUE | 18277 | City of Sullivan - (IL) | 969 | Sullivan (IL) | IL | Moultrie | 1 | Petroleum Liquids | IC |  | S | X | X | AMIL.IP.IMEA | AMIL.IP.IMEA | 4.3 | 0.8 | 4.3 | 4.3 | 1 | N |  |  | SB | Y | 12 | 1974 |  |  | N | Electric Utility | 1 | X | DFO | [9 empty] | N | N |  | 1H | [23 empty] | N | N | N
Vintage1971 | petroleum | TRUE | 18277 | City of Sullivan - (IL) | 969 | Sullivan (IL) | IL | Moultrie | 10 | Petroleum Liquids | IC |  | S | X | X | AMIL.IP.IMEA | AMIL.IP.IMEA | 2.4 | 0.8 | 2.2 | 2.4 | 0.5 | N |  |  | SB | Y | 6 | 1971 |  |  | N | Electric Utility | 1 | X | DFO | [9 empty] | N | N |  | 1H | [23 empty] | N | N | N
Vintage1996 | petroleum | TRUE | 18277 | City of Sullivan - (IL) | 969 | Sullivan (IL) | IL | Moultrie | 11 | Petroleum Liquids | IC |  | S | X | X | AMIL.IP.IMEA | AMIL.IP.IMEA | 2 | 0.8 | 2 | 2 | 0.5 | N |  |  | SB | Y | 2 | 1996 |  |  | N | Electric Utility | 1 | X | DFO | [9 empty] | N | N |  | 1H | [23 empty] | N | N | N
Vintage1996 | petroleum | TRUE | 18277 | City of Sullivan - (IL) | 969 | Sullivan (IL) | IL | Moultrie | 12 | Petroleum Liquids | IC |  | S | X | X | AMIL.IP.IMEA | AMIL.IP.IMEA | 1.1 | 0.8 | 1 | 1 | 0.5 | N |  |  | SB | Y | 2 | 1996 |  |  | N | Electric Utility | 1 | X | DFO | [9 empty] | N | N |  | 1H | [23 empty] | N | N | N
Vintage2012 | petroleum | TRUE | 18277 | City of Sullivan - (IL) | 969 | Sullivan (IL) | IL | Moultrie | 13 | Petroleum Liquids | IC |  | S | X | X | AMIL.IP.IMEA | AMIL.IP.IMEA | 2.3 | 0.8 | 2.3 | 2.3 | 0.5 | N |  |  | OP | X | 11 | 2012 |  |  | N | Electric Utility | 1 | X | DFO | [10 empty] | N |  | 10M | [23 empty] | N | N | N
Vintage2012 | petroleum | TRUE | 18277 | City of Sullivan - (IL) | 969 | Sullivan (IL) | IL | Moultrie | 14 | Petroleum Liquids | IC |  | S | X | X | AMIL.IP.IMEA | AMIL.IP.IMEA | 2.3 | 0.8 | 2.3 | 2.3 | 0.5 | N |  |  | OP | X | 11 | 2012 |  |  | N | Electric Utility | 1 | X | DFO | [10 empty] | N |  | 10M | [23 empty] | N | N | N
Vintage2012 | petroleum | TRUE | 18277 | City of Sullivan - (IL) | 969 | Sullivan (IL) | IL | Moultrie | 15 | Petroleum Liquids | IC |  | S | X | X | AMIL.IP.IMEA | AMIL.IP.IMEA | 2.3 | 0.8 | 2.3 | 2.3 | 0.5 | N |  |  | OP | X | 11 | 2012 |  |  | N | Electric Utility | 1 | X | DFO | [10 empty] | N |  | 10M | [23 empty] | N | N | N
Vintage1961 | petroleum | TRUE | 18277 | City of Sullivan - (IL) | 969 | Sullivan (IL) | IL | Moultrie | 2 | Petroleum Liquids | IC |  | S | X | X | AMIL.IP.IMEA | AMIL.IP.IMEA | 2 | 0.8 | 2 | 2 | 0.5 | N |  |  | SB | Y | 11 | 1961 |  |  | N | Electric Utility | 1 | X | DFO | [9 empty] | N | N |  | 1H | [23 empty] | N | N | N
Vintage1956 | petroleum | TRUE | 18277 | City of Sullivan - (IL) | 969 | Sullivan (IL) | IL | Moultrie | 3 | Petroleum Liquids | IC |  | S | X | X | AMIL.IP.IMEA | AMIL.IP.IMEA | 1.5 | 0.8 | 1.3 | 1.5 | 0.5 | N |  |  | SB | Y | 11 | 1956 |  |  | N | Electric Utility | 1 | X | DFO | [9 empty] | N | N |  | 1H | [23 empty] | N | N | N
Vintage1951 | petroleum | TRUE | 18277 | City of Sullivan - (IL) | 969 | Sullivan (IL) | IL | Moultrie | 4 | Petroleum Liquids | IC |  | S | X | X | AMIL.IP.IMEA | AMIL.IP.IMEA | 1.1 | 0.8 | 0.9 | 1.1 | 0.5 | N |  |  | SB | Y | 5 | 1951 |  |  | N | Electric Utility | 1 | X | DFO | [9 empty] | N | N |  | 1H | [23 empty] | N | N | N
Vintage1948 | petroleum | TRUE | 18277 | City of Sullivan - (IL) | 969 | Sullivan (IL) | IL | Moultrie | 5 | Petroleum Liquids | IC |  | S | X | X | AMIL.IP.IMEA | AMIL.IP.IMEA | 1.1 | 0.8 | 1.1 | 1.1 | 0.5 | N |  |  | SB | Y | 9 | 1948 |  |  | N | Electric Utility | 1 | X | DFO | [9 empty] | N | N |  | 1H | [23 empty] | N | N | N
Vintage1946 | petroleum | TRUE | 18277 | City of Sullivan - (IL) | 969 | Sullivan (IL) | IL | Moultrie | 6 | Petroleum Liquids | IC |  | S | X | X | AMIL.IP.IMEA | AMIL.IP.IMEA | 0.6 | 0.8 | 0.6 | 0.6 | 0.3 | N |  |  | SB | Y | 6 | 1946 |  |  | N | Electric Utility | 1 | X | DFO | [9 empty] | N | N |  | 1H | [23 empty] | N | N | N
Vintage1971 | petroleum | TRUE | 18277 | City of Sullivan - (IL) | 969 | Sullivan (IL) | IL | Moultrie | 9 | Petroleum Liquids | IC |  | S | X | X | AMIL.IP.IMEA | AMIL.IP.IMEA | 2.4 | 0.8 | 2.2 | 2.4 | 0.5 | N |  |  | SB | Y | 6 | 1971 |  |  | N | Electric Utility | 1 | X | DFO | [9 empty] | N | N |  | 1H | [23 empty] | N | N | N
Vintage1970 | petroleum | TRUE | 20180 | City of Waterloo - (IL) | 971 | Waterloo | IL | Monroe | 1 | Petroleum Liquids | IC |  | S | X | X | AMIL.IMEA1 | AMIL.IMEA1 | 3.1 | 0.8 | 2.7 | 2.7 | 1 | N |  |  | SB | Y | 5 | 1970 |  |  | N | Electric Utility | 1 | X | DFO | NG | [8 empty] | N | N |  | 1H | [23 empty] | Y | Y | Y
Vintage1996 | petroleum | TRUE | 20180 | City of Waterloo - (IL) | 971 | Waterloo | IL | Monroe | 10 | Petroleum Liquids | IC |  | S | X | X | AMIL.IMEA1 | AMIL.IMEA1 | 1.8 | 0.8 | 1.8 | 1.8 | 0.5 | N |  |  | OP | X | 6 | 1996 |  |  | N | Electric Utility | 1 | X | DFO | [9 empty] | N | N |  | 10M | [23 empty] | N
Vintage1996 | petroleum | TRUE | 20180 | City of Waterloo - (IL) | 971 | Waterloo | IL | Monroe | 11 | Petroleum Liquids | IC |  | S | X | X | AMIL.IMEA1 | AMIL.IMEA1 | 1.8 | 0.8 | 1.8 | 1.8 | 0.5 | N |  |  | OP | X | 6 | 1996 |  |  | N | Electric Utility | 1 | X | DFO | [9 empty] | N | N |  | 10M | [23 empty] | N
Vintage2002 | natural gas peaker | TRUE | 20180 | City of Waterloo - (IL) | 971 | Waterloo | IL | Monroe | 12 | Natural Gas Fired Combustion Turbine | GT |  | S | X | X | AMIL.IMEA1 | AMIL.IMEA1 | 6.6 | 0.8 | 6.6 | 7 | 4 | N |  |  | SB | Y | 5 | 2002 |  |  | N | Electric Utility | 1 | X | NG | DFO | [8 empty] | N | N |  | 10M | [23 empty] | Y | N | Y
Vintage2012 | natural gas peaker | TRUE | 20180 | City of Waterloo - (IL) | 971 | Waterloo | IL | Monroe | 13 | Natural Gas Fired Combustion Turbine | GT |  | S | X | X | AMIL.IMEA1 | AMIL.IMEA1 | 7 | 0.8 | 6.6 | 7 | 4 | N |  |  | SB | Y | 5 | 2012 |  |  | N | Electric Utility | 1 | X | NG | DFO | [8 empty] | N | N |  | 10M | [23 empty] | Y | N | Y
Vintage1954 | petroleum | TRUE | 20180 | City of Waterloo - (IL) | 971 | Waterloo | IL | Monroe | 2 | Petroleum Liquids | IC |  | S | X | X | AMIL.IMEA1 | AMIL.IMEA1 | 0.2 | 0.8 | 0.2 | 0.2 | 0.1 | N |  |  | SB | Y | 6 | 1954 |  |  | N | Electric Utility | 1 | X | DFO | [9 empty] | N | N |  | 1H | [23 empty] | N
Vintage1946 | petroleum | TRUE | 20180 | City of Waterloo - (IL) | 971 | Waterloo | IL | Monroe | 3 | Petroleum Liquids | IC |  | S | X | X | AMIL.IMEA1 | AMIL.IMEA1 | 0.2 | 0.8 | 0.2 | 0.2 | 0.1 | N |  |  | SB | Y | 6 | 1946 |  |  | N | Electric Utility | 1 | X | DFO | [9 empty] | N | N |  | 1H | [23 empty] | N
Vintage1963 | petroleum | TRUE | 20180 | City of Waterloo - (IL) | 971 | Waterloo | IL | Monroe | 4 | Petroleum Liquids | IC |  | S | X | X | AMIL.IMEA1 | AMIL.IMEA1 | 2 | 0.8 | 1.8 | 1.8 | 0.5 | N |  |  | SB | Y | 5 | 1963 |  |  | N | Electric Utility | 1 | X | DFO | NG | [8 empty] | N | N |  | 1H | [23 empty] | Y | Y | Y
Vintage1950 | petroleum | TRUE | 20180 | City of Waterloo - (IL) | 971 | Waterloo | IL | Monroe | 5 | Petroleum Liquids | IC |  | S | X | X | AMIL.IMEA1 | AMIL.IMEA1 | 0.5 | 0.8 | 0.4 | 0.4 | 0.3 | N |  |  | SB | Y | 6 | 1950 |  |  | N | Electric Utility | 1 | X | DFO | [9 empty] | N | N |  | 1H | [23 empty] | N
Vintage1950 | petroleum | TRUE | 20180 | City of Waterloo - (IL) | 971 | Waterloo | IL | Monroe | 6 | Petroleum Liquids | IC |  | S | X | X | AMIL.IMEA1 | AMIL.IMEA1 | 0.5 | 0.8 | 0.5 | 0.5 | 0.3 | N |  |  | SB | Y | 6 | 1950 |  |  | N | Electric Utility | 1 | X | DFO | [9 empty] | N | N |  | 1H | [23 empty] | N
Vintage1959 | petroleum | TRUE | 20180 | City of Waterloo - (IL) | 971 | Waterloo | IL | Monroe | 7 | Petroleum Liquids | IC |  | S | X | X | AMIL.IMEA1 | AMIL.IMEA1 | 1.7 | 0.8 | 1.5 | 1.5 | 0.5 | N |  |  | SB | Y | 6 | 1959 |  |  | N | Electric Utility | 1 | X | DFO | NG | [8 empty] | N | N |  | 1H | [23 empty] | Y | Y | Y
Vintage1973 | petroleum | TRUE | 20180 | City of Waterloo - (IL) | 971 | Waterloo | IL | Monroe | 8 | Petroleum Liquids | IC |  | S | X | X | AMIL.IMEA1 | AMIL.IMEA1 | 3 | 0.8 | 2.4 | 2.4 | 1 | N |  |  | SB | Y | 4 | 1973 |  |  | N | Electric Utility | 1 | X | DFO | [9 empty] | N | N |  | 1H | [23 empty] | N |  | N
Vintage1996 | petroleum | TRUE | 20180 | City of Waterloo - (IL) | 971 | Waterloo | IL | Monroe | 9 | Petroleum Liquids | IC |  | S | X | X | AMIL.IMEA1 | AMIL.IMEA1 | 1.8 | 0.8 | 1.8 | 1.8 | 0.5 | N |  |  | OP | X | 6 | 1996 |  |  | N | Electric Utility | 1 | X | DFO | [9 empty] | N | N |  | 10M | [23 empty] | N |  | N
Vintage1953 | natural gas steam turbine | TRUE | 20824 | Village of Winnetka - (IL) | 972 | Winnetka | IL | Cook | 4 | Natural Gas Steam Turbine | ST |  | S | X | X |  |  | 9.4 | 0.8 | 9.4 | 9.4 | 2.4 | N |  |  | OP | X | 1 | 1953 |  |  | N | Electric Utility | 1 | X | NG | DFO |  |  |  |  | NG |  |  |  | N | N |  | 12H | [20 empty] | N |  |  | Y | Y | Y
Vintage1948 | natural gas steam turbine | TRUE | 20824 | Village of Winnetka - (IL) | 972 | Winnetka | IL | Cook | 6 | Natural Gas Steam Turbine | ST |  | S | X | X |  |  | 6.3 | 0.8 | 6.3 | 6.3 | 2 | N |  |  | OP | X | 1 | 1948 |  |  | N | Electric Utility | 1 | X | NG | DFO |  |  |  |  | NG |  |  |  | N | N |  | 12H | [20 empty] | N |  |  | Y | Y | Y
Vintage1960 | natural gas steam turbine | TRUE | 20824 | Village of Winnetka - (IL) | 972 | Winnetka | IL | Cook | 7 | Natural Gas Steam Turbine | ST |  | S | X | X |  |  | 12.5 | 0.8 | 12.5 | 12.5 | 3.1 | N |  |  | OP | X | 1 | 1960 |  |  | N | Electric Utility | 1 | X | NG | DFO |  |  |  |  | NG |  |  |  | N | N |  | 12H | [20 empty] | N |  |  | Y | Y | Y
Vintage1979 | petroleum | TRUE | 20824 | Village of Winnetka - (IL) | 972 | Winnetka | IL | Cook | 8 | Petroleum Liquids | IC |  | S | X | X |  |  | 2.6 | 0.8 | 2.6 | 2.6 | 1.8 | N |  |  | OP | X | 1 | 1979 |  |  | N | Electric Utility | 1 | X | DFO | [9 empty] | N | N |  | 1H | [23 empty] | N | N | N
Vintage1979 | petroleum | TRUE | 20824 | Village of Winnetka - (IL) | 972 | Winnetka | IL | Cook | 9 | Petroleum Liquids | IC |  | S | X | X |  |  | 2.6 | 0.8 | 2.6 | 2.6 | 1.8 | N |  |  | OP | X | 1 | 1979 |  |  | N | Electric Utility | 1 | X | DFO | [9 empty] | N | N |  | 1H | [23 empty] | N | N | N
Vintage1963 | hard coal | TRUE | 17632 | Southern Illinois Power Coop | 976 | Marion | IL | Williamson | 1 | Conventional Steam Coal | ST |  | S | X | X | SIPC.MARI69 | SIPCMARI69 | 33 | 0.85 | 40 | 40 | 30 | N |  |  | OP | X | 6 | 1963 |  |  | N | Electric Utility | 1 | X | BIT | DFO | PC |  |  |  | DFO |  |  |  | N | N |  | OVER | Y |  |  |  | Y | [18 empty] | N | N | N
Vintage1963 | hard coal | TRUE | 17632 | Southern Illinois Power Coop | 976 | Marion | IL | Williamson | 2 | Conventional Steam Coal | ST |  | S | X | X | SIPC.MARI69 | SIPCMARI69 | 33 | 0.85 | 40 | 40 | 30 | N |  |  | OP | X | 8 | 1963 |  |  | N | Electric Utility | 1 | X | BIT | DFO | PC |  |  |  | DFO |  |  |  | N | N |  | OVER | Y |  |  |  | Y | [18 empty] | N | N | N
Vintage1963 | hard coal | TRUE | 17632 | Southern Illinois Power Coop | 976 | Marion | IL | Williamson | 3 | Conventional Steam Coal | ST |  | S | X | X | SIPC.MARI69 | SIPCMARI69 | 33 | 0.85 | 40 | 40 | 30 | N |  |  | OP | X | 9 | 1963 |  |  | N | Electric Utility | 1 | X | BIT | DFO | PC |  |  |  | DFO |  |  |  | N | N |  | OVER | Y |  |  |  | Y | [18 empty] | N | N | N
Vintage2003 | natural gas peaker | TRUE | 17632 | Southern Illinois Power Coop | 976 | Marion | IL | Williamson | 5 | Natural Gas Fired Combustion Turbine | GT |  | S | X | X | SIPC.MARIOGEN5 | SIPC.MARIOGEN5 | 75 | 0.85 | 70 | 90 | 40 | N |  |  | SB | Y | 5 | 2003 |  |  | N | Electric Utility | 1 | X | NG | DFO | [8 empty] | N | N |  | 1H |  | N |  |  | N | [18 empty] | Y | Y | Y
Vintage2003 | natural gas peaker | TRUE | 17632 | Southern Illinois Power Coop | 976 | Marion | IL | Williamson | 6 | Natural Gas Fired Combustion Turbine | GT |  | S | X | X | SIPC.MARIOGEN6 | SIPC.MARIOGEN6 | 75 | 0.85 | 70 | 90 | 40 | N |  |  | SB | Y | 5 | 2003 |  |  | N | Electric Utility | 1 | X | NG | DFO | [8 empty] | N | N |  | 1H |  |  |  |  | N | [18 empty] | Y | Y | Y
Vintage1955 | hard coal | TRUE | 9269 | Indiana-Kentucky Electric Corp | 983 | Clifty Creek | IN | Jefferson | 1 | Conventional Steam Coal | ST |  | S | X | X |  |  | 217.3 | 0.83 | 195.5 | 199.7 | 80 | N |  |  | OP | X | 2 | 1955 |  |  | N | Electric Utility | 1 | X | BIT | SUB |  |  |  |  | DFO |  |  |  | N | N |  | OVER |  | Y |  |  | Y | [18 empty] | Y | N | N
Vintage1955 | hard coal | TRUE | 9269 | Indiana-Kentucky Electric Corp | 983 | Clifty Creek | IN | Jefferson | 2 | Conventional Steam Coal | ST |  | S | X | X |  |  | 217.3 | 0.83 | 195.5 | 199.7 | 80 | N |  |  | OP | X | 5 | 1955 |  |  | N | Electric Utility | 1 | X | BIT | SUB |  |  |  |  | DFO |  |  |  | N | N |  | OVER |  | Y |  |  | Y | [18 empty] | Y | N | N
Vintage1955 | hard coal | TRUE | 9269 | Indiana-Kentucky Electric Corp | 983 | Clifty Creek | IN | Jefferson | 3 | Conventional Steam Coal | ST |  | S | X | X |  |  | 217.3 | 0.83 | 195.5 | 199.7 | 80 | N |  |  | OP | X | 7 | 1955 |  |  | N | Electric Utility | 1 | X | BIT | SUB |  |  |  |  | DFO |  |  |  | N | N |  | OVER |  | Y |  |  | Y | [18 empty] | Y | N | N
Vintage1955 | hard coal | TRUE | 9269 | Indiana-Kentucky Electric Corp | 983 | Clifty Creek | IN | Jefferson | 4 | Conventional Steam Coal | ST |  | S | X | X |  |  | 217.3 | 0.83 | 195.5 | 199.7 | 80 | N |  |  | OP | X | 10 | 1955 |  |  | N | Electric Utility | 1 | X | BIT | SUB |  |  |  |  | DFO |  |  |  | N | N |  | OVER |  | Y |  |  | Y | [18 empty] | Y | N | N
Vintage1955 | hard coal | TRUE | 9269 | Indiana-Kentucky Electric Corp | 983 | Clifty Creek | IN | Jefferson | 5 | Conventional Steam Coal | ST |  | S | X | X |  |  | 217.3 | 0.83 | 195.5 | 199.7 | 80 | N |  |  | OP | X | 11 | 1955 |  |  | N | Electric Utility | 1 | X | BIT | SUB |  |  |  |  | DFO |  |  |  | N | N |  | OVER |  | Y |  |  | Y | [18 empty] | Y | N | N
Vintage1956 | hard coal | TRUE | 9269 | Indiana-Kentucky Electric Corp | 983 | Clifty Creek | IN | Jefferson | 6 | Conventional Steam Coal | ST |  | S | X | X |  |  | 217.3 | 0.83 | 195.5 | 199.7 | 80 | N |  |  | OP | X | 3 | 1956 |  |  | N | Electric Utility | 1 | X | BIT | SUB |  |  |  |  | DFO |  |  |  | N | N |  | OVER |  | Y |  |  | Y | [18 empty] | Y | N | N
Vintage1913 | hydro | TRUE | 9324 | Indiana Michigan Power Co | 986 | Elkhart | IN | Elkhart | 1 | Conventional Hydroelectric | HY |  | S | X | X | 32418411 | 34497125 | 1.4 | 0.8 | 0.6 | 1.1 | 0.5 | N |  |  | OP | X | 1 | 1913 |  |  | N | Electric Utility | 1 | X | WAT | [11 empty] | 0 | 1H
Vintage1921 | hydro | TRUE | 9324 | Indiana Michigan Power Co | 986 | Elkhart | IN | Elkhart | 2 | Conventional Hydroelectric | HY |  | S | X | X | 32418411 | 34497125 | 1 | 1 | 0.4 | 0.5 | 0.3 | N |  |  | OP | X | 1 | 1921 |  |  | N | Electric Utility | 1 | X | WAT | [11 empty] | 0 | 1H
Vintage1921 | hydro | TRUE | 9324 | Indiana Michigan Power Co | 986 | Elkhart | IN | Elkhart | 3 | Conventional Hydroelectric | HY |  | S | X | X | 32418411 | 34497125 | 1 | 1 | 0.4 | 0.5 | 0.3 | N |  |  | OP | X | 1 | 1921 |  |  | N | Electric Utility | 1 | X | WAT | [11 empty] | 0 | 1H
Vintage1984 | hydro | TRUE | 14354 | PacifiCorp | 987 | Last Chance | ID | Caribou | 1 | Conventional Hydroelectric | HY |  | S | X | X |  |  | 0.2 | 1 | 0.2 | 0.2 | 0 | N |  |  | OP | X | 2 | 1984 |  |  | N | Electric Utility | 1 | X | WAT | [9 empty] | N | N |  | 10M | [23 empty] | N
Vintage1984 | hydro | TRUE | 14354 | PacifiCorp | 987 | Last Chance | ID | Caribou | 2 | Conventional Hydroelectric | HY |  | S | X | X |  |  | 0.5 | 1 | 0.4 | 0.4 | 0 | N |  |  | OP | X | 2 | 1984 |  |  | N | Electric Utility | 1 | X | WAT | [9 empty] | N | N |  | 10M | [23 empty] | N
Vintage1984 | hydro | TRUE | 14354 | PacifiCorp | 987 | Last Chance | ID | Caribou | 3 | Conventional Hydroelectric | HY |  | S | X | X |  |  | 1 | 1 | 0.8 | 0.8 | 0 | N |  |  | OP | X | 2 | 1984 |  |  | N | Electric Utility | 1 | X | WAT | [9 empty] | N | N |  | 10M | [23 empty] | N
Vintage1989 | hydro | TRUE | 9324 | Indiana Michigan Power Co | 989 | Twin Branch | IN | St Joseph | H1E | Conventional Hydroelectric | HY |  | S | X | X | 34886931 | 34497125 | 0.6 | 0.9 | 0.5 | 0.6 | 0.2 | N |  |  | OP | X | 5 | 1989 |  |  | N | Electric Utility | 1 | X | WAT | [11 empty] | 0 | 1H
Vintage1989 | hydro | TRUE | 9324 | Indiana Michigan Power Co | 989 | Twin Branch | IN | St Joseph | H1W | Conventional Hydroelectric | HY |  | S | X | X | 34886931 | 34497125 | 0.6 | 0.9 | 0.5 | 0.6 | 0.2 | N |  |  | OP | X | 5 | 1989 |  |  | N | Electric Utility | 1 | X | WAT | [11 empty] | 0 | 1H
Vintage1989 | hydro | TRUE | 9324 | Indiana Michigan Power Co | 989 | Twin Branch | IN | St Joseph | H2W | Conventional Hydroelectric | HY |  | S | X | X | 34886931 | 34497125 | 0.6 | 0.8 | 0.5 | 0.6 | 0.2 | N |  |  | OP | X | 5 | 1989 |  |  | N | Electric Utility | 1 | X | WAT | [11 empty] | 0 | 1H
Vintage1989 | hydro | TRUE | 9324 | Indiana Michigan Power Co | 989 | Twin Branch | IN | St Joseph | H3W | Conventional Hydroelectric | HY |  | S | X | X | 34886931 | 34497125 | 0.6 | 1 | 0.5 | 0.6 | 0.2 | N |  |  | OP | X | 5 | 1989 |  |  | N | Electric Utility | 1 | X | WAT | [11 empty] | 0 | 1H
Vintage1989 | hydro | TRUE | 9324 | Indiana Michigan Power Co | 989 | Twin Branch | IN | St Joseph | H4W | Conventional Hydroelectric | HY |  | S | X | X | 34886931 | 34497125 | 0.6 | 1 | 0.5 | 0.6 | 0.2 | N |  |  | OP | X | 5 | 1989 |  |  | N | Electric Utility | 1 | X | WAT | [11 empty] | 0 | 1H
Vintage1989 | hydro | TRUE | 9324 | Indiana Michigan Power Co | 989 | Twin Branch | IN | St Joseph | H5W | Conventional Hydroelectric | HY |  | S | X | X | 34886931 | 34497125 | 0.6 | 1 | 0.5 | 0.6 | 0.2 | N |  |  | OP | X | 5 | 1989 |  |  | N | Electric Utility | 1 | X | WAT | [11 empty] | 0 | 1H
Vintage1989 | hydro | TRUE | 9324 | Indiana Michigan Power Co | 989 | Twin Branch | IN | St Joseph | H6E | Conventional Hydroelectric | HY |  | S | X | X | 34886931 | 34497125 | 0.6 | 0.9 | 0.5 | 0.6 | 0.2 | N |  |  | OP | X | 5 | 1989 |  |  | N | Electric Utility | 1 | X | WAT | [11 empty] | 0 | 1H
Vintage1989 | hydro | TRUE | 9324 | Indiana Michigan Power Co | 989 | Twin Branch | IN | St Joseph | H6W | Conventional Hydroelectric | HY |  | S | X | X | 34886931 | 34497125 | 0.6 | 0.9 | 0.5 | 0.6 | 0.2 | N |  |  | OP | X | 5 | 1989 |  |  | N | Electric Utility | 1 | X | WAT | [11 empty] | 0 | 1H
Vintage1958 | natural gas steam turbine | TRUE | 9273 | Indianapolis Power & Light Co | 990 | Harding Street | IN | Marion | 5 | Natural Gas Steam Turbine | ST |  | S | X | X | IPL.16STOU5O5 | IPL.16STOU5O5 | 100 | 0.85 | 101 | 101 | 30 | N |  |  | OP | X | 6 | 1958 |  |  | N | Electric Utility | 1 | X | NG | DFO |  |  |  |  | DFO |  |  |  | N | N |  | OVER |  | N |  |  | N | [18 empty] | N |  | N
Vintage1961 | natural gas steam turbine | TRUE | 9273 | Indianapolis Power & Light Co | 990 | Harding Street | IN | Marion | 6 | Natural Gas Steam Turbine | ST |  | S | X | X | IPL.16STOU6O6 | IPL.16STOU6O6 | 100 | 0.85 | 99 | 99 | 30 | N |  |  | OP | X | 5 | 1961 |  |  | N | Electric Utility | 1 | X | NG | DFO |  |  |  |  | DFO |  |  |  | N | N |  | OVER |  | N |  |  | N | [18 empty] | N |  | N
Vintage1973 | natural gas steam turbine | TRUE | 9273 | Indianapolis Power & Light Co | 990 | Harding Street | IN | Marion | 7 | Natural Gas Steam Turbine | ST |  | S | X | X | IPL.16STOU7O7 | IPL.16STOU7O7 | 463 | 0.85 | 418 | 418 | 130 | N |  |  | OP | X | 7 | 1973 |  |  | N | Electric Utility | 1 | X | NG | DFO |  |  |  |  | DFO |  |  |  | N | N |  | OVER |  | N |  |  | N | [18 empty] | N |  | N
Vintage2016 | other | TRUE | 9273 | Indianapolis Power & Light Co | 990 | Harding Street | IN | Marion | BAT1 | Batteries | BA |  | S | X | X |  |  | 20 |  | 20 | 20 | 0.1 | N |  |  | OP | X | 6 | 2016 |  |  | N | Electric Utility | 1 | X | MWH | [9 empty] | N | N |  | 10M | [23 empty] | N
Vintage1973 | petroleum | TRUE | 9273 | Indianapolis Power & Light Co | 990 | Harding Street | IN | Marion | GT1 | Petroleum Liquids | GT |  | S | X | X | IPL.16STOUTR1 | IPL.16STOUTR1 | 26 | 0.9 | 19.1 | 27.4 | 5 | N |  |  | OP | X | 5 | 1973 |  |  | N | Electric Utility | 1 | X | DFO | [9 empty] | N | N |  | 1H | [23 empty] | N
Vintage1973 | petroleum | TRUE | 9273 | Indianapolis Power & Light Co | 990 | Harding Street | IN | Marion | GT2 | Petroleum Liquids | GT |  | S | X | X | IPL.16STOUTR1 | IPL.16STOUTR1 | 26 | 0.9 | 17.9 | 22.6 | 5 | N |  |  | OP | X | 5 | 1973 |  |  | N | Electric Utility | 1 | X | DFO | [9 empty] | N | N |  | 1H | [23 empty] | N
Vintage1994 | natural gas peaker | TRUE | 9273 | Indianapolis Power & Light Co | 990 | Harding Street | IN | Marion | GT4 | Natural Gas Fired Combustion Turbine | GT |  | S | X | X | IPL.16STOC4C4 | IPL.16STOC4C4 | 83 | 0.8 | 67 | 67 | 45 | N |  |  | OP | X | 4 | 1994 |  |  | N | Electric Utility | 1 | X | NG | DFO | [8 empty] | N | N |  | 1H | [23 empty] | Y | N | Y
Vintage1995 | natural gas peaker | TRUE | 9273 | Indianapolis Power & Light Co | 990 | Harding Street | IN | Marion | GT5 | Natural Gas Fired Combustion Turbine | GT |  | S | X | X | IPL.16STOC5C5 | IPL.16STOC5C5 | 83 | 0.8 | 67 | 67 | 45 | N |  |  | OP | X | 1 | 1995 |  |  | N | Electric Utility | 1 | X | NG | DFO | [8 empty] | N | N |  | 1H | [23 empty] | Y | N | Y
Vintage2002 | natural gas peaker | TRUE | 9273 | Indianapolis Power & Light Co | 990 | Harding Street | IN | Marion | GT6 | Natural Gas Fired Combustion Turbine | GT |  | S | X | X | IPL.16STOUCC6 | IPL.16STOUCC6 | 161 | 0.85 | 154 | 154 | 90 | N |  |  | OP | X | 5 | 2002 |  |  | N | Electric Utility | 1 | X | NG | [9 empty] | N | N |  | 1H | [23 empty] | N
Vintage1967 | petroleum | TRUE | 9273 | Indianapolis Power & Light Co | 990 | Harding Street | IN | Marion | IC1 | Petroleum Liquids | IC |  | S | X | X |  |  | 2.7 | 0.8 | 3 | 3 | 0.1 | N |  |  | OP | X | 4 | 1967 |  |  | N | Electric Utility | 1 | X | DFO | [9 empty] | N | N |  | 1H | [23 empty] | N
Vintage2018 | natural gas combined cycle | TRUE | 9273 | Indianapolis Power & Light Co | 991 | Eagle Valley (IN) | IN | Morgan | GT1 | Natural Gas Fired Combined Cycle | CT | EGVS | S | X | Y |  |  | 207 | 0.85 | 207 | 207 | 110 | N |  |  | OP | X | 4 | 2018 |  |  | N | Electric Utility | 1 | X | NG | [9 empty] | N | N |  | 12H | [23 empty] | N | N
Vintage2018 | natural gas combined cycle | TRUE | 9273 | Indianapolis Power & Light Co | 991 | Eagle Valley (IN) | IN | Morgan | GT2 | Natural Gas Fired Combined Cycle | CT | EGVS | S | X | Y |  |  | 207 | 0.85 | 207 | 207 | 110 | N |  |  | OP | X | 4 | 2018 |  |  | N | Electric Utility | 1 | X | NG | [9 empty] | N | N |  | 12H | [23 empty] | N | N
Vintage2018 | natural gas combined cycle | TRUE | 9273 | Indianapolis Power & Light Co | 991 | Eagle Valley (IN) | IN | Morgan | STG1 | Natural Gas Fired Combined Cycle | CA | EGVS | S | Y | X |  |  | 230 | 0.85 | 230 | 230 | 75 | N |  |  | OP | X | 4 | 2018 |  |  | N | Electric Utility | 1 | X | NG | [9 empty] | N | N |  | 12H | [23 empty] | N | N
Vintage1938 | natural gas steam turbine | TRUE | 3599 | Citizens Thermal Energy | 992 | CC Perry K | IN | Marion | 6 | Natural Gas Steam Turbine | ST |  | S | X | X |  |  | 5 | 1 | 3 | 5 | 1 | N |  |  | OP | X | 7 | 1938 |  |  | N | IPP CHP | 3 | X | NG | [5 empty] | NG |  |  |  | N | N |  | 12H |  | N | [21 empty] | N | N | N
Vintage2009 | natural gas steam turbine | TRUE | 3599 | Citizens Thermal Energy | 992 | CC Perry K | IN | Marion | 7 | Natural Gas Steam Turbine | ST |  | S | X | X |  |  | 1.7 | 1 | 1.7 | 1.7 | 0.5 | N |  |  | OP | X | 6 | 2009 |  |  | Y | IPP CHP | 3 | T | NG | [5 empty] | NG |  |  |  | N | N |  | 12H |  | N |  |  | N | [18 empty] | N | N | N
Vintage2009 | natural gas steam turbine | TRUE | 3599 | Citizens Thermal Energy | 992 | CC Perry K | IN | Marion | 8 | Natural Gas Steam Turbine | ST |  | S | X | X |  |  | 1.7 | 1 | 1.7 | 1.7 | 0.5 | N |  |  | OP | X | 6 | 2009 |  |  | Y | IPP CHP | 3 | T | NG | [5 empty] | NG |  |  |  | N | N |  | 12H |  | N |  |  | N | [18 empty] | N |  | N
Vintage1986 | hard coal | TRUE | 9273 | Indianapolis Power & Light Co | 994 | AES Petersburg | IN | Pike | 4 | Conventional Steam Coal | ST |  | S | X | X |  |  | 670.9 | 0.85 | 529.6 | 534.6 | 220 | N |  |  | OP | X | 4 | 1986 |  |  | N | Electric Utility | 1 | X | BIT | [5 empty] | DFO |  |  |  | N |  |  | OVER |  | Y |  |  | Y | [18 empty] | N
Vintage1967 | petroleum | TRUE | 9273 | Indianapolis Power & Light Co | 994 | AES Petersburg | IN | Pike | IC1 | Petroleum Liquids | IC |  | S | X | X |  |  | 2.7 | 0.8 | 3 | 3 | 2.7 | N |  |  | OP | X | 8 | 1967 |  |  | N | Electric Utility | 1 | X | DFO | [9 empty] | N |  |  | 1H | [23 empty] | N
Vintage1967 | petroleum | TRUE | 9273 | Indianapolis Power & Light Co | 994 | AES Petersburg | IN | Pike | IC2 | Petroleum Liquids | IC |  | S | X | X |  |  | 2.7 | 0.8 | 3 | 3 | 2.7 | N |  |  | OP | X | 8 | 1967 |  |  | N | Electric Utility | 1 | X | DFO | [9 empty] | N |  |  | 1H | [23 empty] | N
Vintage1967 | petroleum | TRUE | 9273 | Indianapolis Power & Light Co | 994 | AES Petersburg | IN | Pike | IC3 | Petroleum Liquids | IC |  | S | X | X |  |  | 2.7 | 0.8 | 3 | 3 | 2.7 | N |  |  | OP | X | 8 | 1967 |  |  | N | Electric Utility | 1 | X | DFO | [9 empty] | N |  |  | 1H | [23 empty] | N
Vintage1969 | hard coal | TRUE | 9273 | Indianapolis Power & Light Co | 994 | AES Petersburg | IN | Pike | ST2 | Conventional Steam Coal | ST |  | S | X | X |  |  | 523.3 | 0.85 | 421.8 | 432.2 | 225 | N |  |  | OP | X | 12 | 1969 | 5 | 2023 | N | Electric Utility | 1 | X | BIT | [5 empty] | DFO |  |  |  | N |  |  | OVER |  | Y |  |  | Y | [18 empty] | N
Vintage1977 | hard coal | TRUE | 9273 | Indianapolis Power & Light Co | 994 | AES Petersburg | IN | Pike | ST3 | Conventional Steam Coal | ST |  | S | X | X |  |  | 670.9 | 0.85 | 527.6 | 540.3 | 225 | N |  |  | OP | X | 11 | 1977 |  |  | N | Electric Utility | 1 | X | BIT | [5 empty] | DFO |  |  |  | N |  |  | OVER |  | Y |  |  | Y | [18 empty] | N
Vintage1974 | hard coal | TRUE | 13756 | Northern Indiana Pub Serv Co | 997 | Michigan City | IN | LaPorte | 12 | Conventional Steam Coal | ST |  | S | X | X | NIPS.MICHCP12 | NIPS.MICHCP12 | 540 | 0.9 | 455 | 455 | 310 | N |  |  | OP | X | 5 | 1974 | 5 | 2028 | N | Electric Utility | 1 | X | SUB | BIT | NG |  |  |  | NG |  |  |  | N | N |  | OVER |  |  |  | Y |  | Y | [17 empty] | Y | Y | N
Vintage1923 | hydro | TRUE | 13756 | Northern Indiana Pub Serv Co | 998 | Norway (IN) | IN | White | 1 | Conventional Hydroelectric | HY |  | S | X | X | NIPS.NORWAPNOR | NIPS.NORWAPNOR | 2 | 0.85 | 1.1 | 1.1 | 0.5 | N |  |  | OP | X | 6 | 1923 |  |  | N | Electric Utility | 1 | X | WAT | [9 empty] | N | N | 0 | 1H
Vintage1923 | hydro | TRUE | 13756 | Northern Indiana Pub Serv Co | 998 | Norway (IN) | IN | White | 2 | Conventional Hydroelectric | HY |  | S | X | X | NIPS.NORWAPNOR | NIPS.NORWAPNOR | 2 | 0.85 | 1.1 | 1.1 | 0.5 | N |  |  | OP | X | 6 | 1923 |  |  | N | Electric Utility | 1 | X | WAT | [9 empty] | N | N | 0 | 1H
Vintage1923 | hydro | TRUE | 13756 | Northern Indiana Pub Serv Co | 998 | Norway (IN) | IN | White | 3 | Conventional Hydroelectric | HY |  | S | X | X | NIPS.NORWAPNOR | NIPS.NORWAPNOR | 2 | 0.85 | 1.1 | 1.1 | 0.5 | N |  |  | OP | X | 6 | 1923 |  |  | N | Electric Utility | 1 | X | WAT | [9 empty] | N | N | 0 | 1H
Vintage1923 | hydro | TRUE | 13756 | Northern Indiana Pub Serv Co | 998 | Norway (IN) | IN | White | 4 | Conventional Hydroelectric | HY |  | S | X | X | NIPS.NORWAPNOR | NIPS.NORWAPNOR | 1.3 | 0.85 | 0.7 | 0.7 | 0.4 | N |  |  | OP | X | 6 | 1923 |  |  | N | Electric Utility | 1 | X | WAT | [9 empty] | N | N | 0 | 1H
Vintage1925 | hydro | TRUE | 13756 | Northern Indiana Pub Serv Co | 999 | Oakdale | IN | Carroll | 1 | Conventional Hydroelectric | HY |  | S | X | X | NIPS.OAKDAPOAK | NIPS.OAKDAPOAK | 4.3 | 0.85 | 2.9 | 2.9 | 1 | N |  |  | OP | X | 11 | 1925 |  |  | N | Electric Utility | 1 | X | WAT | [9 empty] | N | N | 0 | 1H
Vintage1925 | hydro | TRUE | 13756 | Northern Indiana Pub Serv Co | 999 | Oakdale | IN | Carroll | 2 | Conventional Hydroelectric | HY |  | S | X | X | NIPS.OAKDAPOAK | NIPS.OAKDAPOAK | 3.2 | 0.85 | 2.2 | 2.2 | 0.8 | N |  |  | OP | X | 11 | 1925 |  |  | N | Electric Utility | 1 | X | WAT | [9 empty] | N | N | 0 | 1H
Vintage1925 | hydro | TRUE | 13756 | Northern Indiana Pub Serv Co | 999 | Oakdale | IN | Carroll | 3 | Conventional Hydroelectric | HY |  | S | X | X | NIPS.OAKDAPOAK | NIPS.OAKDAPOAK | 4.3 | 0.85 | 0.9 | 0.9 | 0.4 | N |  |  | OP | X | 11 | 1925 |  |  | N | Electric Utility | 1 | X | WAT | [9 empty] | N | N | 0 | 1H
Vintage1970 | hard coal | TRUE | 15470 | Duke Energy Indiana, LLC | 1001 | Cayuga | IN | Vermillion | 1 | Conventional Steam Coal | ST |  | S | X | X | CP/Comm Pricing | CP/Comm Pricing | 531 | 0.9 | 500 | 505 | 300 | N |  |  | OP | X | 10 | 1970 |  |  | N | Electric Utility | 1 | X | BIT | DFO |  |  |  |  | DFO |  |  |  | N | N |  | OVER |  | Y |  |  | Y | [18 empty] | N | N
Vintage1972 | hard coal | TRUE | 15470 | Duke Energy Indiana, LLC | 1001 | Cayuga | IN | Vermillion | 2 | Conventional Steam Coal | ST |  | S | X | X | CP/Comm Pricing | CP/Comm Pricing | 531 | 0.9 | 495 | 500 | 230 | N |  |  | OP | X | 6 | 1972 |  |  | N | Electric Utility | 1 | X | BIT | DFO |  |  |  |  | DFO |  |  |  | N | N |  | OVER |  | Y |  |  | Y | [18 empty] | N | N
Vintage1972 | petroleum | TRUE | 15470 | Duke Energy Indiana, LLC | 1001 | Cayuga | IN | Vermillion | 31 | Petroleum Liquids | IC |  | S | X | X |  |  | 2.6 | 0.9 | 2.5 | 2.5 | 2.5 | N |  |  | OP | X | 6 | 1972 |  |  | N | Electric Utility | 1 | X | DFO | [9 empty] | N | N |  | 1H |  | N | [21 empty] | N | N
Vintage1972 | petroleum | TRUE | 15470 | Duke Energy Indiana, LLC | 1001 | Cayuga | IN | Vermillion | 32 | Petroleum Liquids | IC |  | S | X | X |  |  | 2.6 | 0.9 | 2.5 | 2.5 | 2.5 | N |  |  | OP | X | 6 | 1972 |  |  | N | Electric Utility | 1 | X | DFO | [9 empty] | N | N |  | 1H | [23 empty] | N | N
Vintage1972 | petroleum | TRUE | 15470 | Duke Energy Indiana, LLC | 1001 | Cayuga | IN | Vermillion | 33 | Petroleum Liquids | IC |  | S | X | X |  |  | 2.6 | 0.9 | 2.5 | 2.5 | 2.5 | N |  |  | OP | X | 6 | 1972 |  |  | N | Electric Utility | 1 | X | DFO | [9 empty] | N | N |  | 1H | [23 empty] | N | N
Vintage1972 | petroleum | TRUE | 15470 | Duke Energy Indiana, LLC | 1001 | Cayuga | IN | Vermillion | 34 | Petroleum Liquids | IC |  | S | X | X |  |  | 2.6 | 0.9 | 2.5 | 2.5 | 2.5 | N |  |  | OP | X | 6 | 1972 |  |  | N | Electric Utility | 1 | X | DFO | [9 empty] | N | N |  | 1H | [23 empty] | N | N
Vintage1993 | natural gas peaker | TRUE | 15470 | Duke Energy Indiana, LLC | 1001 | Cayuga | IN | Vermillion | 4 | Natural Gas Fired Combustion Turbine | GT |  | S | X | X | CP/Comm Pricing | CP/Comm Pricing | 112.5 | 0.9 | 84 | 100 | 50 | N |  |  | OP | X | 6 | 1993 |  |  | N | Electric Utility | 1 | X | NG | DFO | [8 empty] | N | N |  | 1H | [23 empty] | Y | Y | Y
Vintage2013 | hard coal | TRUE | 15470 | Duke Energy Indiana, LLC | 1004 | Edwardsport | IN | Knox | CT1 | Coal Integrated Gasification Combined Cycle | CT | 1 | S | X | N | CP/Comm Pricing | CP/Comm Pricing | 236.5 | 0.8 |  |  |  | N |  |  | OP | X | 6 | 2013 |  |  | N | Electric Utility | 1 | X | SGC | NG | [8 empty] | Y | N |  | OVER |  | Y |  |  | Y | [18 empty] | Y | Y | N
Vintage2013 | hard coal | TRUE | 15470 | Duke Energy Indiana, LLC | 1004 | Edwardsport | IN | Knox | CT2 | Coal Integrated Gasification Combined Cycle | CT | 1 | S | X | N | CP/Comm Pricing | CP/Comm Pricing | 236.5 | 0.8 |  |  |  | N |  |  | OP | X | 6 | 2013 |  |  | N | Electric Utility | 1 | X | SGC | NG | [8 empty] | Y | N |  | OVER |  | Y |  |  | Y | [18 empty] | Y | Y | N
Vintage2013 | hard coal | TRUE | 15470 | Duke Energy Indiana, LLC | 1004 | Edwardsport | IN | Knox | ST | Coal Integrated Gasification Combined Cycle | CA | 1 | S | N | X | CP/Comm Pricing | CP/Comm Pricing | 331.5 | 0.8 | 595 | 618 | 393 | N |  |  | OP | X | 6 | 2013 |  |  | N | Electric Utility | 1 | X | SGC | NG | [8 empty] | Y | N |  | OVER |  | Y |  |  | Y | [18 empty] | Y | Y | N
Vintage1967 | hydro | TRUE | 15470 | Duke Energy Indiana, LLC | 1005 | Markland | IN | Switzerland | 1 | Conventional Hydroelectric | HY |  | S | X | X | CP/Comm Pricing | CP/Comm Pricing | 25.9 | 0.8 | 17.9 | 17.9 | 15 | Y | 5 | 2021 | OP | X | 4 | 1967 |  |  | N | Electric Utility | 1 | X | WAT | [9 empty] | N | N |  | 10M | [23 empty] | N
Vintage1967 | hydro | TRUE | 15470 | Duke Energy Indiana, LLC | 1005 | Markland | IN | Switzerland | 2 | Conventional Hydroelectric | HY |  | S | X | X | CP/Comm Pricing | CP/Comm Pricing | 25.9 | 0.8 | 17.9 | 17.9 | 17.9 | N |  |  | OP | X | 1 | 1967 |  |  | N | Electric Utility | 1 | X | WAT | [9 empty] | N | N | 0 | 10M | [23 empty] | N
Vintage1967 | hydro | TRUE | 15470 | Duke Energy Indiana, LLC | 1005 | Markland | IN | Switzerland | 3 | Conventional Hydroelectric | HY |  | S | X | X | CP/Comm Pricing | CP/Comm Pricing | 25.9 | 0.8 | 17.9 | 17.9 | 17.9 | N |  |  | OP | X | 2 | 1967 |  |  | N | Electric Utility | 1 | X | WAT | [9 empty] | N | N |  | 10M | [23 empty] | N
Vintage1950 | natural gas combined cycle | TRUE | 15470 | Duke Energy Indiana, LLC | 1007 | Noblesville | IN | Hamilton | 1 | Natural Gas Fired Combined Cycle | CA | CC1 | S | N | X | CP/Comm Pricing | CP/Comm Pricing | 50 | 0.8 | 42 | 43 | 42 | N |  |  | OP | X | 12 | 1950 |  |  | N | Electric Utility | 1 | X | NG | [9 empty] | N | N |  | 12H | [23 empty] | N
Vintage1950 | natural gas combined cycle | TRUE | 15470 | Duke Energy Indiana, LLC | 1007 | Noblesville | IN | Hamilton | 2 | Natural Gas Fired Combined Cycle | CA | CC1 | S | N | X | CP/Comm Pricing | CP/Comm Pricing | 50 | 0.8 | 43 | 44 | 43 | N |  |  | OP | X | 9 | 1950 |  |  | N | Electric Utility | 1 | X | NG | [9 empty] | N | N |  | 12H | [23 empty] | N
Vintage2003 | natural gas combined cycle | TRUE | 15470 | Duke Energy Indiana, LLC | 1007 | Noblesville | IN | Hamilton | 3 | Natural Gas Fired Combined Cycle | CT | CC1 | S | X | Y | CP/Comm Pricing | CP/Comm Pricing | 61 | 0.8 | 60 | 74 | 60 | N |  |  | OP | X | 6 | 2003 |  |  | N | Electric Utility | 1 | X | NG | [9 empty] | N | N |  | 12H | [23 empty] | N
Vintage2003 | natural gas combined cycle | TRUE | 15470 | Duke Energy Indiana, LLC | 1007 | Noblesville | IN | Hamilton | 4 | Natural Gas Fired Combined Cycle | CT | CC1 | S | X | Y | CP/Comm Pricing | CP/Comm Pricing | 61 | 0.8 | 60 | 74 | 60 | N |  |  | OP | X | 6 | 2003 |  |  | N | Electric Utility | 1 | X | NG | [9 empty] | N | N |  | 12H | [23 empty] | N
Vintage2003 | natural gas combined cycle | TRUE | 15470 | Duke Energy Indiana, LLC | 1007 | Noblesville | IN | Hamilton | 5 | Natural Gas Fired Combined Cycle | CT | CC1 | S | X | Y | CP/Comm Pricing | CP/Comm Pricing | 61 | 0.8 | 59 | 75 | 59 | N |  |  | OP | X | 6 | 2003 |  |  | N | Electric Utility | 1 | X | NG | [9 empty] | N | N |  | 12H | [23 empty] | N
Vintage1966 | hard coal | TRUE | 17633 | Southern Indiana Gas & Elec Co | 1012 | F B Culley | IN | Warrick | 2 | Conventional Steam Coal | ST |  | S | X | X | SIGE.CULGN2 | SIGE.CULGN2 | 103.7 | 0.85 | 90 | 90 | 45 | N |  |  | OP | X | 12 | 1966 | 12 | 2025 | N | Electric Utility | 1 | X | BIT | NG |  |  |  |  | NG |  |  |  | N | N |  | OVER |  | Y |  |  | Y | [18 empty] | N | N | N
Vintage1973 | hard coal | TRUE | 17633 | Southern Indiana Gas & Elec Co | 1012 | F B Culley | IN | Warrick | 3 | Conventional Steam Coal | ST |  | S | X | X | SIGE.CULGN3 | SIGE.CULGN3 | 265.2 | 0.95 | 270 | 270 | 135 | N |  |  | OP | X | 6 | 1973 |  |  | N | Electric Utility | 1 | X | BIT | NG |  |  |  |  | NG |  |  |  | N | N |  | OVER |  | Y |  |  | Y | [18 empty] | N | N | N
Vintage1976 | natural gas combined cycle | TRUE | 6235 | Fayetteville Public Works Commission | 1016 | Butler-Warner Generation Plant | NC | Cumberland | 1 | Natural Gas Fired Combined Cycle | CT | CC1 | S | X | Y |  |  | 28.8 | 0.9 | 20 | 25 | 1 | N |  |  | OP | X | 12 | 1976 |  |  | N | Electric Utility | 1 | X | NG | DFO | [8 empty] | N | N |  | 1H | [23 empty] | Y | Y | Y
Vintage2019 | solar pv | TRUE | 6235 | Fayetteville Public Works Commission | 1016 | Butler-Warner Generation Plant | NC | Cumberland | 10 | Solar Photovoltaic | PV |  | S | X | X |  |  | 1 |  | 1 | 1 |  | N |  |  | OP | X | 6 | 2019 |  |  | N | Electric Utility | 1 | X | SUN | [9 empty] | N | N | [22 empty] | N |  |  | N
Vintage2019 | other | TRUE | 6235 | Fayetteville Public Works Commission | 1016 | Butler-Warner Generation Plant | NC | Cumberland | 11 | Batteries | BA |  | S | X | X |  |  | 0.5 |  | 0.5 | 0.5 | 0.1 | N |  |  | OP | X | 9 | 2019 |  |  | N | Electric Utility | 1 | X | MWH | [9 empty] | N | N |  | 10M | [20 empty] | N |  |  | N
Vintage1976 | natural gas combined cycle | TRUE | 6235 | Fayetteville Public Works Commission | 1016 | Butler-Warner Generation Plant | NC | Cumberland | 2 | Natural Gas Fired Combined Cycle | CT | CC1 | S | X | Y |  |  | 28.8 | 0.9 | 20 | 25 | 1 | N |  |  | OP | X | 12 | 1976 |  |  | N | Electric Utility | 1 | X | NG | DFO | [8 empty] | N | N |  | 1H | [23 empty] | Y | Y | Y
Vintage1976 | natural gas combined cycle | TRUE | 6235 | Fayetteville Public Works Commission | 1016 | Butler-Warner Generation Plant | NC | Cumberland | 3 | Natural Gas Fired Combined Cycle | CT | CC1 | S | X | Y |  |  | 28.8 | 0.9 | 20 | 25 | 1 | N |  |  | OP | X | 7 | 1976 |  |  | N | Electric Utility | 1 | X | NG | DFO | [8 empty] | N | N |  | 1H | [23 empty] | Y | Y | Y
Vintage1976 | natural gas peaker | TRUE | 6235 | Fayetteville Public Works Commission | 1016 | Butler-Warner Generation Plant | NC | Cumberland | 4 | Natural Gas Fired Combustion Turbine | GT |  | S | X | X |  |  | 28.8 | 0.9 | 20 | 25 | 1 | N |  |  | OP | X | 7 | 1976 |  |  | N | Electric Utility | 1 | X | NG | DFO | [8 empty] | N | N |  | 1H | [23 empty] | Y | Y | Y
Vintage1977 | natural gas peaker | TRUE | 6235 | Fayetteville Public Works Commission | 1016 | Butler-Warner Generation Plant | NC | Cumberland | 5 | Natural Gas Fired Combustion Turbine | GT |  | S | X | X |  |  | 28.8 | 0.9 | 20 | 25 | 1 | N |  |  | OP | X | 7 | 1977 |  |  | N | Electric Utility | 1 | X | NG | DFO | [8 empty] | N | N |  | 1H | [23 empty] | Y | Y | Y
Vintage1978 | natural gas combined cycle | TRUE | 6235 | Fayetteville Public Works Commission | 1016 | Butler-Warner Generation Plant | NC | Cumberland | 6 | Natural Gas Fired Combined Cycle | CT | CC1 | S | X | Y |  |  | 28.8 | 0.9 | 20 | 25 | 1 | N |  |  | OP | X | 6 | 1978 |  |  | N | Electric Utility | 1 | X | NG | DFO | [8 empty] | N | N |  | 1H | [23 empty] | Y | Y | Y
Vintage1979 | natural gas combined cycle | TRUE | 6235 | Fayetteville Public Works Commission | 1016 | Butler-Warner Generation Plant | NC | Cumberland | 7 | Natural Gas Fired Combined Cycle | CT | CC1 | S | X | Y |  |  | 28.8 | 0.9 | 20 | 25 | 1 | N |  |  | OP | X | 6 | 1979 |  |  | N | Electric Utility | 1 | X | NG | DFO | [8 empty] | N | N |  | 1H | [23 empty] | Y | Y | Y
Vintage1980 | natural gas combined cycle | TRUE | 6235 | Fayetteville Public Works Commission | 1016 | Butler-Warner Generation Plant | NC | Cumberland | 8 | Natural Gas Fired Combined Cycle | CT | CC1 | S | X | Y |  |  | 28.8 | 0.9 | 20 | 25 | 1 | N |  |  | OP | X | 5 | 1980 |  |  | N | Electric Utility | 1 | X | NG | DFO | [8 empty] | N | N |  | 1H | [23 empty] | Y | Y | Y
Vintage1988 | natural gas combined cycle | TRUE | 6235 | Fayetteville Public Works Commission | 1016 | Butler-Warner Generation Plant | NC | Cumberland | 9 | Natural Gas Fired Combined Cycle | CA | CC1 | S | N | X |  |  | 73 | 0.9 | 65 | 65 | 15 | N |  |  | OP | X | 12 | 1988 |  |  | N | Electric Utility | 1 | X | NG | DFO | [8 empty] | N | N |  | 12H | [23 empty] | N | N | N
Vintage1989 | hydro | TRUE | 11588 | City of Manti - (UT) | 1020 | Manti Lower | UT | Sanpete | 2 | Conventional Hydroelectric | HY |  | S | X | X |  |  | 0.6 | 0.8 | 0.5 | 0.1 | 0.1 | N |  |  | OP | X | 1 | 1989 |  |  | N | Electric Utility | 1 | X | WAT | [9 empty] | N | N |  | 10M | [23 empty] | N
Vintage1989 | hydro | TRUE | 11588 | City of Manti - (UT) | 1020 | Manti Lower | UT | Sanpete | HC1 | Conventional Hydroelectric | HY |  | S | X | X |  |  | 0.6 | 0.8 | 0.5 | 0.1 | 0.1 | N |  |  | OP | X | 1 | 1989 |  |  | N | Electric Utility | 1 | X | WAT | [9 empty] | N | N |  | 10M | [23 empty] | N
Vintage1955 | hard coal | TRUE | 59774 | Crawfordsville Energy LLC | 1024 | Crawfordsville Power Plant | IN | Montgomery | 4 | Conventional Steam Coal | ST |  | S | X | X |  |  | 11.5 | 0.85 | 10.6 | 10.6 | 1.5 | N |  |  | OS | X | 1 | 1955 | 6 | 2023 | N | IPP Non-CHP | 2 | X | BIT | [5 empty] | NG |  |  |  | N | N |  | 12H |  |  | Y |  | Y | [18 empty] | N | N | N
Vintage1994 | petroleum | TRUE | 59774 | Crawfordsville Energy LLC | 1024 | Crawfordsville Power Plant | IN | Montgomery | D1 | Petroleum Liquids | IC |  | S | X | X |  |  | 0.8 | 0.8 | 0.9 | 0.9 | 0.8 | N |  |  | SB | N | 10 | 1994 |  |  | N | IPP Non-CHP | 2 | X | DFO | [9 empty] | N | N |  | 1H |  |  |  | N | [19 empty] | N | N | N
Vintage2002 | petroleum | TRUE | 14839 | City of Peru - (IN) | 1037 | Peru (IN) | IN | Miami | D1 | Petroleum Liquids | IC |  | S | X | X |  |  | 1.8 | 0.8 | 1.8 | 1.8 | 0.5 | N |  |  | SB | Y | 10 | 2002 |  |  | N | Electric Utility | 1 | X | DFO | [9 empty] | N | N |  | 10M | N | N | [21 empty] | N | N | N
Vintage1971 | petroleum | TRUE | 15860 | City of Rensselaer - (IN) | 1038 | Rensselaer City Light Plant | IN | Jasper | 10 | Petroleum Liquids | IC |  | S | X | X |  |  | 2 | 0.8 | 1.9 | 1.9 | 0.5 | N |  |  | OS | X | 1 | 1971 |  |  | N | Electric Utility | 1 | X | DFO | [9 empty] | N | N |  | 1H | [23 empty] | N | N | N
Vintage1971 | petroleum | TRUE | 15860 | City of Rensselaer - (IN) | 1038 | Rensselaer City Light Plant | IN | Jasper | 11 | Petroleum Liquids | IC |  | S | X | X |  |  | 2 | 0.8 | 1.9 | 1.9 | 0.5 | N |  |  | OS | X | 1 | 1971 |  |  | N | Electric Utility | 1 | X | DFO | [9 empty] | N | N |  | 1H | [23 empty] | N | N | N
Vintage1994 | natural gas peaker | TRUE | 15860 | City of Rensselaer - (IN) | 1038 | Rensselaer City Light Plant | IN | Jasper | 14 | Natural Gas Internal Combustion Engine | IC |  | S | X | X |  |  | 5 | 0.8 | 4.8 | 4.8 | 1 | N |  |  | OS | X | 7 | 1994 |  |  | N | Electric Utility | 1 | X | NG | DFO | [8 empty] | N | N |  | 1H | [23 empty] | Y | N | Y
Vintage2006 | natural gas peaker | TRUE | 15860 | City of Rensselaer - (IN) | 1038 | Rensselaer City Light Plant | IN | Jasper | 15 | Natural Gas Internal Combustion Engine | IC |  | S | X | X |  |  | 8.4 | 0.8 | 8.3 | 8.3 | 5.3 | N |  |  | OP | X | 9 | 2006 |  |  | N | Electric Utility | 1 | X | NG | [9 empty] | N | N |  | 1H | [23 empty] | N | N | N
Vintage1950 | petroleum | TRUE | 15860 | City of Rensselaer - (IN) | 1038 | Rensselaer City Light Plant | IN | Jasper | 5 | Petroleum Liquids | IC |  | S | X | X |  |  | 1.9 | 0.8 | 1.8 | 1.8 | 0.5 | N |  |  | SB | Y | 1 | 1950 |  |  | N | Electric Utility | 1 | X | DFO | [9 empty] | N | N |  | 1H | [23 empty] | N | N | N
Vintage1957 | petroleum | TRUE | 15860 | City of Rensselaer - (IN) | 1038 | Rensselaer City Light Plant | IN | Jasper | 6 | Petroleum Liquids | IC |  | S | X | X |  |  | 2.5 | 0.8 | 2.4 | 2.4 | 0.7 | N |  |  | SB | Y | 1 | 1957 |  |  | N | Electric Utility | 1 | X | DFO | [9 empty] | N | N |  | 1H | [23 empty] | N | N | N
Vintage1955 | hard coal | TRUE | 15989 | City of Richmond - (IN) | 1040 | Whitewater Valley | IN | Wayne | 1 | Conventional Steam Coal | ST |  | S | X | X |  |  | 33 | 0.85 | 34.7 | 34.7 | 13 | N |  |  | OP | X | 3 | 1955 |  |  | N | Electric Utility | 1 | X | BIT | [5 empty] | DFO |  |  |  | N | N |  | 12H |  | Y |  |  | Y | [18 empty] | N | N | N
Vintage1973 | hard coal | TRUE | 15989 | City of Richmond - (IN) | 1040 | Whitewater Valley | IN | Wayne | 2 | Conventional Steam Coal | ST |  | S | X | X |  |  | 60.9 | 0.85 | 65 | 65 | 28 | N |  |  | OP | X | 8 | 1973 |  |  | N | Electric Utility | 1 | X | BIT | [5 empty] | DFO |  |  |  | N | N | 0 | 12H |  | Y |  |  | Y | [18 empty] | N | N | N
Vintage1977 | hard coal | TRUE | 9417 | Interstate Power and Light Co | 1047 | Lansing | IA | Allamakee | 4 | Conventional Steam Coal | ST |  | S | X | X | ALTW.LANSIN4 | ALTW.LANSIN4 | 274.5 | 0.9 | 235.3 | 238.3 | 100 | N |  |  | OP | X | 5 | 1977 | 12 | 2022 | N | Electric Utility | 1 | X | SUB | DFO |  |  |  |  | DFO |  |  |  | N | N |  | OVER |  | Y |  |  | Y | [15 empty] | N |  |  | N | N | N
Vintage1924 | hydro | TRUE | 58149 | Renewable World Energies LLC | 1067 | Iowa Hydro LLC | IA | Jackson | 1 | Conventional Hydroelectric | HY |  | S | X | X |  |  | 0.6 | 0.8 | 0.6 | 0.6 | 0 | N |  |  | OP | X | 1 | 1924 |  |  | N | IPP Non-CHP | 2 | X | WAT | [9 empty] | N |  |  | 10M | [23 empty] | N
Vintage1924 | hydro | TRUE | 58149 | Renewable World Energies LLC | 1067 | Iowa Hydro LLC | IA | Jackson | 2 | Conventional Hydroelectric | HY |  | S | X | X |  |  | 0.6 | 0.8 | 0.6 | 0.6 | 0 | N |  |  | OP | X | 1 | 1924 |  |  | N | IPP Non-CHP | 2 | X | WAT | [9 empty] | N |  | 0 | 10M | [23 empty] | N
Vintage1978 | natural gas peaker | TRUE | 9417 | Interstate Power and Light Co | 1068 | Marshalltown | IA | Marshall | 1 | Natural Gas Fired Combustion Turbine | GT |  | S | X | X | ALTW.MTOWNCT1 | ALTW.MTOWNCT1 | 63 | 0.9 | 56 | 67.5 | 30 | N |  |  | OP | X | 6 | 1978 |  |  | N | Electric Utility | 1 | X | NG | [9 empty] | N | N |  | 1H | [20 empty] | N |  |  | N | N | N
Vintage1978 | natural gas peaker | TRUE | 9417 | Interstate Power and Light Co | 1068 | Marshalltown | IA | Marshall | 2 | Natural Gas Fired Combustion Turbine | GT |  | S | X | X | ALTW.MTOWNCT2 | ALTW.MTOWNCT2 | 63 | 0.9 | 57.4 | 69.8 | 30 | N |  |  | OP | X | 6 | 1978 |  |  | N | Electric Utility | 1 | X | NG | [9 empty] | N | N |  | 1H | [20 empty] | N |  |  | N | N | N
Vintage1978 | natural gas peaker | TRUE | 9417 | Interstate Power and Light Co | 1068 | Marshalltown | IA | Marshall | 3 | Natural Gas Fired Combustion Turbine | GT |  | S | X | X | ALTW.MTOWNCT3 | ALTW.MTOWNCT3 | 63 | 0.9 | 54.2 | 65.5 | 30 | N |  |  | OP | X | 7 | 1978 |  |  | N | Electric Utility | 1 | X | NG | [9 empty] | N | N |  | 1H | [20 empty] | N |  |  | N | N | N
Vintage1997 | hard coal | TRUE | 9417 | Interstate Power and Light Co | 1073 | Prairie Creek | IA | Linn | 1 | Conventional Steam Coal | ST |  | S | X | X | ALTW.PRARC1 | ALTW.PRARC1 | 14.6 | 0.9 | 4.2 | 4.2 | 1.5 | N |  |  | OP | X | 4 | 1997 |  |  | Y | Electric Utility | 1 | T | SUB | NG |  |  |  |  | NG |  |  |  | N | N |  | 12H |  |  |  | Y | Y | [15 empty] | Y | 12 | 2025 | Y | Y | N
Vintage1958 | hard coal | TRUE | 9417 | Interstate Power and Light Co | 1073 | Prairie Creek | IA | Linn | 3 | Conventional Steam Coal | ST |  | S | X | X | ALTW.PRARC3 | ALTW.PRARC3 | 50 | 0.85 | 29.3 | 32.2 | 9.2 | N |  |  | OP | X | 10 | 1958 |  |  | Y | Electric Utility | 1 | T | SUB | NG |  |  |  |  | NG |  |  |  | N | N |  | 12H |  | Y |  |  | Y | [15 empty] | Y | 12 | 2025 | Y | Y | N
Vintage1967 | natural gas steam turbine | TRUE | 9417 | Interstate Power and Light Co | 1073 | Prairie Creek | IA | Linn | 4 | Natural Gas Steam Turbine | ST |  | S | X | X | ALTW.PRARC4 | ALTW.PRARC4 | 148.8 | 0.85 | 117.8 | 121.9 | 35 | N |  |  | OP | X | 4 | 1967 |  |  | Y | Electric Utility | 1 | T | NG | [5 empty] | NG |  |  |  | N | N |  | 12H |  | N |  |  | N | [15 empty] | N |  |  | N | N | N
Vintage1970 | natural gas peaker | TRUE | 12341 | MidAmerican Energy Co | 1079 | Coralville GT | IA | Johnson | 1 | Natural Gas Fired Combustion Turbine | GT |  | S | X | X | MEC.CORALV1 | MEC.CORALV1 | 18 | 0.85 | 16.7 | 20 | 2.5 | N |  |  | OP | X | 6 | 1970 |  |  | N | Electric Utility | 1 | X | NG | [9 empty] | N |  |  | 1H | [23 empty] | N | N
Vintage1970 | natural gas peaker | TRUE | 12341 | MidAmerican Energy Co | 1079 | Coralville GT | IA | Johnson | 2 | Natural Gas Fired Combustion Turbine | GT |  | S | X | X | MEC.CORALV2 | MEC.CORALV2 | 18 | 0.85 | 17.2 | 20 | 2.5 | N |  |  | OP | X | 6 | 1970 |  |  | N | Electric Utility | 1 | X | NG | [9 empty] | N |  |  | 10M | [23 empty] | N | N
Vintage1970 | natural gas peaker | TRUE | 12341 | MidAmerican Energy Co | 1079 | Coralville GT | IA | Johnson | 3 | Natural Gas Fired Combustion Turbine | GT |  | S | X | X | MEC.CORALV3 | MEC.CORALV3 | 18 | 0.85 | 16.8 | 20 | 2.5 | N |  |  | OP | X | 6 | 1970 |  |  | N | Electric Utility | 1 | X | NG | [9 empty] | N |  |  | 10M | [23 empty] | N | N
Vintage1970 | natural gas peaker | TRUE | 12341 | MidAmerican Energy Co | 1079 | Coralville GT | IA | Johnson | 4 | Natural Gas Fired Combustion Turbine | GT |  | S | X | X |  |  | 18 | 0.85 | 16.5 | 20 | 2.5 | N |  |  | OP | X | 6 | 1970 |  |  | N | Electric Utility | 1 | X | NG | [9 empty] | N |  |  | 10M | [23 empty] | N
Vintage1978 | hard coal | TRUE | 12341 | MidAmerican Energy Co | 1082 | Walter Scott Jr Energy Center | IA | Pottawattamie | 3 | Conventional Steam Coal | ST |  | J | X | X | MEC.WSEC3 | MEC.WSEC3 | 725.8 | 0.9 | 705.2 | 705.2 | 250 | N |  |  | OP | X | 12 | 1978 |  |  | Y | Electric Utility | 1 | T | RC | [5 empty] | DFO |  |  |  | N | N |  | OVER |  | Y |  |  | Y | [18 empty] | N | N
Vintage2007 | hard coal | TRUE | 12341 | MidAmerican Energy Co | 1082 | Walter Scott Jr Energy Center | IA | Pottawattamie | 4 | Conventional Steam Coal | ST |  | J | X | X | MEC.WSEC4 | MEC.WSEC4 | 922.5 | 0.9 | 811.2 | 811.2 | 230 | N |  |  | OP | X | 6 | 2007 |  |  | N | Electric Utility | 1 | X | RC | [5 empty] | DFO |  |  |  | N | N |  | OVER |  | Y |  |  |  | Y | [17 empty] | N | N | N
Vintage1966 | natural gas peaker | TRUE | 12341 | MidAmerican Energy Co | 1084 | River Hills | IA | Polk | 1 | Natural Gas Fired Combustion Turbine | GT |  | S | X | X | MEC.RHILLS14&58 | MEC.RHILLS14&58 | 16 | 0.85 | 14.9 | 16 | 2.5 | N |  |  | OP | X | 5 | 1966 |  |  | N | Electric Utility | 1 | X | NG | [9 empty] | N |  |  | 1H | [23 empty] | N
Vintage1966 | natural gas peaker | TRUE | 12341 | MidAmerican Energy Co | 1084 | River Hills | IA | Polk | 2 | Natural Gas Fired Combustion Turbine | GT |  | S | X | X | MEC.RHILLS14&58 | MEC.RHILLS14&58 | 16 | 0.85 | 14.9 | 16 | 2.5 | N |  |  | OP | X | 5 | 1966 |  |  | N | Electric Utility | 1 | X | NG | [9 empty] | N |  |  | 1H | [23 empty] | N
Vintage1966 | natural gas peaker | TRUE | 12341 | MidAmerican Energy Co | 1084 | River Hills | IA | Polk | 3 | Natural Gas Fired Combustion Turbine | GT |  | S | X | X | MEC.RHILLS14&58 | MEC.RHILLS14&58 | 16 | 0.85 | 14.9 | 16 | 2.5 | N |  |  | OP | X | 5 | 1966 |  |  | N | Electric Utility | 1 | X | NG | [9 empty] | N |  |  | 1H | [23 empty] | N
Vintage1966 | natural gas peaker | TRUE | 12341 | MidAmerican Energy Co | 1084 | River Hills | IA | Polk | 4 | Natural Gas Fired Combustion Turbine | GT |  | S | X | X |  |  | 16 | 0.85 | 14.9 | 16 | 2.5 | N |  |  | OP | X | 5 | 1966 |  |  | N | Electric Utility | 1 | X | NG | [9 empty] | N |  |  | 1H | [23 empty] | N
Vintage1967 | natural gas peaker | TRUE | 12341 | MidAmerican Energy Co | 1084 | River Hills | IA | Polk | 5 | Natural Gas Fired Combustion Turbine | GT |  | S | X | X |  |  | 16 | 0.85 | 14.5 | 16 | 2.5 | N |  |  | OP | X | 10 | 1967 |  |  | N | Electric Utility | 1 | X | NG | [9 empty] | N |  |  | 1H | [23 empty] | N
Vintage1967 | natural gas peaker | TRUE | 12341 | MidAmerican Energy Co | 1084 | River Hills | IA | Polk | 6 | Natural Gas Fired Combustion Turbine | GT |  | S | X | X |  |  | 16 | 0.85 | 14.5 | 16 | 2.5 | N |  |  | OP | X | 10 | 1967 |  |  | N | Electric Utility | 1 | X | NG | [9 empty] | N |  |  | 1H | [23 empty] | N
Vintage1968 | natural gas peaker | TRUE | 12341 | MidAmerican Energy Co | 1084 | River Hills | IA | Polk | 7 | Natural Gas Fired Combustion Turbine | GT |  | S | X | X |  |  | 16 | 0.85 | 14.5 | 16 | 2.5 | N |  |  | OP | X | 4 | 1968 |  |  | N | Electric Utility | 1 | X | NG | [9 empty] | N |  |  | 1H | [23 empty] | N
Vintage1968 | natural gas peaker | TRUE | 12341 | MidAmerican Energy Co | 1084 | River Hills | IA | Polk | 8 | Natural Gas Fired Combustion Turbine | GT |  | S | X | X |  |  | 16 | 0.85 | 14.5 | 16 | 2.5 | N |  |  | OP | X | 4 | 1968 |  |  | N | Electric Utility | 1 | X | NG | [9 empty] | N |  |  | 1H | [23 empty] | N
Vintage1975 | hard coal | TRUE | 12341 | MidAmerican Energy Co | 1091 | George Neal North | IA | Woodbury | 3 | Conventional Steam Coal | ST |  | J | X | X | MEC.NEALN3 | MEC.NEALN3 | 584.1 | 0.9 | 513.9 | 513.9 | 150 | N |  |  | OP | X | 5 | 1975 |  |  | N | Electric Utility | 1 | X | RC | NG |  |  |  |  | NG |  |  |  | N |  |  | OVER |  | Y |  |  | Y | [18 empty] | N | N
Vintage1969 | natural gas peaker | TRUE | 12341 | MidAmerican Energy Co | 1097 | Merl Parr | IA | Floyd | 1 | Natural Gas Fired Combustion Turbine | GT |  | S | X | X | MEC.CHASCS1 | MEC.CHASCDS1 | 18 | 0.9 | 16.3 | 18 | 6 | N |  |  | OP | X | 5 | 1969 |  |  | N | Electric Utility | 1 | X | NG | [9 empty] | N |  |  | 1H | [23 empty] | N
Vintage1969 | natural gas peaker | TRUE | 12341 | MidAmerican Energy Co | 1097 | Merl Parr | IA | Floyd | 2 | Natural Gas Fired Combustion Turbine | GT |  | S | X | X | MEC.CHASCS2 | MEC.CHASCS2 | 18 | 0.9 | 16.4 | 18 | 6 | N |  |  | OP | X | 5 | 1969 |  |  | N | Electric Utility | 1 | X | NG | [9 empty] | N |  |  | 1H | [23 empty] | N
Vintage1968 | hard coal | TRUE | 9417 | Interstate Power and Light Co | 1104 | Burlington (IA) | IA | Des Moines | 1 | Conventional Steam Coal | ST |  | S | X | X | ALTW.BRLGTN5 | ALTW.BRLGTN5 | 212 | 0.9 | 191.2 | 192.4 | 80 | N |  |  | OP | X | 6 | 1968 |  |  | N | Electric Utility | 1 | X | SUB | NG |  |  |  |  | NG |  |  |  | N | N |  | OVER |  | Y |  |  | Y | [15 empty] | N |  |  | N | N | N
Vintage1994 | natural gas peaker | TRUE | 9417 | Interstate Power and Light Co | 1104 | Burlington (IA) | IA | Des Moines | GT1 | Natural Gas Fired Combustion Turbine | GT |  | S | X | X | ALTW.BRLGTN 1 | ALTW.BRLGTN 1 | 19.7 | 0.9 | 6.4 | 9.4 | 5 | N |  |  | OP | X | 5 | 1994 | 6 | 2026 | N | Electric Utility | 1 | X | NG | [9 empty] | N | N |  | 1H | [20 empty] | N |  |  | N | N | N
Vintage1995 | natural gas peaker | TRUE | 9417 | Interstate Power and Light Co | 1104 | Burlington (IA) | IA | Des Moines | GT2 | Natural Gas Fired Combustion Turbine | GT |  | S | X | X | ALTW.BRLGTN 2 | ALTW.BRLGTN 2 | 19.7 | 0.9 | 11 | 14 | 5 | N |  |  | OP | X | 5 | 1995 | 6 | 2026 | N | Electric Utility | 1 | X | NG | [9 empty] | N | N |  | 1H | [20 empty] | N |  |  | N | N | N
Vintage1996 | natural gas peaker | TRUE | 9417 | Interstate Power and Light Co | 1104 | Burlington (IA) | IA | Des Moines | GT3 | Natural Gas Fired Combustion Turbine | GT |  | S | X | X | ALTW.BRLGTN 3 | ALTW.BRLGTN 3 | 19.7 | 0.9 | 12.9 | 15.9 | 5 | N |  |  | OP | X | 4 | 1996 | 6 | 2026 | N | Electric Utility | 1 | X | NG | [9 empty] | N | N |  | 1H | [20 empty] | N |  |  | N | N | N
Vintage1994 | natural gas peaker | TRUE | 9417 | Interstate Power and Light Co | 1104 | Burlington (IA) | IA | Des Moines | GT4 | Natural Gas Fired Combustion Turbine | GT |  | S | X | X | ALTW.BRLGTN 4 | ALTW.BRLGTN 4 | 19.7 | 0.9 | 5 | 5 | 5 | N |  |  | OP | X | 7 | 1994 | 6 | 2026 | N | Electric Utility | 1 | X | NG | [9 empty] | N | N |  | 1H | [20 empty] | N |  |  | N | N | N
Vintage1913 | hydro | TRUE | 19436 | Union Electric Co - (MO) | 1109 | Keokuk | IA | Lee | 1 | Conventional Hydroelectric | HY |  | S | X | X | AMMO.KEOKUK1 | AMMO.KEOKUK1 | 7.6 | 0.8 | 10 | 10 | 0 | N |  |  | OP | X | 8 | 1913 |  |  | N | Electric Utility | 1 | X | WAT | [9 empty] | N |  | 0 | 1H
Vintage1913 | hydro | TRUE | 19436 | Union Electric Co - (MO) | 1109 | Keokuk | IA | Lee | 10 | Conventional Hydroelectric | HY |  | S | X | X | AMMO.KEOKUK10 | AMMO.KEOKUK10 | 8.8 | 0.8 | 10 | 10 | 0 | N |  |  | OP | X | 8 | 1913 |  |  | N | Electric Utility | 1 | X | WAT | [9 empty] | N |  | 0 | 1H
Vintage1913 | hydro | TRUE | 19436 | Union Electric Co - (MO) | 1109 | Keokuk | IA | Lee | 11 | Conventional Hydroelectric | HY |  | S | X | X | AMMO.KEOKUK11 | AMMO.KEOKUK11 | 8.8 | 0.8 | 10 | 10 | 0 | N |  |  | OP | X | 8 | 1913 |  |  | N | Electric Utility | 1 | X | WAT | [9 empty] | N |  | 0 | 1H
Vintage1913 | hydro | TRUE | 19436 | Union Electric Co - (MO) | 1109 | Keokuk | IA | Lee | 12 | Conventional Hydroelectric | HY |  | S | X | X | AMMO.KEOKUK12 | AMMO.KEOKUK12 | 8.8 | 0.8 | 10 | 10 | 0 | N |  |  | OP | X | 8 | 1913 |  |  | N | Electric Utility | 1 | X | WAT | [9 empty] | N |  | 0 | 1H
Vintage1913 | hydro | TRUE | 19436 | Union Electric Co - (MO) | 1109 | Keokuk | IA | Lee | 13 | Conventional Hydroelectric | HY |  | S | X | X | AMMO.KEOKUK13 | AMMO.KEOKUK13 | 8.8 | 0.8 | 10 | 10 | 0 | N |  |  | OP | X | 8 | 1913 |  |  | N | Electric Utility | 1 | X | WAT | [9 empty] | N |  | 0 | 1H
Vintage1913 | hydro | TRUE | 19436 | Union Electric Co - (MO) | 1109 | Keokuk | IA | Lee | 14 | Conventional Hydroelectric | HY |  | S | X | X | AMMO.KEOKUK14 | AMMO.KEOKUK14 | 8.8 | 0.8 | 10 | 10 | 0 | N |  |  | OP | X | 8 | 1913 |  |  | N | Electric Utility | 1 | X | WAT | [9 empty] | N |  | 0 | 1H
Vintage1913 | hydro | TRUE | 19436 | Union Electric Co - (MO) | 1109 | Keokuk | IA | Lee | 15 | Conventional Hydroelectric | HY |  | S | X | X | AMMO.KEOKUK15 | AMMO.KEOKUK15 | 8.8 | 0.8 | 8 | 8 | 0 | N |  |  | OP | X | 8 | 1913 |  |  | N | Electric Utility | 1 | X | WAT | [9 empty] | N |  | 0 | 1H
Vintage1913 | hydro | TRUE | 19436 | Union Electric Co - (MO) | 1109 | Keokuk | IA | Lee | 2 | Conventional Hydroelectric | HY |  | S | X | X | AMMO.KEOKUK2 | AMMO.KEOKUK2 | 7.6 | 0.8 | 10 | 10 | 0 | N |  |  | OP | X | 8 | 1913 |  |  | N | Electric Utility | 1 | X | WAT | [9 empty] | N |  | 0 | 1H
Vintage1913 | hydro | TRUE | 19436 | Union Electric Co - (MO) | 1109 | Keokuk | IA | Lee | 3 | Conventional Hydroelectric | HY |  | S | X | X | AMMO.KEOKUK3 | AMMO.KEOKUK3 | 7.6 | 0.8 | 10 | 10 | 0 | N |  |  | OP | X | 8 | 1913 |  |  | N | Electric Utility | 1 | X | WAT | [9 empty] | N |  | 0 | 1H
Vintage1913 | hydro | TRUE | 19436 | Union Electric Co - (MO) | 1109 | Keokuk | IA | Lee | 4 | Conventional Hydroelectric | HY |  | S | X | X | AMMO.KEOKUK4 | AMMO.KEOKUK4 | 7.6 | 0.8 | 10 | 10 | 0 | N |  |  | OP | X | 8 | 1913 |  |  | N | Electric Utility | 1 | X | WAT | [9 empty] | N |  | 0 | 1H
Vintage1913 | hydro | TRUE | 19436 | Union Electric Co - (MO) | 1109 | Keokuk | IA | Lee | 5 | Conventional Hydroelectric | HY |  | S | X | X | AMMO.KEOKUK5 | AMMO.KEOKUK5 | 7.6 | 0.8 | 8 | 8 | 0 | N |  |  | OP | X | 8 | 1913 |  |  | N | Electric Utility | 1 | X | WAT | [9 empty] | N |  | 0 | 1H
Vintage1913 | hydro | TRUE | 19436 | Union Electric Co - (MO) | 1109 | Keokuk | IA | Lee | 6 | Conventional Hydroelectric | HY |  | S | X | X | AMMO.KEOKUK6 | AMMO.KEOKUK6 | 7.6 | 0.8 | 10 | 10 | 0 | N |  |  | OP | X | 8 | 1913 |  |  | N | Electric Utility | 1 | X | WAT | [9 empty] | N |  | 0 | 1H
Vintage1913 | hydro | TRUE | 19436 | Union Electric Co - (MO) | 1109 | Keokuk | IA | Lee | 7 | Conventional Hydroelectric | HY |  | S | X | X | AMMO.KEOKUK7 | AMMO.KEOKUK7 | 8.8 | 0.8 | 10 | 10 | 0 | N |  |  | OP | X | 8 | 1913 |  |  | N | Electric Utility | 1 | X | WAT | [9 empty] | N |  | 0 | 1H
Vintage1913 | hydro | TRUE | 19436 | Union Electric Co - (MO) | 1109 | Keokuk | IA | Lee | 8 | Conventional Hydroelectric | HY |  | S | X | X | AMMO.KEOKUK8 | AMMO.KEOKUK8 | 8.8 | 0.8 | 10 | 10 | 0 | N |  |  | OP | X | 8 | 1913 |  |  | N | Electric Utility | 1 | X | WAT | [9 empty] | N |  | 0 | 1H
Vintage1913 | hydro | TRUE | 19436 | Union Electric Co - (MO) | 1109 | Keokuk | IA | Lee | 9 | Conventional Hydroelectric | HY |  | S | X | X | AMMO.KEOKUK9 | AMMO.KEOKUK9 | 8.8 | 0.8 | 10 | 10 | 0 | N |  |  | OP | X | 8 | 1913 |  |  | N | Electric Utility | 1 | X | WAT | [9 empty] | N |  | 0 | 1H
Vintage1965 | petroleum | TRUE | 309 | City of Algona - (IA) | 1120 | Algona | IA | Kossuth | 6 | Petroleum Liquids | IC |  | S | X | X | WAUEALGONAMUNALGONA_1_UNIT_RA | WAUEALGONAMUNALGONA_1_UNIT_RA | 3.2 | 0.8 | 3.2 | 3.2 | 0.4 | N |  |  | OP | X | 12 | 1965 |  |  | N | Electric Utility | 1 | X | DFO | NG | [8 empty] | N | N |  | 1H | [23 empty] | Y | N | Y
Vintage1970 | petroleum | TRUE | 309 | City of Algona - (IA) | 1120 | Algona | IA | Kossuth | 7 | Petroleum Liquids | IC |  | S | X | X | WAUEALGONAMUNALGONA_1_UNIT_RA | WAUEALGONAMUNALGONA_1_UNIT_RA | 4.1 | 0.8 | 4.1 | 4.1 | 0.5 | N |  |  | OP | X | 9 | 1970 |  |  | N | Electric Utility | 1 | X | DFO | NG | [8 empty] | N | N |  | 1H | [23 empty] | Y | N | Y
Vintage1994 | petroleum | TRUE | 309 | City of Algona - (IA) | 1120 | Algona | IA | Kossuth | 8 | Petroleum Liquids | IC |  | S | X | X | WAUEALGONAMUNALGONA_1_UNIT_RA | WAUEALGONAMUNALGONA_1_UNIT_RA | 4.4 | 0.9 | 4.4 | 4.4 | 0.5 | N |  |  | OP | X | 11 | 1994 |  |  | N | Electric Utility | 1 | X | DFO | [9 empty] | N | N |  | 1H | [23 empty] | N | N | N
Vintage1994 | petroleum | TRUE | 309 | City of Algona - (IA) | 1120 | Algona | IA | Kossuth | 9 | Petroleum Liquids | IC |  | S | X | X | WAUEALGONAMUNALGONA_1_UNIT_RA | WAUEALGONAMUNALGONA_1_UNIT_RA | 4.4 | 0.9 | 4.4 | 4.4 | 0.5 | N |  |  | OP | X | 11 | 1994 |  |  | N | Electric Utility | 1 | X | DFO | [9 empty] | N | N |  | 1H | [23 empty] | N | N | N
Vintage2018 | petroleum | TRUE | 405 | City of Alta - (IA) | 1121 | Alta Municipal Utilities | IA | Buena Vista | 2A | Petroleum Liquids | IC |  | S | X | X |  |  | 2 | 1 | 2 | 2.1 | 0 | N |  |  | SB | Y | 11 | 2018 |  |  | N | Electric Utility | 1 | X | DFO | [9 empty] | N | N |  | 10M | [23 empty] | N | N | N
Vintage2018 | petroleum | TRUE | 405 | City of Alta - (IA) | 1121 | Alta Municipal Utilities | IA | Buena Vista | 3A | Petroleum Liquids | IC |  | S | X | X |  |  | 2 | 1 | 2 | 2.1 | 0 | N |  |  | SB | Y | 11 | 2018 |  |  | N | Electric Utility | 1 | X | DFO | [9 empty] | N | N |  | 10M | [23 empty] | N | N | N
Vintage1968 | natural gas steam turbine | TRUE | 554 | City of Ames - (IA) | 1122 | Ames Electric Services Power Plant | IA | Story | 7 | Natural Gas Steam Turbine | ST |  | S | X | X |  |  | 37.5 | 0.85 | 31.8 | 31.8 | 15 | N |  |  | OP | X | 5 | 1968 |  |  | N | Electric Utility | 1 | X | NG | OBS |  |  |  |  | NG |  |  |  | N | N |  | 12H |  | N |  |  | N | [18 empty] | Y | Y | N
Vintage1982 | natural gas steam turbine | TRUE | 554 | City of Ames - (IA) | 1122 | Ames Electric Services Power Plant | IA | Story | 8 | Natural Gas Steam Turbine | ST |  | S | X | X |  |  | 71.3 | 0.9 | 63.4 | 63.4 | 30 | N |  |  | OP | X | 6 | 1982 |  |  | N | Electric Utility | 1 | X | NG | OBS |  |  |  |  | NG |  |  |  | N | N |  | 12H |  | N |  |  | N | [18 empty] | Y | Y | N
Vintage1939 | petroleum | TRUE | 682 | City of Anita - (IA) | 1123 | Anita | IA | Cass | 2 | Petroleum Liquids | IC |  | S | X | X |  |  | 0.2 | 0.8 | 0.1 | 0.2 | 0 | N |  |  | OP | X | 10 | 1939 |  |  | N | Electric Utility | 1 | X | DFO | [9 empty] | N | N |  | 10M | [23 empty] | N | N | N
Vintage1951 | petroleum | TRUE | 682 | City of Anita - (IA) | 1123 | Anita | IA | Cass | 3 | Petroleum Liquids | IC |  | S | X | X |  |  | 0.3 | 0.8 | 0.2 | 0.3 | 0 | N |  |  | OP | X | 3 | 1951 |  |  | N | Electric Utility | 1 | X | DFO | [9 empty] | N | N |  | 10M | [23 empty] | N | N | N
Vintage2000 | petroleum | TRUE | 682 | City of Anita - (IA) | 1123 | Anita | IA | Cass | 4 | Petroleum Liquids | IC |  | S | X | X |  |  | 0.2 | 0.8 | 0.2 | 0.2 | 0 | N |  |  | OP | X | 4 | 2000 |  |  | N | Electric Utility | 1 | X | DFO | [9 empty] | N | N |  | 10M | [23 empty] | N | N | N
Vintage2000 | petroleum | TRUE | 682 | City of Anita - (IA) | 1123 | Anita | IA | Cass | 5 | Petroleum Liquids | IC |  | S | X | X |  |  | 0.2 | 0.8 | 0.2 | 0.2 | 0 | N |  |  | OP | X | 4 | 2000 |  |  | N | Electric Utility | 1 | X | DFO | [9 empty] | N | N |  | 10M | [23 empty] | N | N | N
Vintage2003 | petroleum | TRUE | 682 | City of Anita - (IA) | 1123 | Anita | IA | Cass | 6 | Petroleum Liquids | IC |  | S | X | X |  |  | 2 | 0.8 | 2 | 2 | 0 | N |  |  | OP | X | 4 | 2003 |  |  | N | Electric Utility | 1 | X | DFO | [9 empty] | N | N |  | 10M | [23 empty] | N | N | N
Vintage1999 | natural gas peaker | TRUE | 965 | Atlantic Municipal Utilities | 1124 | Atlantic | IA | Cass | 6 | Natural Gas Fired Combustion Turbine | GT |  | S | X | X | Behind the meter | Behind the meter | 10 | 0.8 | 9.8 | 10 | 2.5 | N |  |  | OP | X | 7 | 1999 |  |  | N | Electric Utility | 1 | X | NG | DFO | [8 empty] | N | N |  | 1H | [23 empty] | Y | N | Y
Vintage1954 | petroleum | TRUE | 1172 | Bancroft Municipal Utilities | 1125 | Bancroft | IA | Kossuth | 5 | Petroleum Liquids | IC |  | S | X | X | WAUEBNCRUNBANCROFT_RA |  | 0.6 | 0.9 | 0.5 | 0.5 | 0.1 | N |  |  | SB | Y | 1 | 1954 |  |  | N | Electric Utility | 1 | X | DFO | [9 empty] | N | N |  | 1H | [23 empty] | N | N | N
Vintage2001 | petroleum | TRUE | 1172 | Bancroft Municipal Utilities | 1125 | Bancroft | IA | Kossuth | 6 | Petroleum Liquids | IC |  | S | X | X | WAUEBNCRUNBANCROFT-RA |  | 1.8 | 0.9 | 1.8 | 1.8 | 0.1 | N |  |  | OP | X | 3 | 2001 |  |  | N | Electric Utility | 1 | X | DFO | [9 empty] | N | N |  | 10M | [23 empty] | N | N | N
Vintage2001 | petroleum | TRUE | 1172 | Bancroft Municipal Utilities | 1125 | Bancroft | IA | Kossuth | 7 | Petroleum Liquids | IC |  | S | X | X | WAUEBNCRUNBANCROFT-RA |  | 1.8 | 0.9 | 1.8 | 1.8 | 0.1 | N |  |  | OP | X | 6 | 2001 |  |  | N | Electric Utility | 1 | X | DFO | [9 empty] | N | N |  | 10M | [23 empty] | N | N | N
Vintage2021 | petroleum | TRUE | 1515 | City of Bellevue - (IA) | 1126 | Bellevue | IA | Jackson | 1A | Petroleum Liquids | IC |  | S | X | X |  |  | 1.8 | 0.8 | 1.7 | 1.8 | 0.2 | N |  |  | SB | Y | 7 | 2021 |  |  | N | Electric Utility | 1 | X | DFO | [9 empty] | N | N |  | 1H | [23 empty] | N
Vintage1992 | petroleum | TRUE | 1515 | City of Bellevue - (IA) | 1126 | Bellevue | IA | Jackson | 2 | Petroleum Liquids | IC |  | S | X | X | ALTW.ALTW | ALTW.ALTW | 1.6 | 0.8 | 1.6 | 1.6 | 0.2 | N |  |  | SB | Y | 5 | 1992 |  |  | N | Electric Utility | 1 | X | DFO | [9 empty] | N | N |  | 1H | [23 empty] | N | N | N
Vintage2001 | petroleum | TRUE | 1515 | City of Bellevue - (IA) | 1126 | Bellevue | IA | Jackson | 3 | Petroleum Liquids | IC |  | S | X | X | ALTW.ALTW | ALTW.ALTW | 1.8 | 0.8 | 1.7 | 1.8 | 0.2 | N |  |  | SB | Y | 5 | 2001 |  |  | N | Electric Utility | 1 | X | DFO | [9 empty] | N | N |  | 1H | [23 empty] | N | N | N
Vintage1963 | petroleum | TRUE | 1515 | City of Bellevue - (IA) | 1126 | Bellevue | IA | Jackson | 4 | Petroleum Liquids | IC |  | S | X | X | ALTW.ALTW | ALTW.ALTW | 0.7 | 0.8 | 0.6 | 0.6 | 0.2 | N |  |  | SB | Y | 7 | 1963 |  |  | N | Electric Utility | 1 | X | DFO | [9 empty] | N | N |  | 1H | [23 empty] | N | N | N
Vintage1953 | petroleum | TRUE | 1515 | City of Bellevue - (IA) | 1126 | Bellevue | IA | Jackson | 5 | Petroleum Liquids | IC |  | S | X | X |  |  | 0.9 | 0.8 | 0.7 | 0.7 | 0.2 | N |  |  | SB | Y | 7 | 1953 |  |  | N | Electric Utility | 1 | X | DFO | [9 empty] | N | N |  | 1H | [23 empty] | N | N | N
Vintage1971 | petroleum | TRUE | 1515 | City of Bellevue - (IA) | 1126 | Bellevue | IA | Jackson | 6 | Petroleum Liquids | IC |  | S | X | X |  |  | 3 | 0.8 | 2.4 | 2.4 | 0.5 | N |  |  | SB | Y | 7 | 1971 |  |  | N | Electric Utility | 1 | X | DFO | NG | [8 empty] | N | N |  | 1H | [23 empty] | N | N | N
Vintage1975 | natural gas peaker | TRUE | 1869 | City of Bloomfield - (IA) | 1127 | Bloomfield | IA | Davis | 1 | Natural Gas Internal Combustion Engine | IC |  | S | X | X |  |  | 2.8 | 0.8 | 2.3 | 2.3 | 1.6 | N |  |  | SB | Y | 10 | 1975 |  |  | N | Electric Utility | 1 | X | NG | DFO | [8 empty] | N |  |  | 1H | [23 empty] | Y | N | N
Vintage1945 | petroleum | TRUE | 1869 | City of Bloomfield - (IA) | 1127 | Bloomfield | IA | Davis | 2 | Petroleum Liquids | IC |  | S | X | X |  |  | 0.3 | 0.8 | 0.2 | 0.2 | 0.1 | N |  |  | SB | Y | 4 | 1945 |  |  | N | Electric Utility | 1 | X | DFO | [9 empty] | N |  |  | 1H | [23 empty] | N | N | N
Vintage1964 | natural gas peaker | TRUE | 1869 | City of Bloomfield - (IA) | 1127 | Bloomfield | IA | Davis | 3 | Natural Gas Internal Combustion Engine | IC |  | S | X | X |  |  | 2.7 | 0.8 | 2.2 | 2.2 | 1.2 | N |  |  | SB | Y | 12 | 1964 |  |  | N | Electric Utility | 1 | X | NG | DFO | [8 empty] | N |  |  | 1H | [23 empty] | Y | N | N
Vintage1946 | petroleum | TRUE | 1869 | City of Bloomfield - (IA) | 1127 | Bloomfield | IA | Davis | 4 | Petroleum Liquids | IC |  | S | X | X |  |  | 0.3 | 0.8 | 0.2 | 0.2 | 0.1 | N |  |  | SB | Y | 5 | 1946 |  |  | N | Electric Utility | 1 | X | DFO | [9 empty] | N |  |  | 10M | [23 empty] | N | N | N
Vintage1951 | natural gas peaker | TRUE | 1869 | City of Bloomfield - (IA) | 1127 | Bloomfield | IA | Davis | 5 | Natural Gas Internal Combustion Engine | IC |  | S | X | X |  |  | 0.9 | 0.8 | 0.8 | 0.8 | 0.5 | N |  |  | SB | Y | 6 | 1951 |  |  | N | Electric Utility | 1 | X | NG | DFO | [8 empty] | N |  |  | 1H | [23 empty] | Y | N | N
Vintage1958 | natural gas peaker | TRUE | 1869 | City of Bloomfield - (IA) | 1127 | Bloomfield | IA | Davis | 6 | Natural Gas Internal Combustion Engine | IC |  | S | X | X |  |  | 1.5 | 0.8 | 1.2 | 1.2 | 0.6 | N |  |  | SB | Y | 7 | 1958 |  |  | N | Electric Utility | 1 | X | NG | DFO | [8 empty] | N |  |  | 1H | [23 empty] | Y |  | N
Vintage2012 | petroleum | TRUE | 2287 | City of Brooklyn - (IA) | 1128 | Brooklyn | IA | Poweshiek | 7 | Petroleum Liquids | IC |  | S | X | X |  |  | 2.3 | 1 | 2 | 2 | 0.2 | N |  |  | OP | X | 9 | 2012 |  |  | N | Electric Utility | 1 | X | DFO | [9 empty] | N | N |  | 10M | [23 empty] | N | N | N
Vintage1957 | petroleum | TRUE | 3137 | Cascade Municipal Utilities | 1129 | Cascade | IA | Dubuque | 1 | Petroleum Liquids | IC |  | S | X | X |  |  | 0.7 | 0.8 | 0.7 | 0.7 | 0.1 | N |  |  | SB | Y | 2 | 1957 |  |  | N | Electric Utility | 1 | X | DFO | [9 empty] | N | N |  | 1H | [20 empty] | N |  |  | N | N | N
Vintage1971 | petroleum | TRUE | 3137 | Cascade Municipal Utilities | 1129 | Cascade | IA | Dubuque | 2 | Petroleum Liquids | IC |  | S | X | X |  |  | 2 | 0.8 | 1.9 | 2 | 0.3 | N |  |  | SB | Y | 12 | 1971 |  |  | N | Electric Utility | 1 | X | DFO | NG | [8 empty] | N | N |  | 1H | [20 empty] | N |  |  | Y | Y | Y
Vintage1998 | petroleum | TRUE | 3137 | Cascade Municipal Utilities | 1129 | Cascade | IA | Dubuque | 3A | Petroleum Liquids | IC |  | S | X | X |  |  | 1.8 | 0.8 | 1.8 | 1.8 | 0.5 | N |  |  | SB | Y | 1 | 1998 |  |  | N | Electric Utility | 1 | X | DFO | [9 empty] | N | N |  | 1H | [20 empty] | N |  |  | N | N | N
Vintage1951 | petroleum | TRUE | 3137 | Cascade Municipal Utilities | 1129 | Cascade | IA | Dubuque | 4 | Petroleum Liquids | IC |  | S | X | X |  |  | 0.7 | 0.8 | 0.5 | 0.5 | 0.1 | N |  |  | SB | Y | 4 | 1951 |  |  | N | Electric Utility | 1 | X | DFO | [9 empty] | N | N | 0 | 1H | [20 empty] | N |  |  | N | N | N
Vintage2020 | petroleum | TRUE | 3137 | Cascade Municipal Utilities | 1129 | Cascade | IA | Dubuque | 6 | Petroleum Liquids | IC |  | S | X | X |  |  | 2 | 0.8 | 1.9 | 1.9 | 0.5 | N |  |  | SB | Y | 1 | 2020 |  |  | N | Electric Utility | 1 | X | DFO | [9 empty] | N | N | 0 | 1H | [20 empty] | N |  |  | N | N | N
Vintage1968 | natural gas peaker | TRUE | 3203 | Cedar Falls Utilities | 1130 | Gas Turbine (IA) | IA | Black Hawk | 1 | Natural Gas Fired Combustion Turbine | GT |  | S | X | X | MEC.CFU | MEC.CFU | 19.6 | 0.85 | 17.6 | 17.6 | 5 | N |  |  | OP | X | 1 | 1968 |  |  | N | Electric Utility | 1 | X | NG | DFO | [8 empty] | N | N |  | 1H | [23 empty] | Y | Y | Y
Vintage2000 | natural gas peaker | TRUE | 3203 | Cedar Falls Utilities | 1130 | Gas Turbine (IA) | IA | Black Hawk | 2 | Natural Gas Fired Combustion Turbine | GT |  | S | X | X |  |  | 23.8 | 0.85 | 22.7 | 22.7 | 10 | N |  |  | OP | X | 9 | 2000 |  |  | N | Electric Utility | 1 | X | NG | DFO | [8 empty] | N | N |  | 1H | [23 empty] | Y | Y | N
Vintage1963 | natural gas steam turbine | TRUE | 3203 | Cedar Falls Utilities | 1131 | Streeter Station | IA | Black Hawk | 6 | Natural Gas Steam Turbine | ST |  | S | X | X | MEC.CFU | MEC.CFU | 16.5 | 0.85 | 19.4 | 19.4 | 5 | N |  |  | OP | X | 9 | 1963 |  |  | N | Electric Utility | 1 | X | NG | BIT | WDS | OBS | AB |  | NG | BIT |  |  | N | N |  | 12H |  | N | Y |  | Y | [18 empty] | Y | Y | N
Vintage1973 | natural gas steam turbine | TRUE | 3203 | Cedar Falls Utilities | 1131 | Streeter Station | IA | Black Hawk | 7 | Natural Gas Steam Turbine | ST |  | S | X | X |  |  | 35 | 0.9 | 36.2 | 36.2 | 6 | N |  |  | OP | X | 6 | 1973 |  |  | N | Electric Utility | 1 | X | NG | BIT |  |  |  |  | NG | BIT |  |  | N | N |  | 12H |  | Y |  |  | Y | [18 empty] | Y | Y | N
Vintage2003 | petroleum | TRUE | 3900 | City of Coggon - (IA) | 1132 | Coggon | IA | Linn | IC5 | Petroleum Liquids | IC |  | S | X | X |  |  | 2 | 0.8 | 1.8 | 1.8 | 0.6 | N |  |  | OP | X | 6 | 2003 |  |  | N | Electric Utility | 1 | X | DFO | [9 empty] | N | N |  | 10M | [23 empty] | N | N | N
Vintage1975 | petroleum | TRUE | 4375 | City of Corning - (IA) | 1134 | Corning | IA | Adams | 5 | Petroleum Liquids | IC |  | S | X | X | ALTW.ALTW | ALTW.ALTW | 2.8 | 0.9 | 2.8 | 2.8 | 0.1 | N |  |  | SB | Y | 6 | 1975 |  |  | N | Electric Utility | 1 | X | DFO | [9 empty] | N | N |  | 1H | [23 empty] | N
Vintage2006 | petroleum | TRUE | 4375 | City of Corning - (IA) | 1134 | Corning | IA | Adams | 6 | Petroleum Liquids | IC |  | S | X | X | ALTW.ALTW | ALTW.ALTW | 2 | 0.9 | 2 | 2 | 0.1 | N |  |  | SB | Y | 3 | 2006 |  |  | N | Electric Utility | 1 | X | DFO | [9 empty] | N |  |  | 1H | [23 empty] | N
Vintage2006 | petroleum | TRUE | 4375 | City of Corning - (IA) | 1134 | Corning | IA | Adams | 7 | Petroleum Liquids | IC |  | S | X | X | ALTW.ALTW | ALTW.ALTW | 2 | 0.9 | 2 | 2 | 0.1 | N |  |  | SB | Y | 3 | 2006 |  |  | N | Electric Utility | 1 | X | DFO | [9 empty] | N | N |  | 1H | [23 empty] | N
Vintage2000 | petroleum | TRUE | 4919 | City of Dayton - (IA) | 1135 | Dayton (IA) | IA | Webster | 5 | Petroleum Liquids | IC |  | S | X | X |  |  | 1.8 | 0.8 | 1.8 | 1.8 | 0.5 | N |  |  | OP | X | 10 | 2000 |  |  | N | Electric Utility | 1 | X | DFO | [9 empty] | N | N |  | 10M | [23 empty] | N | N | N
Vintage1946 | petroleum | TRUE | 5998 | City of Estherville - (IA) | 1137 | Estherville | IA | Emmet | 2 | Petroleum Liquids | IC |  | S | X | X |  |  | 1.6 | 0.8 | 1.1 | 1.1 | 1 | N |  |  | OP | X | 12 | 1946 |  |  | N | Electric Utility | 1 | X | DFO | [9 empty] | N | N | [25 empty] | N | N | N
Vintage1960 | natural gas peaker | TRUE | 5998 | City of Estherville - (IA) | 1137 | Estherville | IA | Emmet | 3 | Natural Gas Internal Combustion Engine | IC |  | S | X | X |  |  | 3 | 0.8 | 2.7 | 2.8 | 2 | N |  |  | OP | X | 6 | 1960 |  |  | N | Electric Utility | 1 | X | NG | DFO | [8 empty] | N | N | [25 empty] | Y | N | Y
Vintage1969 | natural gas peaker | TRUE | 5998 | City of Estherville - (IA) | 1137 | Estherville | IA | Emmet | 4 | Natural Gas Internal Combustion Engine | IC |  | S | X | X |  |  | 4 | 0.8 | 3.6 | 3.6 | 2 | N |  |  | OP | X | 6 | 1969 |  |  | N | Electric Utility | 1 | X | NG | DFO | [8 empty] | N | N | [25 empty] | Y | N | Y
Vintage1969 | natural gas peaker | TRUE | 5998 | City of Estherville - (IA) | 1137 | Estherville | IA | Emmet | 5 | Natural Gas Internal Combustion Engine | IC |  | S | X | X |  |  | 4 | 0.8 | 3.6 | 3.6 | 2 | N |  |  | OP | X | 1 | 1969 |  |  | N | Electric Utility | 1 | X | NG | DFO | [8 empty] | N | N | [25 empty] | Y | N | Y
Vintage1960 | natural gas peaker | TRUE | 5998 | City of Estherville - (IA) | 1137 | Estherville | IA | Emmet | 7 | Natural Gas Internal Combustion Engine | IC |  | S | X | X |  |  | 3 | 0.8 | 2.7 | 2.8 | 2 | N |  |  | OP | X | 1 | 1960 |  |  | N | Electric Utility | 1 | X | NG | DFO | [8 empty] | N | N | [25 empty] | Y | N | Y
Vintage1958 | petroleum | TRUE | 6579 | City of Forest City- (IA) | 1138 | Forest City Light Plant | IA | Winnebago | 1 | Petroleum Liquids | IC |  | S | X | X |  |  | 1.2 | 0.98 | 1.3 | 1.3 | 0.9 | N |  |  | OP | X | 1 | 1958 |  |  | N | Electric Utility | 1 | X | DFO | [9 empty] | N | N |  | 1H | [23 empty] | N | N | N
Vintage1965 | petroleum | TRUE | 6579 | City of Forest City- (IA) | 1138 | Forest City Light Plant | IA | Winnebago | 2 | Petroleum Liquids | IC |  | S | X | X |  |  | 2.7 | 0.98 | 2.2 | 2.2 | 1.7 | N |  |  | OP | X | 1 | 1965 |  |  | N | Electric Utility | 1 | X | DFO | [9 empty] | N | N |  | 1H | [23 empty] | N | N | N
Vintage1968 | petroleum | TRUE | 6579 | City of Forest City- (IA) | 1138 | Forest City Light Plant | IA | Winnebago | 3 | Petroleum Liquids | IC |  | S | X | X |  |  | 3.5 | 0.98 | 3.3 | 3.3 | 2.6 | N |  |  | OP | X | 1 | 1968 |  |  | N | Electric Utility | 1 | X | DFO | [9 empty] | N | N |  | 1H | [23 empty] | N | N | N
Vintage1976 | petroleum | TRUE | 6579 | City of Forest City- (IA) | 1138 | Forest City Light Plant | IA | Winnebago | 4 | Petroleum Liquids | IC |  | S | X | X |  |  | 6.3 | 0.98 | 6.1 | 6.1 | 4.7 | N |  |  | OP | X | 1 | 1976 |  |  | N | Electric Utility | 1 | X | DFO | [9 empty] | N | N |  | 1H | [23 empty] | N | N | N
Vintage1950 | petroleum | TRUE | 6579 | City of Forest City- (IA) | 1138 | Forest City Light Plant | IA | Winnebago | 5 | Petroleum Liquids | IC |  | S | X | X |  |  | 0.7 | 0.98 | 0.7 | 0.7 | 0.5 | N |  |  | OP | X | 1 | 1950 |  |  | N | Electric Utility | 1 | X | DFO | [9 empty] | N | N |  | 1H | [23 empty] | N | N | N
Vintage2000 | petroleum | TRUE | 6579 | City of Forest City- (IA) | 1138 | Forest City Light Plant | IA | Winnebago | 6 | Petroleum Liquids | IC |  | S | X | X |  |  | 7.6 | 0.98 | 7.6 | 7.6 | 0.6 | N |  |  | OP | X | 4 | 2000 |  |  | N | Electric Utility | 1 | X | DFO | [9 empty] | N | N |  | 1H | [23 empty] | N | N | N
Vintage2013 | petroleum | TRUE | 7424 | Gowrie Municipal Utilities | 1141 | Gowrie | IA | Webster | 3 | Petroleum Liquids | IC |  | S | X | X |  |  | 2.5 | 0.8 | 2.2 | 2.2 | 0.4 | N |  |  | OP | X | 1 | 2013 |  |  | N | Electric Utility | 1 | X | DFO | [9 empty] | N | N | 0 | 10M | [23 empty] | N | N | N
Vintage1957 | petroleum | TRUE | 7443 | City of Graettinger - (IA) | 1142 | Graettinger | IA | Palo Alto | 4 | Petroleum Liquids | IC |  | S | X | X |  |  | 0.5 | 0.8 | 0.5 | 0.5 | 0.5 | N |  |  | OP | X | 8 | 1957 |  |  | N | Electric Utility | 1 | X | DFO | [9 empty] | N |  |  | 1H | [23 empty] | N
Vintage1990 | petroleum | TRUE | 7443 | City of Graettinger - (IA) | 1142 | Graettinger | IA | Palo Alto | 5 | Petroleum Liquids | IC |  | S | X | X |  |  | 1.1 | 0.8 | 1.1 | 1.1 | 0.8 | N |  |  | OP | X | 12 | 1990 |  |  | N | Electric Utility | 1 | X | DFO | [9 empty] | N |  |  | 1H | [23 empty] | N
Vintage2002 | petroleum | TRUE | 7443 | City of Graettinger - (IA) | 1142 | Graettinger | IA | Palo Alto | 6 | Petroleum Liquids | IC |  | S | X | X |  |  | 2 | 0.8 | 2 | 2 | 0.8 | N |  |  | OP | X | 2 | 2002 |  |  | N | Electric Utility | 1 | X | DFO | [9 empty] | N |  |  | 10M | [23 empty] | N
Vintage1994 | petroleum | TRUE | 7486 | City of Grand Junction - (IA) | 1143 | Grand Junction | IA | Greene | 2 | Petroleum Liquids | IC |  | S | X | X |  |  | 1.7 | 1 | 1.7 | 1.7 | 1 | N |  |  | OP | X | 12 | 1994 |  |  | N | Electric Utility | 1 | X | DFO | [12 empty] | 1H | [23 empty] | N | N | N
Vintage1963 | petroleum | TRUE | 7743 | Grundy Center Mun Light & Power | 1145 | Grundy Center City Light Plant | IA | Grundy | IC1 | Petroleum Liquids | IC |  | S | X | X |  |  | 2.2 | 0.8 | 2.2 | 2.2 | 2.2 | N |  |  | OP | X | 11 | 1963 |  |  | N | Electric Utility | 1 | X | DFO | NG | [8 empty] | N | N |  | 1H | [23 empty] | Y | N | Y
Vintage1972 | petroleum | TRUE | 7743 | Grundy Center Mun Light & Power | 1145 | Grundy Center City Light Plant | IA | Grundy | IC2 | Petroleum Liquids | IC |  | S | X | X |  |  | 3.5 | 0.8 | 3.5 | 3.5 | 3.5 | N |  |  | OP | X | 3 | 1972 |  |  | N | Electric Utility | 1 | X | DFO | NG | [8 empty] | N | N |  | 1H | [23 empty] | Y | N | Y
Vintage1990 | petroleum | TRUE | 7743 | Grundy Center Mun Light & Power | 1145 | Grundy Center City Light Plant | IA | Grundy | IC3 | Petroleum Liquids | IC |  | S | X | X |  |  | 3 | 0.8 | 3 | 3 | 3 | N |  |  | OP | X | 10 | 1990 |  |  | N | Electric Utility | 1 | X | DFO | NG | [8 empty] | N | N |  | 1H | [23 empty] | Y | N | Y
Vintage2001 | petroleum | TRUE | 8122 | Harlan Municipal Utilities - (IA) | 1146 | Harlan | IA | Shelby | HMU1 | Petroleum Liquids | IC |  | S | X | X |  |  | 1.7 | 0.99 | 1.6 | 1.6 | 0.1 | N |  |  | SB | Y | 7 | 2001 |  |  | N | Electric Utility | 1 | X | DFO | [9 empty] | N | N |  | 1H | [23 empty] | N | N | N
Vintage2001 | petroleum | TRUE | 8122 | Harlan Municipal Utilities - (IA) | 1146 | Harlan | IA | Shelby | HMU2 | Petroleum Liquids | IC |  | S | X | X |  |  | 1.7 | 0.99 | 1.6 | 1.6 | 0.1 | N |  |  | SB | Y | 7 | 2001 |  |  | N | Electric Utility | 1 | X | DFO | [9 empty] | N | N |  | 1H | [23 empty] | N | N | N
Vintage1977 | petroleum | TRUE | 9275 | Indianola Municipal Utilities | 1150 | Indianola | IA | Warren | 7 | Petroleum Liquids | GT |  | S | X | X |  |  | 20.6 | 1 | 19.4 | 23 | 2.5 | N |  |  | OP | X | 1 | 1977 |  |  | N | Electric Utility | 1 | X | DFO | [9 empty] | N | N |  | 1H | [23 empty] | N | N | N
Vintage2000 | petroleum | TRUE | 9275 | Indianola Municipal Utilities | 1150 | Indianola | IA | Warren | 8 | Petroleum Liquids | GT |  | S | X | X |  |  | 20.3 | 1 | 22.8 | 24 | 2.5 | N |  |  | OP | X | 1 | 2000 |  |  | N | Electric Utility | 1 | X | DFO | [9 empty] | N | N |  | 1H | [23 empty] | N | N | N
Vintage2005 | petroleum | TRUE | 10608 | City of Lake Park - (IA) | 1153 | Lake Park | IA | Dickinson | 3 | Petroleum Liquids | IC |  | S | X | X |  |  | 2 | 0.8 | 2 | 2 | 1.5 | N |  |  | OP | X | 4 | 2005 |  |  | N | Electric Utility | 1 | X | DFO | [9 empty] | N |  |  | 10M | [23 empty] | N | N | N
Vintage2005 | petroleum | TRUE | 10608 | City of Lake Park - (IA) | 1153 | Lake Park | IA | Dickinson | G2 | Petroleum Liquids | IC |  | S | X | X |  |  | 2 | 0.8 | 2 | 2 | 1.5 | N |  |  | OP | X | 5 | 2005 |  |  | N | Electric Utility | 1 | X | DFO | [9 empty] | N |  |  | 10M | [23 empty] | N
Vintage1962 | petroleum | TRUE | 10606 | City of Lake Mills | 1154 | Lake Mills | IA | Winnebago | 4 | Petroleum Liquids | IC |  | S | X | X |  |  | 1.3 | 0.8 | 1.3 | 1.3 | 0.5 | N |  |  | OP | X | 11 | 1962 |  |  | N | Electric Utility | 1 | X | DFO | NG | [8 empty] | N | N |  | 1H | [23 empty] | Y | N | Y
Vintage1979 | petroleum | TRUE | 10606 | City of Lake Mills | 1154 | Lake Mills | IA | Winnebago | 6 | Petroleum Liquids | IC |  | S | X | X |  |  | 5.7 | 0.8 | 5.7 | 5.7 | 2 | N |  |  | OP | X | 3 | 1979 |  |  | N | Electric Utility | 1 | X | DFO | [9 empty] | N | N |  | 1H | [23 empty] | N
Vintage1999 | petroleum | TRUE | 10606 | City of Lake Mills | 1154 | Lake Mills | IA | Winnebago | 7 | Petroleum Liquids | IC |  | S | X | X |  |  | 7.6 | 0.8 | 7.6 | 7.6 | 3 | N |  |  | OP | X | 6 | 1999 |  |  | N | Electric Utility | 1 | X | DFO | [9 empty] | N | N |  | 1H | [23 empty] | N
Vintage1973 | petroleum | TRUE | 10650 | City of Lamoni - (IA) | 1155 | Lamoni Municipal Utilities | IA | Decatur | 1 | Petroleum Liquids | IC |  | S | X | X |  |  | 2.8 | 0.8 | 2.7 | 2.8 | 0 | N |  |  | OP | X | 6 | 1973 |  |  | N | Electric Utility | 1 | X | DFO | NG | [8 empty] | N |  |  | 1H | [23 empty] | Y | N | Y
Vintage1940 | petroleum | TRUE | 10650 | City of Lamoni - (IA) | 1155 | Lamoni Municipal Utilities | IA | Decatur | 2 | Petroleum Liquids | IC |  | S | X | X |  |  | 0.2 | 0.8 | 0.2 | 0.2 | 0 | N |  |  | OP | X | 3 | 1940 |  |  | N | Electric Utility | 1 | X | DFO | [9 empty] | N |  |  | 1H | [23 empty] | N | N | N
Vintage1941 | petroleum | TRUE | 10650 | City of Lamoni - (IA) | 1155 | Lamoni Municipal Utilities | IA | Decatur | 3 | Petroleum Liquids | IC |  | S | X | X |  |  | 0.3 | 0.8 | 0.3 | 0.3 | 0 | N |  |  | OP | X | 8 | 1941 |  |  | N | Electric Utility | 1 | X | DFO | [9 empty] | N |  |  | 1H | [23 empty] | N | N | N
Vintage1948 | petroleum | TRUE | 10650 | City of Lamoni - (IA) | 1155 | Lamoni Municipal Utilities | IA | Decatur | 4 | Petroleum Liquids | IC |  | S | X | X |  |  | 0.6 | 0.8 | 0.6 | 0.6 | 0 | N |  |  | OP | X | 12 | 1948 |  |  | N | Electric Utility | 1 | X | DFO | [9 empty] | N |  |  | 1H | [23 empty] | N | N | N
Vintage1955 | petroleum | TRUE | 10650 | City of Lamoni - (IA) | 1155 | Lamoni Municipal Utilities | IA | Decatur | 5 | Petroleum Liquids | IC |  | S | X | X |  |  | 1.1 | 0.8 | 1.1 | 1.1 | 0 | N |  |  | OP | X | 1 | 1955 |  |  | N | Electric Utility | 1 | X | DFO | NG | [8 empty] | N |  |  | 1H | [23 empty] | Y | N | Y
Vintage1993 | petroleum | TRUE | 10650 | City of Lamoni - (IA) | 1155 | Lamoni Municipal Utilities | IA | Decatur | 6 | Petroleum Liquids | IC |  | S | X | X |  |  | 0.5 | 0.8 | 0.5 | 0.5 | 0 | N |  |  | OP | X | 2 | 1993 |  |  | N | Electric Utility | 1 | X | DFO | [9 empty] | N |  |  | 1H | [23 empty] | N | N | N
Vintage2011 | petroleum | TRUE | 10650 | City of Lamoni - (IA) | 1155 | Lamoni Municipal Utilities | IA | Decatur | 7 | Petroleum Liquids | IC |  | S | X | X |  |  | 2.5 | 0.8 | 2.3 | 2.3 | 0 | N |  |  | OP | X | 5 | 2011 |  |  | N | Electric Utility | 1 | X | DFO | [12 empty] | 10M | [23 empty] | N | N | N
Vintage2011 | petroleum | TRUE | 10650 | City of Lamoni - (IA) | 1155 | Lamoni Municipal Utilities | IA | Decatur | 8 | Petroleum Liquids | IC |  | S | X | X |  |  | 2.5 | 0.8 | 2.3 | 2.3 | 0 | N |  |  | OP | X | 5 | 2011 |  |  | N | Electric Utility | 1 | X | DFO | [12 empty] | 10M | [23 empty] | N | N | N
Vintage2000 | petroleum | TRUE | 10542 | La Porte City Utilities | 1156 | La Porte | IA | Black Hawk | 3A | Petroleum Liquids | IC |  | S | X | X | AMIL.VIN_ALA_P |  | 1.8 | 0.8 | 1.8 | 1.8 | 1.8 | N |  |  | SB | Y | 12 | 2000 |  |  | N | Electric Utility | 1 | X | DFO | [9 empty] | N |  |  | 10M | [23 empty] | N
Vintage2000 | petroleum | TRUE | 10542 | La Porte City Utilities | 1156 | La Porte | IA | Black Hawk | 4A | Petroleum Liquids | IC |  | S | X | X | AMIL.VIN_ALA_P |  | 1.8 | 0.8 | 1.8 | 1.8 | 1.8 | N |  |  | SB | Y | 12 | 2000 |  |  | N | Electric Utility | 1 | X | DFO | [9 empty] | N | N |  | 10M | [23 empty] | N
Vintage2013 | petroleum | TRUE | 10542 | La Porte City Utilities | 1156 | La Porte | IA | Black Hawk | 6 | Petroleum Liquids | IC |  | S | X | X | AMIL.VIN ALA p |  | 1.8 | 0.8 | 1.8 | 1.8 | 1.8 | N |  |  | SB | Y | 7 | 2013 |  |  | N | Electric Utility | 1 | X | DFO | [9 empty] | N | N |  | 10M | [23 empty] | N | N | N
Vintage1952 | petroleum | TRUE | 10769 | City of Laurens - (IA) | 1157 | Laurens | IA | Pocahontas | 3 | Petroleum Liquids | IC |  | S | X | X | WAUECLRMUNLAURENS_RA |  | 0.8 | 0.8 | 0.7 | 0.7 | 0.7 | N |  |  | SB | Y | 7 | 1952 |  |  | N | Electric Utility | 1 | X | DFO | [9 empty] | N | N |  | 1H | [23 empty] | N | N | N
Vintage1951 | petroleum | TRUE | 10769 | City of Laurens - (IA) | 1157 | Laurens | IA | Pocahontas | 4 | Petroleum Liquids | IC |  | S | X | X | WAUECLRMUNLAURENS_RA |  | 0.8 | 0.8 | 0.7 | 0.7 | 0.7 | N |  |  | SB | Y | 7 | 1951 |  |  | N | Electric Utility | 1 | X | DFO | [9 empty] | N | N |  | 1H | [23 empty] | N | N | N
Vintage2013 | petroleum | TRUE | 10769 | City of Laurens - (IA) | 1157 | Laurens | IA | Pocahontas | 5 | Petroleum Liquids | IC |  | S | X | X | WAUECLRMUNLAURENS_RA |  | 2.5 | 0.8 | 2.3 | 2.3 | 2.3 | N |  |  | SB | Y | 4 | 2013 |  |  | N | Electric Utility | 1 | X | DFO | [9 empty] | N | N |  | 1H | [23 empty] | N | N | N
Vintage2013 | petroleum | TRUE | 10769 | City of Laurens - (IA) | 1157 | Laurens | IA | Pocahontas | 6 | Petroleum Liquids | IC |  | S | X | X | WAUECLRMUNLAURENS_RA |  | 2.5 | 0.8 | 2.3 | 2.3 | 2.3 | N |  |  | SB | Y | 4 | 2013 |  |  | N | Electric Utility | 1 | X | DFO | [9 empty] | N | N |  | 1H | [23 empty] | N | N | N
Vintage2013 | petroleum | TRUE | 10769 | City of Laurens - (IA) | 1157 | Laurens | IA | Pocahontas | 7 | Petroleum Liquids | IC |  | S | X | X | WAUECLRMUNLAURENS_RA |  | 2.5 | 0.8 | 2.3 | 2.3 | 2.3 | N |  |  | SB | Y | 4 | 2013 |  |  | N | Electric Utility | 1 | X | DFO | [9 empty] | N | N |  | 1H | [23 empty] | N | N | N
Vintage1948 | petroleum | TRUE | 10908 | City of Lenox - (IA) | 1158 | Lenox | IA | Taylor | 1 | Petroleum Liquids | IC |  | S | X | X | ALTW.ALTW | ALTW.ALTW | 0.3 | 0.8 | 0.3 | 0.3 | 0.1 | N |  |  | SB | Y | 9 | 1948 |  |  | N | Electric Utility | 1 | X | DFO | [9 empty] | N | N |  | 10M | [20 empty] | N |  |  | N | N | N
Vintage1965 | petroleum | TRUE | 10908 | City of Lenox - (IA) | 1158 | Lenox | IA | Taylor | 2 | Petroleum Liquids | IC |  | S | X | X | ALTW.ALTW | ALTW.ALTW | 1.1 | 0.8 | 1.1 | 1.1 | 0.4 | N |  |  | SB | Y | 3 | 1965 |  |  | N | Electric Utility | 1 | X | DFO | [9 empty] | N | N |  | 10M | [20 empty] | N |  |  | N | N | N
Vintage1966 | petroleum | TRUE | 10908 | City of Lenox - (IA) | 1158 | Lenox | IA | Taylor | 3 | Petroleum Liquids | IC |  | S | X | X | ALTW.ALTW | ALTW.ALTW | 0.9 | 0.8 | 0.9 | 0.9 | 0.4 | N |  |  | SB | Y | 3 | 1966 |  |  | N | Electric Utility | 1 | X | DFO | [9 empty] | N | N |  | 10M | [20 empty] | N |  |  | N | N | N
Vintage2001 | petroleum | TRUE | 10908 | City of Lenox - (IA) | 1158 | Lenox | IA | Taylor | 4 | Petroleum Liquids | IC |  | S | X | X | ALTW.ALTW | ALTW.ALTW | 1.8 | 0.8 | 1.7 | 1.8 | 1.3 | N |  |  | SB | Y | 10 | 2001 |  |  | N | Electric Utility | 1 | X | DFO | [9 empty] | N | N |  | 10M | [20 empty] | N |  |  | N | N | N
Vintage2016 | petroleum | TRUE | 10908 | City of Lenox - (IA) | 1158 | Lenox | IA | Taylor | 5 | Petroleum Liquids | IC |  | S | X | X | ALTW.ALTW | ALTW.ALTW | 2 | 0.8 | 1.8 | 1.8 | 1.3 | N |  |  | SB | Y | 2 | 2016 |  |  | N | Electric Utility | 1 | X | DFO | [9 empty] | N | N |  | 10M | [20 empty] | N |  |  | N | N | N
Vintage1928 | petroleum | TRUE | 11581 | City of Manning | 1160 | Manning | IA | Carroll | 1 | Petroleum Liquids | IC |  | S | X | X |  |  | 0.2 | 0.8 | 0.2 | 0.2 | 0.2 | N |  |  | SB | Y | 3 | 1928 |  |  | N | Electric Utility | 1 | X | DFO | [9 empty] | N | N |  | 1H | [23 empty] | N
Vintage1928 | petroleum | TRUE | 11581 | City of Manning | 1160 | Manning | IA | Carroll | 2 | Petroleum Liquids | IC |  | S | X | X |  |  | 0.2 | 0.8 | 0.2 | 0.2 | 0.2 | N |  |  | SB | Y | 3 | 1928 |  |  | N | Electric Utility | 1 | X | DFO | [9 empty] | N | N |  | 1H | [23 empty] | N
Vintage1949 | petroleum | TRUE | 11581 | City of Manning | 1160 | Manning | IA | Carroll | 4 | Petroleum Liquids | IC |  | S | X | X |  |  | 0.6 | 0.8 | 0.6 | 0.6 | 0.2 | N |  |  | SB | Y | 7 | 1949 |  |  | N | Electric Utility | 1 | X | DFO | [9 empty] | N | N |  | 1H | [23 empty] | N
Vintage2012 | petroleum | TRUE | 11581 | City of Manning | 1160 | Manning | IA | Carroll | M1 | Petroleum Liquids | IC |  | S | X | X |  |  | 2.3 | 0.8 | 2.3 | 2.3 | 0.2 | N |  |  | OP | X | 4 | 2012 |  |  | N | Electric Utility | 1 | X | DFO | [9 empty] | N | N |  | 1H | [23 empty] | N | N
Vintage2012 | petroleum | TRUE | 11581 | City of Manning | 1160 | Manning | IA | Carroll | M2 | Petroleum Liquids | IC |  | S | X | X |  |  | 2.3 | 0.8 | 2.3 | 2.3 | 0.2 | N |  |  | OP | X | 4 | 2012 |  |  | N | Electric Utility | 1 | X | DFO | [9 empty] | N | N |  | 1H | [23 empty] | N | N
Vintage2012 | petroleum | TRUE | 11581 | City of Manning | 1160 | Manning | IA | Carroll | M3 | Petroleum Liquids | IC |  | S | X | X |  |  | 2.3 | 0.8 | 2.3 | 2.3 | 0.2 | N |  |  | OP | X | 4 | 2012 |  |  | N | Electric Utility | 1 | X | DFO | [10 empty] | N |  | 1H | [23 empty] | N | N
Vintage2004 | natural gas peaker | TRUE | 11611 | City of Maquoketa - (IA) | 1162 | Maquoketa 1 | IA | Jackson | 1A | Natural Gas Internal Combustion Engine | IC |  | S | X | X |  |  | 3.1 | 0.95 | 2.8 | 3 | 1.5 | N |  |  | SB | Y | 6 | 2004 |  |  | N | Electric Utility | 1 | X | NG | DFO | [8 empty] | N | N |  | 1H | [23 empty] | Y | Y | Y
Vintage2004 | natural gas peaker | TRUE | 11611 | City of Maquoketa - (IA) | 1162 | Maquoketa 1 | IA | Jackson | 2A | Natural Gas Internal Combustion Engine | IC |  | S | X | X |  |  | 3.1 | 0.95 | 2.8 | 3 | 1.5 | N |  |  | SB | Y | 6 | 2004 |  |  | N | Electric Utility | 1 | X | NG | DFO | [8 empty] | N | N |  | 1H | [23 empty] | Y | Y | Y
Vintage1969 | natural gas peaker | TRUE | 11611 | City of Maquoketa - (IA) | 1162 | Maquoketa 1 | IA | Jackson | 3 | Natural Gas Internal Combustion Engine | IC |  | S | X | X |  |  | 2.1 | 0.95 | 1.8 | 1.9 | 1 | N |  |  | SB | Y | 10 | 1969 |  |  | N | Electric Utility | 1 | X | NG | DFO | [8 empty] | N | N |  | 1H | [23 empty] | Y | Y | Y
Vintage1999 | petroleum | TRUE | 11611 | City of Maquoketa - (IA) | 1162 | Maquoketa 1 | IA | Jackson | 4A | Petroleum Liquids | IC |  | S | X | X |  |  | 1.8 | 0.95 | 1.7 | 1.7 | 0.9 | N |  |  | SB | Y | 7 | 1999 |  |  | N | Electric Utility | 1 | X | DFO | [9 empty] | N | N |  | 10M | [23 empty] | N |  | N
Vintage1956 | natural gas peaker | TRUE | 11611 | City of Maquoketa - (IA) | 1162 | Maquoketa 1 | IA | Jackson | 5 | Natural Gas Internal Combustion Engine | IC |  | S | X | X |  |  | 1.7 | 0.95 | 1.4 | 1.5 | 0.7 | N |  |  | SB | Y | 6 | 1956 |  |  | N | Electric Utility | 1 | X | NG | DFO | [8 empty] | N | N |  | 1H | [23 empty] | Y | Y | Y
Vintage1962 | natural gas peaker | TRUE | 11611 | City of Maquoketa - (IA) | 1162 | Maquoketa 1 | IA | Jackson | 6 | Natural Gas Internal Combustion Engine | IC |  | S | X | X |  |  | 2.5 | 0.95 | 2.1 | 2.2 | 1 | N |  |  | SB | Y | 11 | 1962 |  |  | N | Electric Utility | 1 | X | NG | DFO | [8 empty] | N | N |  | 1H | [23 empty] | Y | Y | Y
Vintage1982 | natural gas peaker | TRUE | 11611 | City of Maquoketa - (IA) | 1162 | Maquoketa 1 | IA | Jackson | 7 | Natural Gas Internal Combustion Engine | IC |  | S | X | X |  |  | 6.5 | 0.95 | 6 | 6.1 | 3 | N |  |  | SB | Y | 9 | 1982 |  |  | N | Electric Utility | 1 | X | NG | DFO | [8 empty] | N | N |  | 1H | [23 empty] | Y | Y | Y
Vintage1996 | petroleum | TRUE | 11611 | City of Maquoketa - (IA) | 1162 | Maquoketa 1 | IA | Jackson | 8 | Petroleum Liquids | IC |  | S | X | X |  |  | 1.8 | 0.95 | 1.7 | 1.7 | 0.9 | N |  |  | SB | Y | 9 | 1996 |  |  | N | Electric Utility | 1 | X | DFO | [9 empty] | N | N |  | 10M | [23 empty] | N | N | N
Vintage2000 | petroleum | TRUE | 11611 | City of Maquoketa - (IA) | 1162 | Maquoketa 1 | IA | Jackson | 9 | Petroleum Liquids | IC |  | S | X | X |  |  | 1.8 | 0.95 | 1.7 | 1.7 | 0.9 | N |  |  | SB | Y | 7 | 2000 |  |  | N | Electric Utility | 1 | X | DFO | [9 empty] | N | N |  | 10M | [23 empty] | N | N | N
Vintage1977 | petroleum | TRUE | 12114 | City of McGregor- (IA) | 1163 | McGregor | IA | Clayton | 1 | Petroleum Liquids | IC |  | S | X | X |  |  | 1.2 | 0.8 | 1.2 | 1.2 | 0.6 | N |  |  | OP | X | 10 | 1977 |  |  | N | Electric Utility | 1 | X | DFO | [9 empty] | N | N |  | 1H | [23 empty] | N | N | N
Vintage1941 | petroleum | TRUE | 12114 | City of McGregor- (IA) | 1163 | McGregor | IA | Clayton | 2 | Petroleum Liquids | IC |  | S | X | X |  |  | 0.3 | 0.8 | 0.3 | 0.3 | 0.1 | N |  |  | OP | X | 12 | 1941 |  |  | N | Electric Utility | 1 | X | DFO | [10 empty] | N |  | 1H | [23 empty] | N | N | N
Vintage1954 | petroleum | TRUE | 12541 | City of Milford - (IA) | 1164 | Milford | IA | Dickinson | 1 | Petroleum Liquids | IC |  | S | X | X | WAUEMLFRDTCBUNMILFORD | WAUE.NMCA.MILFORD | 0.6 | 0.8 | 0.6 | 0.6 | 0.6 | N |  |  | OP | X | 1 | 1954 |  |  | N | Electric Utility | 1 | X | DFO | [9 empty] | N | N |  | 1H |  | N | [18 empty] | N |  |  | N | N | N
Vintage1949 | petroleum | TRUE | 12541 | City of Milford - (IA) | 1164 | Milford | IA | Dickinson | 4 | Petroleum Liquids | IC |  | S | X | X | WAUEMLFRDTCBUNMILFORD | WAUE.NMCA.MILFORD | 0.5 | 0.8 | 0.5 | 0.5 | 0.5 | N |  |  | OP | X | 1 | 1949 |  |  | N | Electric Utility | 1 | X | DFO | [9 empty] | N | N |  | 1H | [20 empty] | N |  |  | N | N | N
Vintage1997 | petroleum | TRUE | 12541 | City of Milford - (IA) | 1164 | Milford | IA | Dickinson | 5 | Petroleum Liquids | IC |  | S | X | X | WAUEMLFDTCBUNMILFORD | WAUE.NMCA.MILFORD | 1.8 | 0.8 | 1.8 | 1.8 | 1.8 | N |  |  | OP | X | 5 | 1997 |  |  | N | Electric Utility | 1 | X | DFO | [9 empty] | N | N |  | 1H | [20 empty] | N |  |  | N | N | N
Vintage1997 | petroleum | TRUE | 12541 | City of Milford - (IA) | 1164 | Milford | IA | Dickinson | 6 | Petroleum Liquids | IC |  | S | X | X | WAUEMLFRDTCBUNMILFORD | WAUE.NMCA.MILFORD | 1.8 | 0.8 | 1.8 | 1.8 | 1.8 | N |  |  | OP | X | 5 | 1997 |  |  | N | Electric Utility | 1 | X | DFO | [9 empty] | N | N |  | 1H | [20 empty] | N |  |  | N | N | N
Vintage1997 | petroleum | TRUE | 12541 | City of Milford - (IA) | 1164 | Milford | IA | Dickinson | 7 | Petroleum Liquids | IC |  | S | X | X | WAUEMLFRDTCBUNMILFORD | WAUE.NMCA.MILFORD | 1.8 | 0.8 | 1.8 | 1.8 | 1.8 | N |  |  | OP | X | 5 | 1997 |  |  | N | Electric Utility | 1 | X | DFO | [9 empty] | N | N |  | 1H | [20 empty] | N |  |  | N | N | N
Vintage1940 | petroleum | TRUE | 12839 | City of Montezuma - (IA) | 1165 | Montezuma | IA | Poweshiek | 1 | Petroleum Liquids | IC |  | S | X | X |  |  | 0.2 | 1 | 0.2 | 0.2 | 0.1 | N |  |  | SB | Y | 8 | 1940 |  |  | N | Electric Utility | 1 | X | DFO | [9 empty] | N | N |  | 1H | [23 empty] | N
Vintage2003 | petroleum | TRUE | 12839 | City of Montezuma - (IA) | 1165 | Montezuma | IA | Poweshiek | 10 | Petroleum Liquids | IC |  | S | X | X |  |  | 0.2 | 1 | 0.2 | 0.2 | 0.1 | N |  |  | SB | Y | 6 | 2003 |  |  | N | Electric Utility | 1 | X | DFO | [9 empty] | N | N |  | 1H | [23 empty] | N
Vintage1947 | petroleum | TRUE | 12839 | City of Montezuma - (IA) | 1165 | Montezuma | IA | Poweshiek | 4 | Petroleum Liquids | IC |  | S | X | X |  |  | 0.5 | 1 | 0.5 | 0.5 | 0.4 | N |  |  | SB | Y | 8 | 1947 |  |  | N | Electric Utility | 1 | X | DFO | [9 empty] | N | N |  | 1H | [23 empty] | N
Vintage1959 | petroleum | TRUE | 12839 | City of Montezuma - (IA) | 1165 | Montezuma | IA | Poweshiek | 5 | Petroleum Liquids | IC |  | S | X | X |  |  | 1.1 | 1 | 1 | 1.1 | 1 | N |  |  | SB | Y | 8 | 1959 |  |  | N | Electric Utility | 1 | X | DFO | [9 empty] | N | N |  | 1H | [23 empty] | N
Vintage1967 | natural gas peaker | TRUE | 12839 | City of Montezuma - (IA) | 1165 | Montezuma | IA | Poweshiek | 6 | Natural Gas Internal Combustion Engine | IC |  | S | X | X |  |  | 1.7 | 1 | 1.6 | 1.7 | 1.2 | N |  |  | SB | Y | 8 | 1967 |  |  | N | Electric Utility | 1 | X | NG | DFO | [8 empty] | N |  |  | 1H | [23 empty] | Y | Y | Y
Vintage1974 | natural gas peaker | TRUE | 12839 | City of Montezuma - (IA) | 1165 | Montezuma | IA | Poweshiek | 7 | Natural Gas Internal Combustion Engine | IC |  | S | X | X |  |  | 2.5 | 1 | 2.5 | 2.5 | 1.5 | N |  |  | SB | Y | 8 | 1974 |  |  | N | Electric Utility | 1 | X | NG | DFO | [8 empty] | N | N |  | 1H | [23 empty] | Y | Y | Y
Vintage1998 | petroleum | TRUE | 12839 | City of Montezuma - (IA) | 1165 | Montezuma | IA | Poweshiek | 8 | Petroleum Liquids | IC |  | S | X | X |  |  | 1.8 | 1 | 1.8 | 1.8 | 1.4 | N |  |  | SB | Y | 6 | 1998 |  |  | N | Electric Utility | 1 | X | DFO | [9 empty] | N | N |  | 10M | [23 empty] | N
Vintage2000 | petroleum | TRUE | 12839 | City of Montezuma - (IA) | 1165 | Montezuma | IA | Poweshiek | 9 | Petroleum Liquids | IC |  | S | X | X |  |  | 1.8 | 1 | 1.8 | 1.8 | 1.4 | N |  |  | SB | Y | 6 | 2000 |  |  | N | Electric Utility | 1 | X | DFO | [9 empty] | N | N |  | 10M | [23 empty] | N
Vintage2002 | petroleum | TRUE | 13038 | City of Mt Pleasant - (IA) | 1166 | Mt Pleasant | IA | Henry | 1 | Petroleum Liquids | IC |  | S | X | X | AMIL.HEN_AMT_P | AMIL.HEN_AMT_P | 2 | 0.8 | 2 | 2 | 0.1 | N |  |  | SB | Y | 2 | 2002 |  |  | N | Electric Utility | 1 | X | DFO | [5 empty] | DFO |  |  |  | N | N | 0 | 10M | [20 empty] | N |  |  | N | N | N
Vintage2002 | petroleum | TRUE | 13038 | City of Mt Pleasant - (IA) | 1166 | Mt Pleasant | IA | Henry | 10 | Petroleum Liquids | IC |  | S | X | X | AMIL.HEN_AMT_P | AMIL.HEN_AMT_P | 2 | 0.8 | 2 | 2 | 0.1 | N |  |  | SB | Y | 2 | 2002 |  |  | N | Electric Utility | 1 | X | DFO | [5 empty] | DFO |  |  |  | N | N |  | 10M | [20 empty] | N |  |  | N | N | N
Vintage2002 | petroleum | TRUE | 13038 | City of Mt Pleasant - (IA) | 1166 | Mt Pleasant | IA | Henry | 11 | Petroleum Liquids | IC |  | S | X | X | AMIL.HEN_AMT_P | AMIL.HEN_AMT_P | 2 | 0.8 | 2 | 2 | 0.1 | N |  |  | SB | Y | 2 | 2002 |  |  | N | Electric Utility | 1 | X | DFO | [5 empty] | DFO |  |  |  | N | N |  | 10M | [20 empty] | N |  |  | N | N | N
Vintage2002 | petroleum | TRUE | 13038 | City of Mt Pleasant - (IA) | 1166 | Mt Pleasant | IA | Henry | 12 | Petroleum Liquids | IC |  | S | X | X | AMIL.HEN_AMT_P | AMIL.HEN_AMT_P | 2 | 0.8 | 2 | 2 | 0.1 | N |  |  | SB | Y | 2 | 2002 |  |  | N | Electric Utility | 1 | X | DFO | [5 empty] | DFO |  |  |  | N | N |  | 10M | [20 empty] | N |  |  | N | N | N
Vintage2002 | petroleum | TRUE | 13038 | City of Mt Pleasant - (IA) | 1166 | Mt Pleasant | IA | Henry | 2 | Petroleum Liquids | IC |  | S | X | X | AMIL.HEN_AMT_P | AMIL.HEN_AMT_P | 2 | 0.8 | 2 | 2 | 0.1 | N |  |  | SB | Y | 2 | 2002 |  |  | N | Electric Utility | 1 | X | DFO | [5 empty] | DFO |  |  |  | N | N |  | 10M | [20 empty] | N |  |  | N | N | N
Vintage2002 | petroleum | TRUE | 13038 | City of Mt Pleasant - (IA) | 1166 | Mt Pleasant | IA | Henry | 3 | Petroleum Liquids | IC |  | S | X | X | AMIL.HEN_AMT_P | AMIL.HEN_AMT_P | 2 | 0.8 | 2 | 2 | 0.1 | N |  |  | SB | Y | 2 | 2002 |  |  | N | Electric Utility | 1 | X | DFO | [5 empty] | DFO |  |  |  | N | N |  | 10M | [20 empty] | N |  |  | N | N | N
Vintage2002 | petroleum | TRUE | 13038 | City of Mt Pleasant - (IA) | 1166 | Mt Pleasant | IA | Henry | 4A | Petroleum Liquids | IC |  | S | X | X | AMIL.HEN_AMT_P | AMIL.HEN_AMT_P | 2 | 0.8 | 2 | 2 | 0.1 | N |  |  | SB | Y | 2 | 2002 |  |  | N | Electric Utility | 1 | X | DFO | [5 empty] | DFO |  |  |  | N | N |  | 10M | [20 empty] | N |  |  | N | N | N
Vintage2002 | petroleum | TRUE | 13038 | City of Mt Pleasant - (IA) | 1166 | Mt Pleasant | IA | Henry | 5A | Petroleum Liquids | IC |  | S | X | X | AMIL.HEN_AMT_P | AMIL.HEN_AMT_P | 2 | 0.8 | 2 | 2 | 0.1 | N |  |  | SB | Y | 2 | 2002 |  |  | N | Electric Utility | 1 | X | DFO | [5 empty] | DFO |  |  |  | N | N |  | 10M | [20 empty] | N |  |  | N | N | N
Vintage2002 | petroleum | TRUE | 13038 | City of Mt Pleasant - (IA) | 1166 | Mt Pleasant | IA | Henry | 6 | Petroleum Liquids | IC |  | S | X | X | AMIL.HEN_AMT_P | AMIL.HEN_AMT_P | 2 | 0.8 | 2 | 2 | 0.1 | N |  |  | SB | Y | 2 | 2002 |  |  | N | Electric Utility | 1 | X | DFO | [5 empty] | DFO |  |  |  | N | N |  | 10M | [20 empty] | N |  |  | N | N | N
Vintage2002 | petroleum | TRUE | 13038 | City of Mt Pleasant - (IA) | 1166 | Mt Pleasant | IA | Henry | 7 | Petroleum Liquids | IC |  | S | X | X | AMIL.HEN_AMT_P | AMIL.HEN_AMT_P | 2 | 0.8 | 2 | 2 | 0.1 | N |  |  | SB | Y | 2 | 2002 |  |  | N | Electric Utility | 1 | X | DFO | [5 empty] | DFO |  |  |  | N | N |  | 10M | [20 empty] | N |  |  | N | N | N
Vintage2002 | petroleum | TRUE | 13038 | City of Mt Pleasant - (IA) | 1166 | Mt Pleasant | IA | Henry | 8 | Petroleum Liquids | IC |  | S | X | X | AMIL.HEN_AMT_P | AMIL.HEN_AMT_P | 2 | 0.8 | 2 | 2 | 0.1 | N |  |  | SB | Y | 2 | 2002 |  |  | N | Electric Utility | 1 | X | DFO | [5 empty] | DFO |  |  |  | N | N |  | 10M | [20 empty] | N |  |  | N | N | N
Vintage2002 | petroleum | TRUE | 13038 | City of Mt Pleasant - (IA) | 1166 | Mt Pleasant | IA | Henry | 9 | Petroleum Liquids | IC |  | S | X | X | AMIL.HEN_AMT_P | AMIL.HEN_AMT_P | 2 | 0.8 | 2 | 2 | 0.1 | N |  |  | SB | Y | 2 | 2002 |  |  | N | Electric Utility | 1 | X | DFO | [5 empty] | DFO |  |  |  | N | N |  | 10M | [20 empty] | N |  |  | N | N | N
Vintage1958 | hard coal | TRUE | 13143 | Board of Water Electric & Communications | 1167 | Muscatine Plant #1 | IA | Muscatine | 7 | Conventional Steam Coal | ST |  | S | X | X | MPW.UNIT_7 | MPW.UNIT_9 | 25 | 0.85 | 20.1 | 20.1 | 6 | N |  |  | OP | X | 4 | 1958 |  |  | N | Electric Utility | 1 | X | SUB | NG |  |  |  |  | NG |  |  |  | N | N |  | OVER |  |  | Y |  | Y | [18 empty] | Y | Y | N
Vintage1969 | hard coal | TRUE | 13143 | Board of Water Electric & Communications | 1167 | Muscatine Plant #1 | IA | Muscatine | 8 | Conventional Steam Coal | ST |  | S | X | X | MPW.UNIT_8 | MPW.UNIT_9 | 75 | 0.85 | 25.1 | 25.1 | 20 | N |  |  | OP | X | 1 | 1969 |  |  | N | Electric Utility | 1 | X | SUB | NG |  |  |  |  | NG |  |  |  | N | N |  | OVER |  | N |  | Y | Y | [18 empty] | Y | Y | N
Vintage2000 | hard coal | TRUE | 13143 | Board of Water Electric & Communications | 1167 | Muscatine Plant #1 | IA | Muscatine | 8A | Conventional Steam Coal | ST |  | S | X | X | MPW.UNIT_8A | MPW.UNIT_9 | 18 | 0.85 | 14.5 | 14.5 | 10 | N |  |  | OP | X | 7 | 2000 |  |  | Y | Electric Utility | 1 | T | SUB | NG |  |  |  |  | NG |  |  |  | N | N |  | OVER |  | N |  | Y | Y | [18 empty] | Y | Y | N
Vintage1983 | hard coal | TRUE | 13143 | Board of Water Electric & Communications | 1167 | Muscatine Plant #1 | IA | Muscatine | 9 | Conventional Steam Coal | ST |  | S | X | X | MPW.UNIT_9 | MPW.UNIT_9 | 175.5 | 0.85 | 160.8 | 160.8 | 45 | N |  |  | OP | X | 4 | 1983 |  |  | N | Electric Utility | 1 | X | RC | SUB | DFO |  |  |  | DFO |  |  |  | N | N |  | OVER |  | Y |  |  | Y | [18 empty] | Y | Y | N
Vintage1967 | natural gas peaker | TRUE | 13444 | City of New Hampton - (IA) | 1168 | New Hampton | IA | Chickasaw | 3 | Natural Gas Internal Combustion Engine | IC |  | S | X | X |  |  | 3.5 | 0.8 | 3.5 | 3.5 | 2 | N |  |  | SB | Y | 4 | 1967 |  |  | N | Electric Utility | 1 | X | NG | DFO | [8 empty] | N | N |  | 1H | [23 empty] | Y | N | Y
Vintage1973 | natural gas peaker | TRUE | 13444 | City of New Hampton - (IA) | 1168 | New Hampton | IA | Chickasaw | 4 | Natural Gas Internal Combustion Engine | IC |  | S | X | X |  |  | 6.2 | 0.8 | 5 | 5 | 4 | N |  |  | SB | Y | 2 | 1973 |  |  | N | Electric Utility | 1 | X | NG | DFO | [8 empty] | N | N |  | 1H | [23 empty] | Y | N | Y
Vintage1973 | natural gas peaker | TRUE | 13444 | City of New Hampton - (IA) | 1168 | New Hampton | IA | Chickasaw | 5 | Natural Gas Internal Combustion Engine | IC |  | S | X | X |  |  | 6.2 | 0.8 | 5 | 5 | 4 | N |  |  | SB | Y | 2 | 1973 |  |  | N | Electric Utility | 1 | X | NG | DFO | [8 empty] | N | N |  | 1H | [23 empty] | Y | N | Y
Vintage1999 | petroleum | TRUE | 13444 | City of New Hampton - (IA) | 1168 | New Hampton | IA | Chickasaw | 7 | Petroleum Liquids | IC |  | S | X | X |  |  | 5.3 | 0.8 | 5.3 | 5.3 | 3 | N |  |  | OP | X | 5 | 1999 |  |  | N | Electric Utility | 1 | X | DFO | [9 empty] | N | N |  | 1H | [23 empty] | N | N | N
Vintage1999 | petroleum | TRUE | 13444 | City of New Hampton - (IA) | 1168 | New Hampton | IA | Chickasaw | 8 | Petroleum Liquids | IC |  | S | X | X |  |  | 5.3 | 0.8 | 5.3 | 5.3 | 3 | N |  |  | OP | X | 5 | 1999 |  |  | N | Electric Utility | 1 | X | DFO | [9 empty] | N | N |  | 1H | [23 empty] | N | N | N
Vintage1951 | petroleum | TRUE | 13990 | City of Ogden - (IA) | 1169 | Ogden | IA | Boone | 4 | Petroleum Liquids | IC |  | S | X | X |  |  | 0.4 | 0.8 | 0.5 | 0.5 | 0.2 | N |  |  | SB | Y | 7 | 1951 |  |  | N | Electric Utility | 1 | X | DFO | NG | [8 empty] | N | N |  | 12H | [23 empty] | Y | Y | Y
Vintage1958 | petroleum | TRUE | 13990 | City of Ogden - (IA) | 1169 | Ogden | IA | Boone | 5 | Petroleum Liquids | IC |  | S | X | X |  |  | 1 | 0.8 | 1 | 1 | 0.5 | N |  |  | SB | Y | 10 | 1958 |  |  | N | Electric Utility | 1 | X | DFO | NG | [8 empty] | N | N |  | 12H | [23 empty] | Y | Y | Y
Vintage1971 | petroleum | TRUE | 13990 | City of Ogden - (IA) | 1169 | Ogden | IA | Boone | 6 | Petroleum Liquids | IC |  | S | X | X |  |  | 2.5 | 0.8 | 2.5 | 2.5 | 1.2 | N |  |  | SB | Y | 10 | 1971 |  |  | N | Electric Utility | 1 | X | DFO | NG | [8 empty] | N | N |  | 12H | [23 empty] | Y | Y | Y
Vintage1963 | natural gas peaker | TRUE | 14201 | City of Osage - (IA) | 1172 | Osage (IA) | IA | Mitchell | 5 | Natural Gas Internal Combustion Engine | IC |  | S | X | X |  |  | 3.2 | 0.8 | 3.1 | 3.1 | 1 | N |  |  | SB | Y | 9 | 1963 |  |  | N | Electric Utility | 1 | X | NG | DFO |  |  |  |  | DFO |  |  |  | N | N |  | 12H | [23 empty] | N | N | N
Vintage1973 | natural gas peaker | TRUE | 14201 | City of Osage - (IA) | 1172 | Osage (IA) | IA | Mitchell | 6 | Natural Gas Internal Combustion Engine | IC |  | S | X | X |  |  | 6.2 | 0.8 | 6 | 6 | 1 | N |  |  | SB | Y | 10 | 1973 |  |  | N | Electric Utility | 1 | X | NG | DFO |  |  |  |  | DFO |  |  |  | N | N |  | 12H | [23 empty] | N | N | N
Vintage1996 | petroleum | TRUE | 14201 | City of Osage - (IA) | 1172 | Osage (IA) | IA | Mitchell | 7 | Petroleum Liquids | IC |  | S | X | X |  |  | 3.6 | 0.8 | 3.6 | 3.6 | 1 | N |  |  | SB | Y | 5 | 1996 |  |  | N | Electric Utility | 1 | X | DFO | [9 empty] | N | N |  | 10M | [23 empty] | N | N | N
Vintage1998 | petroleum | TRUE | 14201 | City of Osage - (IA) | 1172 | Osage (IA) | IA | Mitchell | 8 | Petroleum Liquids | IC |  | S | X | X |  |  | 3.6 | 0.8 | 3.6 | 3.6 | 1 | N |  |  | SB | Y | 5 | 1998 |  |  | N | Electric Utility | 1 | X | DFO | [9 empty] | N | N |  | 10M | [23 empty] | N | N | N
Vintage2016 | solar pv | TRUE | 14201 | City of Osage - (IA) | 1172 | Osage (IA) | IA | Mitchell | SO | Solar Photovoltaic | PV |  | S | X | X |  |  | 0.8 |  | 0.8 | 0.1 |  | N |  |  | OP | X | 11 | 2016 |  |  | N | Electric Utility | 1 | X | SUN | [9 empty] | N | [26 empty] | N
Vintage2009 | onshore wind | TRUE | 14201 | City of Osage - (IA) | 1172 | Osage (IA) | IA | Mitchell | W1 | Onshore Wind Turbine | WT |  | S | X | X |  |  | 1.6 |  | 0.5 | 0.5 | 0.5 | N |  |  | OP | X | 12 | 2009 |  |  | N | Electric Utility | 1 | X | WND | [9 empty] | N |  | 1 | [24 empty] | N
Vintage1931 | hydro | TRUE | 14236 | Ottumwa City of | 1173 | Ottumwa City of | IA | Wapello | 1 | Conventional Hydroelectric | HY |  | S | X | X |  |  | 1 | 0.8 | 1 | 1 | 0.5 | N |  |  | OS | X | 8 | 1931 |  |  | N | Electric Utility | 1 | X | WAT | [9 empty] | N |  |  | 1H
Vintage1931 | hydro | TRUE | 14236 | Ottumwa City of | 1173 | Ottumwa City of | IA | Wapello | 2 | Conventional Hydroelectric | HY |  | S | X | X |  |  | 1.2 | 0.8 | 1.2 | 1.2 | 0.3 | N |  |  | OP | X | 8 | 1931 |  |  | N | Electric Utility | 1 | X | WAT | [9 empty] | N |  |  | 1H
Vintage1931 | hydro | TRUE | 14236 | Ottumwa City of | 1173 | Ottumwa City of | IA | Wapello | 3 | Conventional Hydroelectric | HY |  | S | X | X |  |  | 1 | 0.8 | 1 | 1 | 0.3 | N |  |  | OP | X | 8 | 1931 |  |  | N | Electric Utility | 1 | X | WAT | [9 empty] | N |  |  | 1H
Vintage1980 | natural gas peaker | TRUE | 15349 | City of Preston | 1176 | Preston (IA) | IA | Jackson | 4 | Natural Gas Internal Combustion Engine | IC |  | S | X | X | NA | NA | 1.8 | 0.9 | 1.8 | 1.8 | 1.8 | N |  |  | OP | X | 12 | 1980 |  |  | N | Electric Utility | 1 | X | NG | DFO | [8 empty] | N | N |  | 1H | [20 empty] | N |  |  | N | N | N
Vintage2020 | petroleum | TRUE | 15349 | City of Preston | 1176 | Preston (IA) | IA | Jackson | 5 | Petroleum Liquids | IC |  | S | X | X |  |  | 1.8 | 0.8 | 2 | 2 | 0.1 | N |  |  | OP | X | 1 | 2020 |  |  | N | Electric Utility | 1 | X | DFO | [9 empty] | N | N |  | 10M | [20 empty] | N |  |  | N | N
Vintage1972 | petroleum | TRUE | 15377 | City of Primghar - (IA) | 1177 | Primghar | IA | O'Brien | 4 | Petroleum Liquids | IC |  | S | X | X |  |  | 0.6 | 0.9 | 0.6 | 0.6 | 0.6 | N |  |  | OS | X | 1 | 1972 |  |  | N | Electric Utility | 1 | X | DFO | [9 empty] | N | N |  | 1H | [23 empty] | N | N | N
Vintage1992 | petroleum | TRUE | 15377 | City of Primghar - (IA) | 1177 | Primghar | IA | O'Brien | 5 | Petroleum Liquids | IC |  | S | X | X |  |  | 1.1 | 0.9 | 0.9 | 0.9 | 0.9 | N |  |  | OA | X | 5 | 1992 |  |  | N | Electric Utility | 1 | X | DFO | [9 empty] | N | N |  | 1H | [23 empty] | N | N | N
Vintage1951 | petroleum | TRUE | 16211 | City of Rockford- (IA) | 1180 | Rockford | IA | Floyd | 1 | Petroleum Liquids | IC |  | S | X | X |  |  | 0.4 | 0.8 | 0.4 | 0.4 | 0.1 | N |  |  | SB | Y | 8 | 1951 |  |  | N | Electric Utility | 1 | X | DFO | [9 empty] | N | N |  | 10M | [23 empty] | N | N | N
Vintage1961 | petroleum | TRUE | 16211 | City of Rockford- (IA) | 1180 | Rockford | IA | Floyd | 5 | Petroleum Liquids | IC |  | S | X | X |  |  | 0.9 | 0.8 | 0.9 | 0.9 | 0.1 | N |  |  | SB | Y | 8 | 1961 |  |  | N | Electric Utility | 1 | X | DFO | [9 empty] | N | N |  | 10M | [23 empty] | N | N | N
Vintage1999 | petroleum | TRUE | 16211 | City of Rockford- (IA) | 1180 | Rockford | IA | Floyd | 6 | Petroleum Liquids | IC |  | S | X | X |  |  | 1.6 | 0.8 | 1.6 | 1.6 | 0.2 | N |  |  | SB | Y | 1 | 1999 |  |  | N | Electric Utility | 1 | X | DFO | [9 empty] | N | N |  | 10M | [23 empty] | N | N | N
Vintage1968 | petroleum | TRUE | 16206 | Rock Rapids Municipal Utility | 1181 | Rock Rapids | IA | Lyon | 1 | Petroleum Liquids | IC |  | S | X | X |  |  | 2.5 | 0.8 | 2.5 | 2.5 | 1.8 | N |  |  | OP | X | 4 | 1968 |  |  | N | Electric Utility | 1 | X | DFO | [9 empty] | N |  |  | 10M | [23 empty] | N
Vintage1971 | petroleum | TRUE | 17141 | City of Sibley - (IA) | 1184 | Sibley One | IA | Osceola | 2 | Petroleum Liquids | IC |  | S | X | X |  |  | 2 | 1 | 1.9 | 2.1 | 1 | N |  |  | OP | X | 9 | 1971 |  |  | N | Electric Utility | 1 | X | DFO | NG | [8 empty] | N | N |  | 10M | [23 empty] | Y | N | N
Vintage1987 | petroleum | TRUE | 17141 | City of Sibley - (IA) | 1184 | Sibley One | IA | Osceola | 3 | Petroleum Liquids | IC |  | S | X | X |  |  | 1.2 | 1 | 1.1 | 1.2 | 1 | N |  |  | OP | X | 4 | 1987 |  |  | N | Electric Utility | 1 | X | DFO | NG | [8 empty] | N | N |  | 10M | [23 empty] | N |  | N
Vintage2000 | petroleum | TRUE | 17141 | City of Sibley - (IA) | 1184 | Sibley One | IA | Osceola | 5 | Petroleum Liquids | IC |  | S | X | X |  |  | 2 | 1 | 1.8 | 1.8 | 1 | N |  |  | OP | X | 4 | 2000 |  |  | N | Electric Utility | 1 | X | DFO | NG | [8 empty] | N | N |  | 10M | [23 empty] | N |  | N
Vintage1970 | other | TRUE | 17783 | City of Spencer - (IA) | 1186 | Spencer Gas Turbine | IA | Clay | GT1 | Petroleum Liquids | GT |  | S | X | X | WAUESPENCERUNSPENCER_RA |  | 23.8 | 0.8 | 17 | 20 | 10 | N |  |  | OP | X | 1 | 1970 |  |  | N | Electric Utility | 1 | X | KER | [9 empty] | N | N |  | 1H | [20 empty] | N |  |  | N | N | N
Vintage1995 | petroleum | TRUE | 18014 | City of State Center - (IA) | 1187 | State Center | IA | Marshall | 1 | Petroleum Liquids | IC |  | S | X | X |  |  | 0.6 | 0.8 | 0.6 | 0.6 | 0.1 | N |  |  | OP | X | 5 | 1995 |  |  | N | Electric Utility | 1 | X | DFO | [9 empty] | N | N |  | 10M | [23 empty] | N | N | N
Vintage1995 | petroleum | TRUE | 18014 | City of State Center - (IA) | 1187 | State Center | IA | Marshall | 2 | Petroleum Liquids | IC |  | S | X | X |  |  | 0.6 | 0.8 | 0.6 | 0.6 | 0.1 | N |  |  | OP | X | 5 | 1995 |  |  | N | Electric Utility | 1 | X | DFO | [9 empty] | N | N |  | 10M | [23 empty] | N | N | N
Vintage1995 | petroleum | TRUE | 18014 | City of State Center - (IA) | 1187 | State Center | IA | Marshall | 3 | Petroleum Liquids | IC |  | S | X | X |  |  | 1.3 | 0.8 | 1.3 | 1.3 | 0.2 | N |  |  | OP | X | 5 | 1995 |  |  | N | Electric Utility | 1 | X | DFO | [9 empty] | N | N |  | 10M | [23 empty] | N | N | N
Vintage1995 | petroleum | TRUE | 18014 | City of State Center - (IA) | 1187 | State Center | IA | Marshall | 4 | Petroleum Liquids | IC |  | S | X | X |  |  | 1.3 | 0.8 | 1.3 | 1.3 | 0.2 | N |  |  | OP | X | 5 | 1995 |  |  | N | Electric Utility | 1 | X | DFO | [9 empty] | N | N |  | 10M | [23 empty] | N | N | N
Vintage1972 | natural gas peaker | TRUE | 18014 | City of State Center - (IA) | 1187 | State Center | IA | Marshall | 6 | Natural Gas Internal Combustion Engine | IC |  | S | X | X |  |  | 2.5 | 0.8 | 2.5 | 2.5 | 0.5 | N |  |  | OP | X | 8 | 1972 |  |  | N | Electric Utility | 1 | X | NG | DFO | [8 empty] | N | N |  | 10M | [23 empty] | Y | Y | Y
Vintage1964 | petroleum | TRUE | 18177 | City of Story City - (IA) | 1188 | Story City | IA | Story | 1 | Petroleum Liquids | IC |  | S | X | X |  |  | 1.3 | 0.8 | 1.3 | 1.3 | 1 | N |  |  | OP | X | 1 | 1964 |  |  | N | Electric Utility | 1 | X | DFO | NG | [8 empty] | N | N |  | 10M | [23 empty] | Y | Y | N
Vintage1972 | petroleum | TRUE | 18177 | City of Story City - (IA) | 1188 | Story City | IA | Story | 2 | Petroleum Liquids | IC |  | S | X | X |  |  | 2 | 0.8 | 2 | 2 | 1 | N |  |  | OP | X | 1 | 1972 |  |  | N | Electric Utility | 1 | X | DFO | NG | [8 empty] | N | N |  | 10M | [23 empty] | Y | Y | N
Vintage2003 | petroleum | TRUE | 18177 | City of Story City - (IA) | 1188 | Story City | IA | Story | 4A | Petroleum Liquids | IC |  | S | X | X |  |  | 3.5 | 0.8 | 3.1 | 3.2 | 2 | N |  |  | OP | X | 5 | 2003 |  |  | N | Electric Utility | 1 | X | DFO | NG | [8 empty] | N | N |  | 10M | [23 empty] | Y | Y | N
Vintage1993 | petroleum | TRUE | 18177 | City of Story City - (IA) | 1188 | Story City | IA | Story | 5A | Petroleum Liquids | IC |  | S | X | X |  |  | 3.1 | 0.8 | 3.1 | 3.1 | 2 | N |  |  | OP | X | 3 | 1993 |  |  | N | Electric Utility | 1 | X | DFO | NG | [8 empty] | N | N |  | 10M | [23 empty] | Y | Y | N
Vintage1978 | petroleum | TRUE | 18177 | City of Story City - (IA) | 1188 | Story City | IA | Story | 6 | Petroleum Liquids | IC |  | S | X | X |  |  | 2 | 0.8 | 2 | 2 | 1 | N |  |  | OP | X | 1 | 1978 |  |  | N | Electric Utility | 1 | X | DFO | NG | [8 empty] | N | N |  | 10M | [23 empty] | Y | Y | N
Vintage1978 | petroleum | TRUE | 18177 | City of Story City - (IA) | 1188 | Story City | IA | Story | 7 | Petroleum Liquids | IC |  | S | X | X |  |  | 2 | 0.8 | 2 | 2 | 1 | N |  |  | OP | X | 1 | 1978 |  |  | N | Electric Utility | 1 | X | DFO | NG | [8 empty] | N | N |  | 10M | [23 empty] | Y | Y | N
Vintage1956 | petroleum | TRUE | 18231 | City of Stuart - (IA) | 1190 | Stuart (IA) | IA | Guthrie | 1 | Petroleum Liquids | IC |  | S | X | X |  |  | 0.6 | 0.9 | 0.6 | 0.6 | 0.3 | N |  |  | OP | X | 2 | 1956 |  |  | N | Electric Utility | 1 | X | DFO | NG | [8 empty] | N | N |  | 1H | [23 empty] | Y | Y | Y
Vintage1968 | petroleum | TRUE | 18231 | City of Stuart - (IA) | 1190 | Stuart (IA) | IA | Guthrie | 2 | Petroleum Liquids | IC |  | S | X | X |  |  | 1.1 | 0.9 | 1.1 | 1.1 | 0.5 | N |  |  | OP | X | 6 | 1968 |  |  | N | Electric Utility | 1 | X | DFO | NG | [8 empty] | N | N |  | 1H | [23 empty] | Y | Y | Y
Vintage1964 | petroleum | TRUE | 18231 | City of Stuart - (IA) | 1190 | Stuart (IA) | IA | Guthrie | 4 | Petroleum Liquids | IC |  | S | X | X |  |  | 1.1 | 0.9 | 1 | 1 | 0.5 | N |  |  | OP | X | 10 | 1964 |  |  | N | Electric Utility | 1 | X | DFO | NG | [8 empty] | N | N |  | 1H | [23 empty] | Y | Y | Y
Vintage2021 | petroleum | TRUE | 18301 | City of Sumner - (IA) | 1191 | Sumner | IA | Bremer | G1 | Petroleum Liquids | IC |  | S | X | X |  |  | 1.8 | 0.9 | 1.8 | 1.8 | 0.5 | N |  |  | OP | X | 2 | 2021 |  |  | N | Electric Utility | 1 | X | DFO | [9 empty] | N | N |  | 1H | [23 empty] | N
Vintage2021 | petroleum | TRUE | 18301 | City of Sumner - (IA) | 1191 | Sumner | IA | Bremer | G2 | Petroleum Liquids | IC |  | S | X | X |  |  | 1.8 | 0.9 | 1.8 | 1.8 | 0.5 | N |  |  | OP | X | 2 | 2021 |  |  | N | Electric Utility | 1 | X | DFO | [12 empty] | 1H | [23 empty] | N
Vintage2021 | petroleum | TRUE | 18301 | City of Sumner - (IA) | 1191 | Sumner | IA | Bremer | G3 | Petroleum Liquids | IC |  | S | X | X |  |  | 1.8 | 0.9 | 1.8 | 1.8 | 0.5 | N |  |  | OP | X | 2 | 2021 |  |  | N | Electric Utility | 1 | X | DFO | [12 empty] | 1H | [23 empty] | N
Vintage1963 | petroleum | TRUE | 19062 | City of Traer - (IA) | 1192 | Traer Main | IA | Tama | 3 | Petroleum Liquids | IC |  | S | X | X |  |  | 1.1 | 0.8 | 1 | 1 | 0.9 | N |  |  | SB | Y | 1 | 1963 |  |  | N | Electric Utility | 1 | X | DFO | NG | [8 empty] | N |  |  | 1H | [23 empty] | Y | Y | N
Vintage1963 | petroleum | TRUE | 19062 | City of Traer - (IA) | 1192 | Traer Main | IA | Tama | 4 | Petroleum Liquids | IC |  | S | X | X |  |  | 1.1 | 0.8 | 1 | 1 | 0.9 | N |  |  | SB | Y | 1 | 1963 |  |  | N | Electric Utility | 1 | X | DFO | NG | [8 empty] | N |  |  | 1H | [23 empty] | Y | Y | N
Vintage1970 | petroleum | TRUE | 19062 | City of Traer - (IA) | 1192 | Traer Main | IA | Tama | 6 | Petroleum Liquids | IC |  | S | X | X |  |  | 1.3 | 0.8 | 1.2 | 1.2 | 1.2 | N |  |  | SB | Y | 1 | 1970 |  |  | N | Electric Utility | 1 | X | DFO | NG | [8 empty] | N |  |  | 1H | [23 empty] | Y | Y | N
Vintage2003 | petroleum | TRUE | 19843 | City of Villisca - (IA) | 1193 | Villisca Municipal Power Plant | IA | Montgomery | 5 | Petroleum Liquids | IC |  | S | X | X |  |  | 2 | 0.8 | 2 | 2 | 0.2 | N |  |  | SB | Y | 6 | 2003 |  |  | N | Electric Utility | 1 | X | DFO | [9 empty] | N | N |  | 10M | [23 empty] | N
Vintage2003 | petroleum | TRUE | 19843 | City of Villisca - (IA) | 1193 | Villisca Municipal Power Plant | IA | Montgomery | 6 | Petroleum Liquids | IC |  | S | X | X |  |  | 2 | 0.8 | 2 | 2 | 0.2 | N |  |  | SB | Y | 6 | 2003 |  |  | N | Electric Utility | 1 | X | DFO | [9 empty] | N | N |  | 10M | [23 empty] | N
Vintage1955 | natural gas peaker | TRUE | 19865 | City of Vinton - (IA) | 1194 | Vinton | IA | Benton | 1 | Natural Gas Internal Combustion Engine | IC |  | S | X | X |  |  | 1.3 | 0.8 | 1.3 | 1.3 | 0.6 | N |  |  | OP | X | 6 | 1955 |  |  | N | Electric Utility | 1 | X | NG | DFO | [8 empty] | N | N |  | 1H | [23 empty] | Y | Y | Y
Vintage2009 | petroleum | TRUE | 19865 | City of Vinton - (IA) | 1194 | Vinton | IA | Benton | 10 | Petroleum Liquids | IC |  | S | X | X |  |  | 0.8 | 0.8 | 0.6 | 0.6 | 0.1 | N |  |  | OP | X | 6 | 2009 |  |  | N | Electric Utility | 1 | X | DFO | [9 empty] | N | N |  | 1H | [23 empty] | N | N | N
Vintage1946 | petroleum | TRUE | 19865 | City of Vinton - (IA) | 1194 | Vinton | IA | Benton | 5 | Petroleum Liquids | IC |  | S | X | X |  |  | 0.6 | 0.8 | 0.5 | 0.5 | 0.1 | N |  |  | OS | X | 6 | 1946 |  |  | N | Electric Utility | 1 | X | DFO | [9 empty] | N | N |  | 1H | [23 empty] | N | N | N
Vintage1961 | natural gas peaker | TRUE | 19865 | City of Vinton - (IA) | 1194 | Vinton | IA | Benton | 6 | Natural Gas Internal Combustion Engine | IC |  | S | X | X |  |  | 2.5 | 0.8 | 2.5 | 2.5 | 1.5 | N |  |  | OP | X | 6 | 1961 |  |  | N | Electric Utility | 1 | X | NG | DFO | [8 empty] | N | N |  | 1H | [23 empty] | Y | Y | Y
Vintage1967 | natural gas peaker | TRUE | 19865 | City of Vinton - (IA) | 1194 | Vinton | IA | Benton | 7 | Natural Gas Internal Combustion Engine | IC |  | S | X | X |  |  | 3.7 | 0.8 | 3.7 | 3.7 | 2 | N |  |  | OP | X | 6 | 1967 |  |  | N | Electric Utility | 1 | X | NG | DFO | [8 empty] | N | N |  | 1H | [23 empty] | Y | Y | Y
Vintage1973 | natural gas peaker | TRUE | 19865 | City of Vinton - (IA) | 1194 | Vinton | IA | Benton | 8 | Natural Gas Internal Combustion Engine | IC |  | S | X | X |  |  | 5.6 | 0.8 | 5.6 | 5.6 | 3 | N |  |  | OP | X | 12 | 1973 |  |  | N | Electric Utility | 1 | X | NG | DFO | [8 empty] | N | N |  | 1H | [23 empty] | Y | Y | Y
Vintage1992 | natural gas peaker | TRUE | 19865 | City of Vinton - (IA) | 1194 | Vinton | IA | Benton | 9 | Natural Gas Internal Combustion Engine | IC |  | S | X | X |  |  | 3 | 0.8 | 3 | 3 | 1.6 | N |  |  | OP | X | 9 | 1992 |  |  | N | Electric Utility | 1 | X | NG | DFO | [8 empty] | N | N |  | 1H | [23 empty] | Y | Y | Y
Vintage1972 | petroleum | TRUE | 20259 | City of Webster City - (IA) | 1198 | Webster City | IA | Hamilton | 6 | Petroleum Liquids | GT |  | S | X | X |  |  | 21.3 | 0.85 | 20.7 | 25 | 5 | N |  |  | OP | X | 4 | 1972 |  |  | N | Electric Utility | 1 | X | DFO | [5 empty] | OBG |  |  |  | N | N |  | 1H | [23 empty] | N | N | N
Vintage1959 | petroleum | TRUE | 20364 | City of West Bend | 1199 | West Bend | IA | Palo Alto | 1 | Petroleum Liquids | IC |  | S | X | X | WAUEWBENDMUNUNWESTBEND_RA | WAUEWBENDMUNUNWESTBEND_RA | 1.1 | 0.9 | 1 | 1 | 0.5 | N |  |  | SB | Y | 8 | 1959 |  |  | N | Electric Utility | 1 | X | DFO | [9 empty] | N |  |  | 1H | [20 empty] | N |  |  | N | N | N
Vintage1954 | petroleum | TRUE | 20364 | City of West Bend | 1199 | West Bend | IA | Palo Alto | 3 | Petroleum Liquids | IC |  | S | X | X | WAUEWBENDMUNUNWESTBEND_RA | WAUEWBENDMUNUNWESTBEND_RA | 0.9 | 0.9 | 0.9 | 0.9 | 0.5 | N |  |  | SB | Y | 12 | 1954 |  |  | N | Electric Utility | 1 | X | DFO | [9 empty] | N |  |  | 1H | [20 empty] | N |  |  | N | N | N
Vintage1973 | petroleum | TRUE | 20364 | City of West Bend | 1199 | West Bend | IA | Palo Alto | 4 | Petroleum Liquids | IC |  | S | X | X | WAUEWBENDMUNUNWESTBEND_RA | WAUEWBENDMUNUNWESTBEND_RA | 2.2 | 0.9 | 2 | 2 | 0.5 | N |  |  | SB | Y | 11 | 1973 |  |  | N | Electric Utility | 1 | X | DFO | [9 empty] | N |  |  | 1H | [20 empty] | N |  |  | N | N | N
Vintage2013 | petroleum | TRUE | 20364 | City of West Bend | 1199 | West Bend | IA | Palo Alto | 5 | Petroleum Liquids | IC |  | S | X | X | WAUEWBENDMUNUNWESTBEND_RA | WAUEWBENDMUNUNWESTBEND_RA | 2.5 | 0.9 | 2.5 | 2.5 | 0.5 | N |  |  | SB | Y | 7 | 2013 |  |  | N | Electric Utility | 1 | X | DFO | [9 empty] | N |  |  | 10M | [20 empty] | N |  |  | N | N | N
Vintage1974 | petroleum | TRUE | 20380 | City of West Liberty - (IA) | 1200 | West Liberty | IA | Muscatine | 2 | Petroleum Liquids | IC |  | S | X | X | AMIL.WLBRWEST | AMIL.WLBRWEST | 2.5 | 0.8 | 2.1 | 2.1 | 0.5 | N |  |  | SB | Y | 10 | 1974 |  |  | N | Electric Utility | 1 | X | DFO | [9 empty] | N | N |  | 1H | [23 empty] | N | N | N
Vintage1982 | petroleum | TRUE | 20380 | City of West Liberty - (IA) | 1200 | West Liberty | IA | Muscatine | 3 | Petroleum Liquids | IC |  | S | X | X | AMIL.WLBRWEST | AMIL.WLBRWEST | 3 | 0.8 | 2.7 | 2.7 | 0.5 | N |  |  | SB | Y | 2 | 1982 |  |  | N | Electric Utility | 1 | X | DFO | NG | [8 empty] | N | N |  | 1H | [23 empty] | Y | Y | Y
Vintage2004 | petroleum | TRUE | 20380 | City of West Liberty - (IA) | 1200 | West Liberty | IA | Muscatine | 5 | Petroleum Liquids | GT |  | S | X | X | AMIL.WLBRWEST | AMIL.WLBRWEST | 5.5 | 0.8 | 5 | 5.5 | 0.3 | N |  |  | SB | Y | 5 | 2004 |  |  | N | Electric Utility | 1 | X | DFO | [9 empty] | N | N |  | 10M | [23 empty] | N
Vintage2004 | petroleum | TRUE | 20380 | City of West Liberty - (IA) | 1200 | West Liberty | IA | Muscatine | 6 | Petroleum Liquids | GT |  | S | X | X | AMIL.WLBRWEST | AMIL.WLBRWEST | 5.5 | 0.8 | 5 | 5.5 | 0.3 | N |  |  | SB | Y | 5 | 2004 |  |  | N | Electric Utility | 1 | X | DFO | [9 empty] | N | N |  | 10M | [23 empty] | N
Vintage1992 | petroleum | TRUE | 20789 | City of Wilton | 1202 | Wilton | IA | Muscatine | 5 | Petroleum Liquids | IC |  | S | X | X |  |  | 1.6 | 1 | 1.6 | 1.6 | 1.6 | N |  |  | OP | X | 1 | 1992 |  |  | N | Electric Utility | 1 | X | DFO | [9 empty] | N |  |  | 10M | [23 empty] | N
Vintage1992 | petroleum | TRUE | 20789 | City of Wilton | 1202 | Wilton | IA | Muscatine | 6 | Petroleum Liquids | IC |  | S | X | X |  |  | 1.6 | 1 | 1.6 | 1.6 | 1.6 | N |  |  | OP | X | 1 | 1992 |  |  | N | Electric Utility | 1 | X | DFO | [9 empty] | N |  |  | 10M | [23 empty] | N
Vintage1992 | petroleum | TRUE | 20789 | City of Wilton | 1202 | Wilton | IA | Muscatine | 7 | Petroleum Liquids | IC |  | S | X | X |  |  | 1.6 | 1 | 1.6 | 1.6 | 1.6 | N |  |  | OP | X | 1 | 1992 |  |  | N | Electric Utility | 1 | X | DFO | [9 empty] | N |  |  | 10M | [23 empty] | N | N | N
Vintage2002 | petroleum | TRUE | 20789 | City of Wilton | 1202 | Wilton | IA | Muscatine | 8 | Petroleum Liquids | IC |  | S | X | X |  |  | 2.2 | 1 | 2.2 | 2.2 | 2.2 | N |  |  | OP | X | 5 | 2002 |  |  | N | Electric Utility | 1 | X | DFO | [9 empty] | N |  |  | 10M | [23 empty] | N | N | N
Vintage2002 | petroleum | TRUE | 20789 | City of Wilton | 1202 | Wilton | IA | Muscatine | 9 | Petroleum Liquids | IC |  | S | X | X |  |  | 2.2 | 1 | 2.2 | 2.2 | 2.2 | N |  |  | OP | X | 5 | 2002 |  |  | N | Electric Utility | 1 | X | DFO | [9 empty] | N |  |  | 10M | [23 empty] | N | N | N
Vintage1956 | petroleum | TRUE | 20835 | City of Winterset - (IA) | 1203 | Winterset | IA | Madison | 2 | Petroleum Liquids | IC |  | S | X | X |  |  | 1.5 | 0.8 | 1.5 | 1.5 | 0.5 | N |  |  | OP | X | 7 | 1956 |  |  | N | Electric Utility | 1 | X | DFO | NG | [8 empty] | N | N |  | 1H | [23 empty] | Y |  | Y
Vintage1966 | petroleum | TRUE | 20835 | City of Winterset - (IA) | 1203 | Winterset | IA | Madison | 3 | Petroleum Liquids | IC |  | S | X | X |  |  | 1.7 | 0.8 | 1.7 | 1.7 | 0.5 | N |  |  | OP | X | 6 | 1966 |  |  | N | Electric Utility | 1 | X | DFO | NG | [8 empty] | N | N |  | 1H | [23 empty] | Y |  | Y
Vintage1972 | petroleum | TRUE | 20835 | City of Winterset - (IA) | 1203 | Winterset | IA | Madison | 4 | Petroleum Liquids | IC |  | S | X | X |  |  | 4.4 | 0.8 | 4.4 | 4.4 | 1.5 | N |  |  | OP | X | 5 | 1972 |  |  | N | Electric Utility | 1 | X | DFO | NG | [8 empty] | N | N |  | 1H | [23 empty] | Y |  | Y
Vintage2002 | petroleum | TRUE | 20835 | City of Winterset - (IA) | 1203 | Winterset | IA | Madison | 5 | Petroleum Liquids | IC |  | S | X | X |  |  | 2 | 0.8 | 2 | 2 | 0.5 | N |  |  | OP | X | 4 | 2002 |  |  | N | Electric Utility | 1 | X | DFO | [9 empty] | N |  |  | 10M | [23 empty] | N |  | N
Vintage2002 | petroleum | TRUE | 20835 | City of Winterset - (IA) | 1203 | Winterset | IA | Madison | 6 | Petroleum Liquids | IC |  | S | X | X |  |  | 2 | 0.8 | 2 | 2 | 0.5 | N |  |  | OP | X | 4 | 2002 |  |  | N | Electric Utility | 1 | X | DFO | [9 empty] | N |  |  | 10M | [23 empty] | N |  | N
Vintage2002 | petroleum | TRUE | 20835 | City of Winterset - (IA) | 1203 | Winterset | IA | Madison | 7 | Petroleum Liquids | IC |  | S | X | X |  |  | 2 | 0.8 | 2 | 2 | 0.5 | N |  |  | OP | X | 4 | 2002 |  |  | N | Electric Utility | 1 | X | DFO | [9 empty] | N |  |  | 10M | [23 empty] | N |  | N
Vintage1973 | natural gas peaker | TRUE | 3258 | Central Iowa Power Cooperative | 1206 | Summit Lake | IA | Union | GT1 | Natural Gas Fired Combustion Turbine | GT |  | S | X | X | ALTW.CC.SLAK1 |  | 27 | 0.85 | 29.2 | 34.9 | 10 | N |  |  | OP | X | 7 | 1973 |  |  | N | Electric Utility | 1 | X | NG | DFO | [8 empty] | N | N |  | 1H | [23 empty] | Y | Y | Y
Vintage1975 | natural gas peaker | TRUE | 3258 | Central Iowa Power Cooperative | 1206 | Summit Lake | IA | Union | GT2 | Natural Gas Fired Combustion Turbine | GT |  | S | X | X | ALTW.CC.SLAK2 |  | 35.3 | 0.9 | 27.4 | 32.8 | 10 | N |  |  | OP | X | 6 | 1975 |  |  | N | Electric Utility | 1 | X | NG | DFO | [8 empty] | N | N |  | 1H | [23 empty] | Y | Y | Y
Vintage2021 | natural gas peaker | TRUE | 3258 | Central Iowa Power Cooperative | 1206 | Summit Lake | IA | Union | R1 | Natural Gas Internal Combustion Engine | IC |  | S | X | X |  |  | 18.8 | 0.8 | 18.4 | 18.4 | 5 | N |  |  | OP | X | 4 | 2021 |  |  | N | Electric Utility | 1 | X | NG | [9 empty] | N | N |  | 10M | [20 empty] | N |  |  | N | N | N
Vintage2021 | natural gas peaker | TRUE | 3258 | Central Iowa Power Cooperative | 1206 | Summit Lake | IA | Union | R2 | Natural Gas Internal Combustion Engine | IC |  | S | X | X |  |  | 18.8 | 0.8 | 18.4 | 18.4 | 5 | N |  |  | OP | X | 4 | 2021 |  |  | N | Electric Utility | 1 | X | NG | [9 empty] | N | N |  | 10M | [20 empty] | N |  |  | N | N | N
Vintage2021 | natural gas peaker | TRUE | 3258 | Central Iowa Power Cooperative | 1206 | Summit Lake | IA | Union | R3 | Natural Gas Internal Combustion Engine | IC |  | S | X | X |  |  | 18.8 | 0.8 | 18.4 | 18.4 | 5 | N |  |  | OP | X | 4 | 2021 |  |  | N | Electric Utility | 1 | X | NG | [9 empty] | N | N |  | 10M | [20 empty] | N |  |  | N | N | N
Vintage1960 | natural gas steam turbine | TRUE | 4363 | Corn Belt Power Coop | 1217 | Earl F Wisdom | IA | Clay | 1 | Natural Gas Steam Turbine | ST |  | S | X | X | WAUEWISDOMCBUNWISDOM_1_UNIT_RA | WAUE.BEPM.WISDOM1 | 37.5 | 0.85 | 37.5 | 38 | 12 | N |  |  | OP | X | 4 | 1960 |  |  | N | Electric Utility | 1 | X | NG | DFO |  |  |  |  | NG |  |  |  | N | N | 0 | OVER |  | N |  |  | N | [18 empty] | Y | Y | Y
Vintage2004 | petroleum | TRUE | 4363 | Corn Belt Power Coop | 1217 | Earl F Wisdom | IA | Clay | 2 | Petroleum Liquids | GT |  | J | X | X | WAUEWISDOMCBUNWISDOM_2_BEPM_RA | WAUE.BEPM.WISDOM2 | 81.6 | 0.85 | 76 | 80 | 45 | N |  |  | OP | X | 4 | 2004 |  |  | N | Electric Utility | 1 | X | DFO | NG | [8 empty] | N | N | 0 | 1H | [23 empty] | Y | N | Y
Vintage1965 | petroleum | TRUE | 12524 | Midwest Energy Inc | 1224 | Bird City | KS | Cheyenne | 1 | Petroleum Liquids | IC |  | S | X | X |  |  | 2 | 0.9 | 2 | 2 | 0.5 | N |  |  | OP | X | 1 | 1965 |  |  | N | Electric Utility | 1 | X | DFO | [5 empty] | DFO |  |  |  | N | N |  | 1H | [23 empty] | N | N | N
Vintage1966 | petroleum | TRUE | 12524 | Midwest Energy Inc | 1224 | Bird City | KS | Cheyenne | 2 | Petroleum Liquids | IC |  | S | X | X |  |  | 2 | 0.9 | 2 | 2 | 0.5 | N |  |  | OS | X | 1 | 1966 |  |  | N | Electric Utility | 1 | X | DFO | [5 empty] | DFO |  |  |  | N | N |  | 1H | [23 empty] | N | N | N
Vintage1970 | natural gas peaker | TRUE | 12524 | Midwest Energy Inc | 1225 | Colby | KS | Thomas | GT1 | Natural Gas Fired Combustion Turbine | GT |  | S | X | X | WR.MW.COLBY.MW | WR.MW.COLBY.MW | 16 | 0.85 | 13 | 13 | 5 | N |  |  | OP | X | 1 | 1970 |  |  | N | Electric Utility | 1 | X | NG | [5 empty] | NG |  |  |  | N | N |  | 1H | [23 empty] | N | N | N
Vintage1963 | natural gas steam turbine | TRUE | 18315 | Sunflower Electric Power Corp | 1230 | Cimarron River | KS | Seward | 1 | Natural Gas Steam Turbine | ST |  | S | X | X | MKECCIM_UN1 | MKECCIM_UN1 | 50 | 0.85 | 53.6 | 53.6 | 23 | N |  |  | OP | X | 10 | 1963 |  |  | N | Electric Utility | 1 | X | NG | [5 empty] | NG |  |  |  | N | N |  | OVER | [23 empty] | N | N | N
Vintage1968 | natural gas peaker | TRUE | 18315 | Sunflower Electric Power Corp | 1230 | Cimarron River | KS | Seward | 2 | Natural Gas Fired Combustion Turbine | GT |  | S | X | X | MKECCIM_UN2 | MKECCIM_UN2 | 15 | 0.85 | 13.7 | 13.7 | 6 | N |  |  | SB | Y | 2 | 1968 |  |  | N | Electric Utility | 1 | X | NG | [9 empty] | N | N |  | 1H | [23 empty] | N | N | N
Vintage1969 | natural gas steam turbine | TRUE | 18315 | Sunflower Electric Power Corp | 1233 | Fort Dodge | KS | Ford | 4 | Natural Gas Steam Turbine | ST |  | S | X | X | MKECJUDLR_UN4 | MKECJUDLR_UN4 | 149 | 0.85 | 148.8 | 148.8 | 30 | N |  |  | OP | X | 6 | 1969 |  |  | N | Electric Utility | 1 | X | NG | [5 empty] | NG |  |  |  | N | N |  | OVER | [23 empty] | N | N | N
Vintage1963 | natural gas steam turbine | TRUE | 18315 | Sunflower Electric Power Corp | 1235 | Great Bend - Sunflower | KS | Barton | 3 | Natural Gas Steam Turbine | ST |  | S | X | X | MKECMULGRN_UN3 | MKECMULGRN_UN3 | 81.6 | 0.85 | 99.7 | 99.7 | 23 | N |  |  | OP | X | 6 | 1963 |  |  | N | Electric Utility | 1 | X | NG | [5 empty] | NG |  |  |  | N | N |  | OVER | [23 empty] | N | N | N
Vintage1988 | natural gas peaker | TRUE | 5860 | Empire District Electric Co | 1239 | Riverton | KS | Cherokee | 10 | Natural Gas Fired Combustion Turbine | GT |  | S | X | X | EDERIV1671UN10_ | EDERIV1671UN10_ | 16.3 | 1 | 13 | 16 | 4 | N |  |  | OP | X | 12 | 1988 |  |  | N | Electric Utility | 1 | X | NG | DFO | [8 empty] | N | N |  | 1H | [23 empty] | Y | N | Y
Vintage1988 | natural gas peaker | TRUE | 5860 | Empire District Electric Co | 1239 | Riverton | KS | Cherokee | 11 | Natural Gas Fired Combustion Turbine | GT |  | S | X | X | EDERIV1671UNI11_ | EDERIV1671UN11_ | 16.3 | 1 | 14 | 16 | 4 | N |  |  | OP | X | 11 | 1988 |  |  | N | Electric Utility | 1 | X | NG | DFO | [8 empty] | N | N |  | 1H | [23 empty] | Y | N | Y
Vintage2007 | natural gas combined cycle | TRUE | 5860 | Empire District Electric Co | 1239 | Riverton | KS | Cherokee | 12 | Natural Gas Fired Combined Cycle | CT | CC1 | S | X | N | EDERIV453UN12_1_ | EDERIV453UN12_1 | 148.8 | 1 | 149 | 180 | 98 | N |  |  | OP | X | 5 | 2007 |  |  | N | Electric Utility | 1 | X | NG | [9 empty] | N | N |  | 12H | [23 empty] | N |  | N
Vintage2016 | natural gas combined cycle | TRUE | 5860 | Empire District Electric Co | 1239 | Riverton | KS | Cherokee | 12-2 | Natural Gas Fired Combined Cycle | CA | CC1 | S | Y | X | EDERIV453UN12_2 | EDERIV453UN12_2 | 118.8 | 0.85 | 117 | 117 |  | N |  |  | OP | X | 5 | 2016 |  |  | N | Electric Utility | 1 | X | NG | [9 empty] | N | N |  | 12H | [23 empty] | N | N | N
Vintage1969 | petroleum | TRUE | 10005 | Evergy Kansas South, Inc | 1240 | Gordon Evans Energy Center | KS | Sedgwick | 5 | Petroleum Liquids | IC |  | S | X | X |  |  | 2.9 | 0.8 | 3 | 3 | 1 | N |  |  | SB | Y | 8 | 1969 |  |  | N | Electric Utility | 1 | X | DFO | [9 empty] | N | N |  | 1H | [23 empty] | N
Vintage2000 | natural gas peaker | TRUE | 10005 | Evergy Kansas South, Inc | 1240 | Gordon Evans Energy Center | KS | Sedgwick | GT1 | Natural Gas Fired Combustion Turbine | GT |  | S | X | X | WR.GEEC.GT.1 | WR.GEEC.GT.1 | 98.3 | 0.85 | 71.6 | 71.6 | 65 | N |  |  | OP | X | 6 | 2000 |  |  | N | Electric Utility | 1 | X | NG | DFO | [8 empty] | N | N |  | 1H | [23 empty] | Y | N | Y
Vintage2000 | natural gas peaker | TRUE | 10005 | Evergy Kansas South, Inc | 1240 | Gordon Evans Energy Center | KS | Sedgwick | GT2 | Natural Gas Fired Combustion Turbine | GT |  | S | X | X | WR.GEEC.GT.2 | WR.GEEC.GT.2 | 98.3 | 0.85 | 71.7 | 71.7 | 65 | N |  |  | OP | X | 6 | 2000 |  |  | N | Electric Utility | 1 | X | NG | DFO | [8 empty] | N | N |  | 1H | [23 empty] | Y | N | Y
Vintage2001 | natural gas peaker | TRUE | 10005 | Evergy Kansas South, Inc | 1240 | Gordon Evans Energy Center | KS | Sedgwick | GT3 | Natural Gas Fired Combustion Turbine | GT |  | S | X | X | WR.GEEC.GT.3 | WR.GEEC.GT.3 | 178.5 | 0.85 | 150.4 | 150.4 | 112 | N |  |  | OP | X | 6 | 2001 |  |  | N | Electric Utility | 1 | X | NG | DFO | [8 empty] | N | N |  | 1H | [23 empty] | N | N | N
Vintage1973 | hard coal | TRUE | 10000 | Evergy Metro | 1241 | La Cygne | KS | Linn | 1 | Conventional Steam Coal | ST |  | J | X | X | KCPLLACYGNEUNLAC1 | LACYGNEUNLAC1 | 873 | 0.9 | 757.8 | 757.8 | 404 | N |  |  | OP | X | 6 | 1973 |  |  | N | Electric Utility | 1 | X | SUB | BIT |  |  |  |  | DFO |  |  |  | N | N |  | OVER |  | N |  | Y | N | Y | [17 empty] | N | N | N
Vintage1977 | hard coal | TRUE | 10000 | Evergy Metro | 1241 | La Cygne | KS | Linn | 2 | Conventional Steam Coal | ST |  | J | X | X | KCPLLACYGNEUNLAC2 | LACYGNEUNLAC2 | 725.9 | 0.9 | 668.8 | 668.8 | 274 | N |  |  | OP | X | 5 | 1977 |  |  | N | Electric Utility | 1 | X | SUB | [5 empty] | DFO |  |  |  | N | N |  | OVER |  | Y |  |  | Y | [18 empty] | N | N | N
Vintage1974 | natural gas peaker | TRUE | 22500 | Evergy Kansas Central, Inc | 1248 | Hutchinson Energy Center | KS | Reno | GT1 | Natural Gas Fired Combustion Turbine | GT |  | S | X | X | WR.HEC.GT.1 | WR.HEC.GT.1 | 71 | 0.9 | 55.5 | 55.5 | 10 | N |  |  | OP | X | 5 | 1974 |  |  | N | Electric Utility | 1 | X | NG | DFO | [8 empty] | N | N |  | 1H | [23 empty] | Y | N | Y
Vintage1974 | natural gas peaker | TRUE | 22500 | Evergy Kansas Central, Inc | 1248 | Hutchinson Energy Center | KS | Reno | GT2 | Natural Gas Fired Combustion Turbine | GT |  | S | X | X | WR.HEC.GT.2 | WR.HEC.GT.2 | 71 | 0.9 | 55 | 55 | 10 | N |  |  | OP | X | 5 | 1974 |  |  | N | Electric Utility | 1 | X | NG | DFO | [8 empty] | N | N |  | 1H | [23 empty] | Y | N | Y
Vintage1974 | natural gas peaker | TRUE | 22500 | Evergy Kansas Central, Inc | 1248 | Hutchinson Energy Center | KS | Reno | GT3 | Natural Gas Fired Combustion Turbine | GT |  | S | X | X | WR.HEC.GT.3 | WR.HEC.GT.3 | 71 | 0.9 | 55.4 | 55.4 | 10 | N |  |  | OP | X | 5 | 1974 |  |  | N | Electric Utility | 1 | X | NG | DFO | [8 empty] | N | N |  | 1H | [23 empty] | Y | N | Y
Vintage1975 | petroleum | TRUE | 22500 | Evergy Kansas Central, Inc | 1248 | Hutchinson Energy Center | KS | Reno | GT4 | Petroleum Liquids | GT |  | S | X | X | WR.HEC.GT.4 | WR.HEC.GT.4 | 70 | 0.9 | 73.6 | 73.6 | 20 | N |  |  | OP | X | 6 | 1975 |  |  | N | Electric Utility | 1 | X | DFO | [9 empty] | N | N |  | 12H | [23 empty] | N
Vintage1983 | petroleum | TRUE | 22500 | Evergy Kansas Central, Inc | 1248 | Hutchinson Energy Center | KS | Reno | H1DG | Petroleum Liquids | IC |  | S | X | X |  |  | 2.7 | 0.8 | 3 | 3 | 3 | N |  |  | SB | Y | 1 | 1983 |  |  | N | Electric Utility | 1 | X | DFO | [9 empty] | N | N |  | 1H | [23 empty] | N
Vintage1960 | hard coal | TRUE | 22500 | Evergy Kansas Central, Inc | 1250 | Lawrence Energy Center | KS | Douglas | 4 | Conventional Steam Coal | ST |  | S | X | X | WR.LEC.4 | WR.LEC.4 | 114 | 0.85 | 111.3 | 111.3 | 38 | N |  |  | OP | X | 3 | 1960 |  |  | N | Electric Utility | 1 | X | SUB | NG |  |  |  |  | NG |  |  |  | N | N |  | OVER |  | Y |  |  | Y | [18 empty] | Y | Y | N
Vintage1971 | hard coal | TRUE | 22500 | Evergy Kansas Central, Inc | 1250 | Lawrence Energy Center | KS | Douglas | 5 | Conventional Steam Coal | ST |  | S | X | X | WR.LEC.5 | WR.LEC.5 | 403 | 0.9 | 374 | 374 | 120 | N |  |  | OP | X | 5 | 1971 |  |  | N | Electric Utility | 1 | X | SUB | NG |  |  |  |  | NG |  |  |  | N | N |  | OVER |  | Y |  |  | Y | [18 empty] | Y | Y | N
Vintage1972 | petroleum | TRUE | 701 | City of Anthony - (KS) | 1258 | Anthony | KS | Harper | IC1 | Petroleum Liquids | IC |  | S | X | X |  |  | 4.1 | 0.8 | 4.1 | 4.1 | 1 | N |  |  | OP | X | 8 | 1972 |  |  | N | Electric Utility | 1 | X | DFO | NG | [8 empty] | N | N |  | 10M | [23 empty] | Y | Y | Y
Vintage1976 | petroleum | TRUE | 701 | City of Anthony - (KS) | 1258 | Anthony | KS | Harper | IC2 | Petroleum Liquids | IC |  | S | X | X |  |  | 3 | 0.8 | 3 | 3 | 1 | N |  |  | OP | X | 6 | 1976 |  |  | N | Electric Utility | 1 | X | DFO | NG | [8 empty] | N | N |  | 10M | [23 empty] | Y | Y | Y
Vintage1981 | petroleum | TRUE | 701 | City of Anthony - (KS) | 1258 | Anthony | KS | Harper | IC3 | Petroleum Liquids | IC |  | S | X | X |  |  | 4 | 0.8 | 4 | 4 | 1 | N |  |  | OP | X | 7 | 1981 |  |  | N | Electric Utility | 1 | X | DFO | NG | [8 empty] | N | N |  | 10M | [23 empty] | Y | Y | Y
Vintage1953 | natural gas peaker | TRUE | 911 | City of Ashland - (KS) | 1259 | Ashland | KS | Clark | 1 | Natural Gas Internal Combustion Engine | IC |  | S | X | X |  |  | 0.6 | 0.9 | 0.6 | 0.6 | 0.2 | N |  |  | SB | Y | 9 | 1953 |  |  | N | Electric Utility | 1 | X | NG | DFO | [8 empty] | N | N |  | 1H | [23 empty] | Y | Y | Y
Vintage1974 | natural gas peaker | TRUE | 911 | City of Ashland - (KS) | 1259 | Ashland | KS | Clark | 2 | Natural Gas Internal Combustion Engine | IC |  | S | X | X |  |  | 0.9 | 0.9 | 0.7 | 0.7 | 0.3 | N |  |  | SB | Y | 9 | 1974 |  |  | N | Electric Utility | 1 | X | NG | DFO | [8 empty] | N | N |  | 1H | [23 empty] | Y | Y | Y
Vintage1963 | petroleum | TRUE | 911 | City of Ashland - (KS) | 1259 | Ashland | KS | Clark | 3 | Petroleum Liquids | IC |  | S | X | X |  |  | 1.2 | 0.9 | 1.1 | 1.1 | 0.6 | N |  |  | SB | Y | 5 | 1963 |  |  | N | Electric Utility | 1 | X | DFO | [9 empty] | N | N |  | 1H | [23 empty] | N
Vintage2014 | petroleum | TRUE | 911 | City of Ashland - (KS) | 1259 | Ashland | KS | Clark | 4B | Petroleum Liquids | IC |  | S | X | X |  |  | 2 | 0.9 | 1.8 | 1.8 | 1 | N |  |  | SB | Y | 8 | 2014 |  |  | N | Electric Utility | 1 | X | DFO | [10 empty] | N |  | 1H | [23 empty] | N |  | N
Vintage1971 | petroleum | TRUE | 911 | City of Ashland - (KS) | 1259 | Ashland | KS | Clark | 5 | Petroleum Liquids | IC |  | S | X | X |  |  | 0.9 | 0.9 | 0.7 | 0.7 | 0.3 | N |  |  | SB | Y | 5 | 1971 |  |  | N | Electric Utility | 1 | X | DFO | [9 empty] | N | N |  | 1H | [23 empty] | N |  | N
Vintage1954 | natural gas peaker | TRUE | 998 | City of Augusta - (KS) | 1261 | Augusta Electric Plant No 1 | KS | Butler | 1 | Natural Gas Internal Combustion Engine | IC |  | S | X | X |  |  | 1.1 | 0.8 | 1.1 | 1.1 | 0.5 | N |  |  | SB | Y | 7 | 1954 |  |  | N | Electric Utility | 1 | X | NG | DFO | [8 empty] | N | N |  | OVER | [23 empty] | Y | Y | N
Vintage1929 | petroleum | TRUE | 998 | City of Augusta - (KS) | 1261 | Augusta Electric Plant No 1 | KS | Butler | 2 | Petroleum Liquids | IC |  | S | X | X |  |  | 0.3 | 0.8 | 0.3 | 0.3 | 0.2 | N |  |  | SB | Y | 8 | 1929 |  |  | N | Electric Utility | 1 | X | DFO | [9 empty] | N | N |  | OVER | [23 empty] | N |  | N
Vintage1949 | natural gas peaker | TRUE | 998 | City of Augusta - (KS) | 1261 | Augusta Electric Plant No 1 | KS | Butler | 3 | Natural Gas Internal Combustion Engine | IC |  | S | X | X |  |  | 1 | 0.8 | 1 | 1 | 0.5 | N |  |  | SB | Y | 12 | 1949 |  |  | N | Electric Utility | 1 | X | NG | DFO | [8 empty] | N | N |  | OVER | [23 empty] | Y | Y | N
Vintage1939 | petroleum | TRUE | 998 | City of Augusta - (KS) | 1261 | Augusta Electric Plant No 1 | KS | Butler | 4 | Petroleum Liquids | IC |  | S | X | X |  |  | 0.7 | 0.8 | 0.7 | 0.7 | 0.4 | N |  |  | SB | Y | 8 | 1939 |  |  | N | Electric Utility | 1 | X | DFO | [9 empty] | N | N |  | OVER | [23 empty] | N
Vintage1956 | natural gas peaker | TRUE | 998 | City of Augusta - (KS) | 1261 | Augusta Electric Plant No 1 | KS | Butler | 5 | Natural Gas Internal Combustion Engine | IC |  | S | X | X |  |  | 2.2 | 0.8 | 2.2 | 2.2 | 1.5 | N |  |  | SB | Y | 6 | 1956 |  |  | N | Electric Utility | 1 | X | NG | DFO | [8 empty] | N | N |  | OVER | [23 empty] | Y | Y | N
Vintage1956 | natural gas peaker | TRUE | 998 | City of Augusta - (KS) | 1261 | Augusta Electric Plant No 1 | KS | Butler | 6 | Natural Gas Internal Combustion Engine | IC |  | S | X | X |  |  | 2.2 | 0.8 | 2.2 | 2.2 | 1.5 | N |  |  | SB | Y | 7 | 1956 |  |  | N | Electric Utility | 1 | X | NG | DFO | [8 empty] | N | N |  | OVER | [23 empty] | Y | Y | N
Vintage1964 | natural gas peaker | TRUE | 998 | City of Augusta - (KS) | 1261 | Augusta Electric Plant No 1 | KS | Butler | 7 | Natural Gas Internal Combustion Engine | IC |  | S | X | X |  |  | 2 | 0.8 | 2 | 2 | 0.7 | N |  |  | SB | Y | 4 | 1964 |  |  | N | Electric Utility | 1 | X | NG | DFO | [8 empty] | N | N |  | OVER | [23 empty] | Y | Y | N
Vintage2016 | petroleum | TRUE | 998 | City of Augusta - (KS) | 1261 | Augusta Electric Plant No 1 | KS | Butler | 8 | Petroleum Liquids | IC |  | S | X | X |  |  | 2 | 0.8 | 2 | 2 | 0.3 | N |  |  | SB | Y | 8 | 2016 |  |  | N | Electric Utility | 1 | X | DFO | [9 empty] | N | N |  | 10M | [23 empty] | N | N | N
Vintage1970 | petroleum | TRUE | 1148 | City of Baldwin City- (KS) | 1262 | Baldwin City Plant No 1 | KS | Douglas | 4 | Petroleum Liquids | IC |  | S | X | X |  |  | 2 | 0.8 | 1.5 | 1.5 | 1 | N |  |  | OP | X | 5 | 1970 |  |  | N | Electric Utility | 1 | X | DFO | NG | [8 empty] | N | N |  | 1H | [23 empty] | Y | N | Y
Vintage1964 | petroleum | TRUE | 1148 | City of Baldwin City- (KS) | 1262 | Baldwin City Plant No 1 | KS | Douglas | 5 | Petroleum Liquids | IC |  | S | X | X |  |  | 1.1 | 0.8 | 0.7 | 0.7 | 0.5 | N |  |  | OP | X | 10 | 1964 |  |  | N | Electric Utility | 1 | X | DFO | NG | [8 empty] | N | N |  | 1H | [23 empty] | Y | N | Y
Vintage1964 | petroleum | TRUE | 1148 | City of Baldwin City- (KS) | 1262 | Baldwin City Plant No 1 | KS | Douglas | 6 | Petroleum Liquids | IC |  | S | X | X |  |  | 1.1 | 0.8 | 0.7 | 0.7 | 0.5 | N |  |  | OP | X | 10 | 1964 |  |  | N | Electric Utility | 1 | X | DFO | NG | [8 empty] | N | N |  | 1H | [23 empty] | Y | N | Y
Vintage1955 | natural gas peaker | TRUE | 1512 | City of Belleville - (KS) | 1263 | Belleville | KS | Republic | 4 | Natural Gas Internal Combustion Engine | IC |  | S | X | X |  |  | 1 | 0.8 | 1 | 1 | 0.5 | N |  |  | OP | X | 1 | 1955 |  |  | N | Electric Utility | 1 | X | NG | DFO | [8 empty] | N | N |  | 1H |  |  |  | N | [19 empty] | Y | Y | Y
Vintage1961 | natural gas peaker | TRUE | 1512 | City of Belleville - (KS) | 1263 | Belleville | KS | Republic | 5 | Natural Gas Internal Combustion Engine | IC |  | S | X | X |  |  | 1.7 | 0.8 | 1.7 | 1.7 | 1 | N |  |  | OP | X | 1 | 1961 |  |  | N | Electric Utility | 1 | X | NG | DFO | [8 empty] | N | N |  | 1H |  |  |  | N | [19 empty] | Y | Y | Y
Vintage1966 | natural gas peaker | TRUE | 1512 | City of Belleville - (KS) | 1263 | Belleville | KS | Republic | 6 | Natural Gas Internal Combustion Engine | IC |  | S | X | X |  |  | 3.7 | 0.8 | 3.7 | 3.7 | 2 | N |  |  | OP | X | 1 | 1966 |  |  | N | Electric Utility | 1 | X | NG | DFO | [8 empty] | N | N |  | 1H |  |  |  | N | [19 empty] | Y | Y | Y
Vintage1971 | natural gas peaker | TRUE | 1512 | City of Belleville - (KS) | 1263 | Belleville | KS | Republic | 7 | Natural Gas Internal Combustion Engine | IC |  | S | X | X |  |  | 5.1 | 0.8 | 5.1 | 5.1 | 3 | N |  |  | OP | X | 1 | 1971 |  |  | N | Electric Utility | 1 | X | NG | DFO | [8 empty] | N | N |  | 1H |  |  |  | N | [19 empty] | Y | Y | Y
Vintage2007 | petroleum | TRUE | 1512 | City of Belleville - (KS) | 1263 | Belleville | KS | Republic | 8 | Petroleum Liquids | IC |  | S | X | X |  |  | 2.8 | 0.8 | 2.8 | 2.8 | 1.6 | N |  |  | OP | X | 1 | 2007 |  |  | N | Electric Utility | 1 | X | DFO | [9 empty] | N | N |  | 1H |  |  |  | N | [19 empty] | N | N | N
Vintage1951 | petroleum | TRUE | 1525 | City of Beloit - (KS) | 1264 | Beloit | KS | Mitchell | 1 | Petroleum Liquids | IC |  | S | X | X |  |  | 1.5 | 0.8 | 1.1 | 1.1 | 0.5 | N |  |  | OP | X | 7 | 1951 |  |  | N | Electric Utility | 1 | X | DFO | NG |  |  |  |  | DFO |  |  |  | N | N |  | 1H | [23 empty] | Y | Y | Y
Vintage1951 | petroleum | TRUE | 1525 | City of Beloit - (KS) | 1264 | Beloit | KS | Mitchell | 2 | Petroleum Liquids | IC |  | S | X | X |  |  | 1.5 | 0.8 | 1.1 | 1.1 | 0.5 | N |  |  | OP | X | 7 | 1951 |  |  | N | Electric Utility | 1 | X | DFO | NG |  |  |  |  | DFO |  |  |  | N | N |  | 1H | [23 empty] | Y | Y | Y
Vintage1961 | petroleum | TRUE | 1525 | City of Beloit - (KS) | 1264 | Beloit | KS | Mitchell | 3 | Petroleum Liquids | IC |  | S | X | X |  |  | 2 | 0.8 | 1.8 | 1.8 | 1 | N |  |  | OP | X | 6 | 1961 |  |  | N | Electric Utility | 1 | X | DFO | NG |  |  |  |  | DFO |  |  |  | N | N |  | 1H | [23 empty] | Y | Y | Y
Vintage1964 | petroleum | TRUE | 1525 | City of Beloit - (KS) | 1264 | Beloit | KS | Mitchell | 4 | Petroleum Liquids | IC |  | S | X | X |  |  | 3.5 | 0.8 | 3 | 3 | 2.2 | N |  |  | OP | X | 11 | 1964 |  |  | N | Electric Utility | 1 | X | DFO | NG |  |  |  |  | DFO |  |  |  | N | N |  | 1H | [23 empty] | Y | Y | Y
Vintage1950 | petroleum | TRUE | 1525 | City of Beloit - (KS) | 1264 | Beloit | KS | Mitchell | 5 | Petroleum Liquids | IC |  | S | X | X |  |  | 0.7 | 0.8 | 0.6 | 0.6 | 0.3 | N |  |  | OP | X | 5 | 1950 |  |  | N | Electric Utility | 1 | X | DFO | NG |  |  |  |  | DFO |  |  |  | N | N |  | 1H | [23 empty] | Y | Y | Y
Vintage1971 | petroleum | TRUE | 1525 | City of Beloit - (KS) | 1264 | Beloit | KS | Mitchell | 6 | Petroleum Liquids | IC |  | S | X | X |  |  | 4.1 | 0.8 | 3.5 | 3.5 | 2 | N |  |  | OP | X | 8 | 1971 |  |  | N | Electric Utility | 1 | X | DFO | NG |  |  |  |  | DFO |  |  |  | N | N |  | 1H | [23 empty] | Y | Y | Y
Vintage1980 | petroleum | TRUE | 1525 | City of Beloit - (KS) | 1264 | Beloit | KS | Mitchell | 7 | Petroleum Liquids | IC |  | S | X | X |  |  | 6 | 0.8 | 5.5 | 5.5 | 3 | N |  |  | OP | X | 8 | 1980 |  |  | N | Electric Utility | 1 | X | DFO | NG |  |  |  |  | DFO |  |  |  | N | N |  | 1H | [23 empty] | Y | Y | Y
Vintage1973 | natural gas peaker | TRUE | 2547 | City of Burlingame - (KS) | 1265 | Burlingame | KS | Osage | 1 | Natural Gas Internal Combustion Engine | IC |  | S | X | X |  |  | 1.1 | 0.99 | 1 | 1.1 | 0.8 | N |  |  | OP | X | 8 | 1973 |  |  | N | Electric Utility | 1 | X | NG | DFO | [8 empty] | N | N |  | 1H | [23 empty] | Y | Y | N
Vintage1963 | natural gas peaker | TRUE | 2547 | City of Burlingame - (KS) | 1265 | Burlingame | KS | Osage | 3 | Natural Gas Internal Combustion Engine | IC |  | S | X | X |  |  | 0.9 | 0.99 | 0.8 | 0.8 | 0.6 | N |  |  | OP | X | 8 | 1963 |  |  | N | Electric Utility | 1 | X | NG | DFO | [8 empty] | N | N |  | 1H | [23 empty] | Y | Y | N
Vintage1969 | natural gas peaker | TRUE | 2547 | City of Burlingame - (KS) | 1265 | Burlingame | KS | Osage | 4 | Natural Gas Internal Combustion Engine | IC |  | S | X | X |  |  | 1.1 | 0.99 | 1 | 1.1 | 0.8 | N |  |  | OP | X | 8 | 1969 |  |  | N | Electric Utility | 1 | X | NG | DFO | [8 empty] | N | N |  | 1H | [23 empty] | Y | Y | N
Vintage1980 | natural gas peaker | TRUE | 2547 | City of Burlingame - (KS) | 1265 | Burlingame | KS | Osage | 5 | Natural Gas Internal Combustion Engine | IC |  | S | X | X |  |  | 0.9 | 0.99 | 0.8 | 0.8 | 0.6 | N |  |  | OP | X | 1 | 1980 |  |  | N | Electric Utility | 1 | X | NG | DFO | [8 empty] | N | N |  | 1H | [23 empty] | Y | Y | N
Vintage2003 | petroleum | TRUE | 2551 | City of Burlington - (KS) | 1266 | Burlington (KS) | KS | Coffey | 1A | Petroleum Liquids | IC |  | S | X | X |  |  | 2 | 1 | 2 | 2 | 0.7 | N |  |  | SB | Y | 7 | 2003 |  |  | N | Electric Utility | 1 | X | DFO | [9 empty] | N |  |  | 1H | [23 empty] | N |  | N
Vintage1962 | petroleum | TRUE | 2551 | City of Burlington - (KS) | 1266 | Burlington (KS) | KS | Coffey | 2 | Petroleum Liquids | IC |  | S | X | X |  |  | 1.3 | 1 | 1.3 | 1.3 | 0.5 | N |  |  | SB | Y | 9 | 1962 |  |  | N | Electric Utility | 1 | X | DFO | NG | [8 empty] | N |  |  | 1H | [23 empty] | Y | N | Y
Vintage2005 | petroleum | TRUE | 2551 | City of Burlington - (KS) | 1266 | Burlington (KS) | KS | Coffey | 4A | Petroleum Liquids | IC |  | S | X | X |  |  | 2.3 | 1 | 2.3 | 2.3 | 0.8 | N |  |  | SB | Y | 6 | 2005 |  |  | N | Electric Utility | 1 | X | DFO | NG | [8 empty] | N |  |  | 1H | [23 empty] | Y | N | Y
Vintage1955 | natural gas peaker | TRUE | 2551 | City of Burlington - (KS) | 1266 | Burlington (KS) | KS | Coffey | 5 | Natural Gas Internal Combustion Engine | IC |  | S | X | X |  |  | 1 | 1 | 1 | 1 | 0.5 | N |  |  | SB | Y | 7 | 1955 |  |  | N | Electric Utility | 1 | X | NG | DFO | [8 empty] | N |  |  | 1H | [23 empty] | Y | N | Y
Vintage1983 | natural gas peaker | TRUE | 2551 | City of Burlington - (KS) | 1266 | Burlington (KS) | KS | Coffey | IC6 | Natural Gas Internal Combustion Engine | IC |  | S | X | X |  |  | 4.8 | 1 | 4.8 | 4.8 | 1 | N |  |  | SB | Y | 7 | 1983 |  |  | N | Electric Utility | 1 | X | NG | DFO | [8 empty] | N |  |  | 1H | [23 empty] | Y | N | Y
Vintage2002 | natural gas peaker | TRUE | 3355 | City of Chanute | 1268 | Chanute 2 | KS | Neosho | 14 | Natural Gas Fired Combustion Turbine | GT |  | S | X | X |  |  | 60 | 0.85 | 42 | 52 | 30 | N |  |  | OP | X | 2 | 2002 |  |  | N | Electric Utility | 1 | X | NG | [9 empty] | N |  |  | 12H | [23 empty] | N
Vintage1965 | natural gas peaker | TRUE | 3355 | City of Chanute | 1268 | Chanute 2 | KS | Neosho | 7 | Natural Gas Internal Combustion Engine | IC |  | S | X | X |  |  | 2 | 0.8 | 2 | 2 | 1 | N |  |  | OP | X | 8 | 1965 |  |  | N | Electric Utility | 1 | X | NG | DFO | [8 empty] | N |  |  | 1H | [23 empty] | Y |  | N
Vintage1965 | natural gas peaker | TRUE | 3355 | City of Chanute | 1268 | Chanute 2 | KS | Neosho | 8 | Natural Gas Internal Combustion Engine | IC |  | S | X | X |  |  | 2 | 0.8 | 2 | 2 | 1 | N |  |  | OP | X | 8 | 1965 |  |  | N | Electric Utility | 1 | X | NG | DFO | [8 empty] | N |  |  | 1H | [23 empty] | Y |  | N
Vintage1948 | natural gas steam turbine | TRUE | 3710 | City of Clay Center - (KS) | 1270 | Clay Center | KS | Clay | 5 | Natural Gas Steam Turbine | ST |  | S | X | X | SPP | SPP | 3 | 1 | 3 | 3 | 1 | N |  |  | OP | X | 1 | 1948 |  |  | N | Electric Utility | 1 | X | NG | DFO |  |  |  |  | NG |  |  |  | N |  |  | 10M | [23 empty] | Y | Y | Y
Vintage1961 | natural gas steam turbine | TRUE | 3710 | City of Clay Center - (KS) | 1270 | Clay Center | KS | Clay | 6 | Natural Gas Steam Turbine | ST |  | S | X | X | SPP | SPP | 5 | 1 | 5 | 5 | 1 | N |  |  | OP | X | 1 | 1961 |  |  | N | Electric Utility | 1 | X | NG | DFO |  |  |  |  | NG |  |  |  | N |  |  | 10M | [23 empty] | Y | Y | Y
Vintage1958 | natural gas peaker | TRUE | 3710 | City of Clay Center - (KS) | 1270 | Clay Center | KS | Clay | IC1 | Natural Gas Internal Combustion Engine | IC |  | S | X | X | SPP | SPP | 0.9 | 1 | 0.9 | 0.9 | 0.5 | N |  |  | OP | X | 1 | 1958 |  |  | N | Electric Utility | 1 | X | NG | DFO | [8 empty] | N |  |  | 10M | [23 empty] | Y | Y | Y
Vintage1966 | natural gas peaker | TRUE | 3710 | City of Clay Center - (KS) | 1270 | Clay Center | KS | Clay | IC2 | Natural Gas Internal Combustion Engine | IC |  | S | X | X | SPP | SPP | 2.1 | 1 | 2 | 2 | 0.5 | N |  |  | OP | X | 1 | 1966 |  |  | N | Electric Utility | 1 | X | NG | DFO | [8 empty] | N |  |  | 10M | [23 empty] | Y | Y | Y
Vintage1972 | natural gas peaker | TRUE | 3710 | City of Clay Center - (KS) | 1270 | Clay Center | KS | Clay | IC3 | Natural Gas Internal Combustion Engine | IC |  | S | X | X | SPP | SPP | 5.1 | 1 | 5 | 5 | 0.5 | N |  |  | OP | X | 1 | 1972 |  |  | N | Electric Utility | 1 | X | NG | DFO | [8 empty] | N |  |  | 10M | [23 empty] | Y | Y | Y
Vintage1996 | natural gas peaker | TRUE | 3710 | City of Clay Center - (KS) | 1270 | Clay Center | KS | Clay | IC4 | Natural Gas Internal Combustion Engine | IC |  | S | X | X | SPP | SPP | 3.5 | 1 | 3.5 | 3.5 | 0.5 | N |  |  | OP | X | 4 | 1996 |  |  | N | Electric Utility | 1 | X | NG | DFO |  |  |  |  | DFO |  |  |  | N | N |  | 10M | [23 empty] | Y | Y | Y
Vintage1996 | natural gas peaker | TRUE | 3710 | City of Clay Center - (KS) | 1270 | Clay Center | KS | Clay | IC5 | Natural Gas Internal Combustion Engine | IC |  | S | X | X | SPP | SPP | 3.5 | 1 | 3.5 | 3.5 | 0.5 | N |  |  | OP | X | 6 | 1996 |  |  | N | Electric Utility | 1 | X | NG | DFO |  |  |  |  | DFO |  |  |  | N | N |  | 10M | [23 empty] | Y | Y | Y
Vintage2005 | natural gas peaker | TRUE | 3710 | City of Clay Center - (KS) | 1270 | Clay Center | KS | Clay | IC6 | Natural Gas Internal Combustion Engine | IC |  | S | X | X | SPP | SPP | 6.8 | 1 | 6.8 | 6.8 | 0.5 | N |  |  | OP | X | 3 | 2005 |  |  | N | Electric Utility | 1 | X | NG | DFO |  |  |  |  | DFO |  |  |  | N | N |  | 10M | [23 empty] | Y | Y | Y
Vintage2007 | petroleum | TRUE | 3892 | City of Coffeyville - (KS) | 1271 | Coffeyville | KS | Montgomery | 1 | Petroleum Liquids | IC |  | S | X | X |  |  | 2 | 0.8 | 2 | 2 | 0.5 | N |  |  | OP | X | 4 | 2007 |  |  | N | Electric Utility | 1 | X | DFO | [9 empty] | N |  |  | 10M | [23 empty] | N | N | N
Vintage2007 | petroleum | TRUE | 3892 | City of Coffeyville - (KS) | 1271 | Coffeyville | KS | Montgomery | 2 | Petroleum Liquids | IC |  | S | X | X |  |  | 2 | 0.8 | 2 | 2 | 0.5 | N |  |  | OP | X | 4 | 2007 |  |  | N | Electric Utility | 1 | X | DFO | [9 empty] | N |  |  | 10M | [23 empty] | N | N | N
Vintage1973 | natural gas steam turbine | TRUE | 3892 | City of Coffeyville - (KS) | 1271 | Coffeyville | KS | Montgomery | 7 | Natural Gas Steam Turbine | ST |  | S | X | X | GRDACOFFEYGRUN7 | GRDACOFFEYGRUN7 | 40 | 0.9 | 37 | 38.2 | 9 | N |  |  | OP | X | 6 | 1973 |  |  | N | Electric Utility | 1 | X | NG | [5 empty] | NG |  |  |  | N |  |  | 12H | [23 empty] | N | N
Vintage1958 | petroleum | TRUE | 3913 | City of Colby - (KS) | 1272 | Colby City of | KS | Thomas | 4 | Petroleum Liquids | IC |  | S | X | X |  |  | 1.7 | 0.8 | 1.2 | 1.2 | 1.2 | N |  |  | OP | X | 8 | 1958 |  |  | N | Electric Utility | 1 | X | DFO | NG | [8 empty] | N | N |  | 1H | [23 empty] | Y | Y | Y
Vintage1958 | petroleum | TRUE | 3913 | City of Colby - (KS) | 1272 | Colby City of | KS | Thomas | 5 | Petroleum Liquids | IC |  | S | X | X |  |  | 1.3 | 0.8 | 1 | 1 | 1 | N |  |  | OP | X | 5 | 1958 |  |  | N | Electric Utility | 1 | X | DFO | NG | [8 empty] | N | N |  | 1H | [23 empty] | Y | Y | Y
Vintage1971 | petroleum | TRUE | 3913 | City of Colby - (KS) | 1272 | Colby City of | KS | Thomas | 6 | Petroleum Liquids | IC |  | S | X | X |  |  | 4.5 | 0.8 | 3.5 | 3.5 | 3.5 | N |  |  | OA | X | 10 | 1971 |  |  | N | Electric Utility | 1 | X | DFO | NG | [8 empty] | N | N |  | 1H | [23 empty] | Y | Y | Y
Vintage1971 | petroleum | TRUE | 3913 | City of Colby - (KS) | 1272 | Colby City of | KS | Thomas | 7 | Petroleum Liquids | IC |  | S | X | X |  |  | 4.5 | 0.8 | 3.5 | 3.5 | 3.5 | N |  |  | OP | X | 6 | 1971 |  |  | N | Electric Utility | 1 | X | DFO | NG | [8 empty] | N | N |  | 1H | [23 empty] | Y | Y | Y
Vintage1965 | petroleum | TRUE | 3913 | City of Colby - (KS) | 1272 | Colby City of | KS | Thomas | 8 | Petroleum Liquids | IC |  | S | X | X |  |  | 2.7 | 0.8 | 2.5 | 2.5 | 2.5 | N |  |  | OP | X | 3 | 1965 |  |  | N | Electric Utility | 1 | X | DFO | NG | [8 empty] | N | N |  | 1H | [23 empty] | Y | Y | Y
Vintage2019 | petroleum | TRUE | 3913 | City of Colby - (KS) | 1272 | Colby City of | KS | Thomas | 9 | Petroleum Liquids | IC |  | S | X | X |  |  | 3 | 0.8 | 3 | 3 | 2.5 | N |  |  | OP | X | 8 | 2019 |  |  | N | Electric Utility | 1 | X | DFO | [9 empty] | N | N |  | 10M | [23 empty] | N | N | N
Vintage1965 | petroleum | TRUE | 5802 | City of Ellinwood - (KS) | 1274 | Ellinwood | KS | Barton | 1 | Petroleum Liquids | IC |  | S | X | X |  |  | 2.1 | 0.8 | 1.8 | 1.8 | 1.5 | N |  |  | OP | X | 8 | 1965 |  |  | N | Electric Utility | 1 | X | DFO | NG | [8 empty] | N |  |  | 1H | [23 empty] | Y | N | Y
Vintage1957 | petroleum | TRUE | 5802 | City of Ellinwood - (KS) | 1274 | Ellinwood | KS | Barton | 2 | Petroleum Liquids | IC |  | S | X | X |  |  | 1.4 | 0.8 | 1.3 | 1.3 | 0.8 | N |  |  | OP | X | 6 | 1957 |  |  | N | Electric Utility | 1 | X | DFO | NG | [8 empty] | N |  |  | 1H | [23 empty] | Y | N | Y
Vintage1948 | petroleum | TRUE | 5802 | City of Ellinwood - (KS) | 1274 | Ellinwood | KS | Barton | 3 | Petroleum Liquids | IC |  | S | X | X |  |  | 0.6 | 0.8 | 0.4 | 0.4 | 0.2 | N |  |  | SB | Y | 6 | 1948 |  |  | N | Electric Utility | 1 | X | DFO | NG | [8 empty] | N |  |  | 1H | [23 empty] | Y | N | Y
Vintage1953 | petroleum | TRUE | 5802 | City of Ellinwood - (KS) | 1274 | Ellinwood | KS | Barton | 4 | Petroleum Liquids | IC |  | S | X | X |  |  | 1.1 | 0.8 | 1 | 1 | 0.5 | N |  |  | OP | X | 7 | 1953 |  |  | N | Electric Utility | 1 | X | DFO | NG | [11 empty] | 1H | [23 empty] | Y | N | Y
Vintage1971 | petroleum | TRUE | 5802 | City of Ellinwood - (KS) | 1274 | Ellinwood | KS | Barton | 5 | Petroleum Liquids | IC |  | S | X | X |  |  | 3.3 | 0.8 | 2.7 | 2.7 | 2 | N |  |  | OP | X | 6 | 1971 |  |  | N | Electric Utility | 1 | X | DFO | NG | [11 empty] | 1H | [23 empty] | Y | N | Y
Vintage1958 | petroleum | TRUE | 5957 | City of Erie - (KS) | 1276 | Erie | KS | Neosho | 3 | Petroleum Liquids | IC |  | S | X | X |  |  | 1 | 0.8 | 0.9 | 0.9 | 0.5 | N |  |  | OP | X | 11 | 1958 |  |  | N | Electric Utility | 1 | X | DFO | [9 empty] | N | N |  | 1H | [23 empty] | N | N | N
Vintage2005 | petroleum | TRUE | 5957 | City of Erie - (KS) | 1276 | Erie | KS | Neosho | 6 | Petroleum Liquids | IC |  | S | X | X |  |  | 1.1 | 0.8 | 1 | 1 | 0.5 | N |  |  | OP | X | 4 | 2005 |  |  | N | Electric Utility | 1 | X | DFO | [9 empty] | N | N |  | 1H | [23 empty] | N | N | N
Vintage2005 | petroleum | TRUE | 5957 | City of Erie - (KS) | 1276 | Erie | KS | Neosho | 7 | Petroleum Liquids | IC |  | S | X | X |  |  | 1.1 | 0.8 | 1 | 1 | 0.5 | N |  |  | OP | X | 4 | 2005 |  |  | N | Electric Utility | 1 | X | DFO | [9 empty] | N |  |  | 1H | [23 empty] | N | N | N
Vintage2005 | petroleum | TRUE | 5957 | City of Erie - (KS) | 1276 | Erie | KS | Neosho | 8 | Petroleum Liquids | IC |  | S | X | X |  |  | 1.1 | 0.8 | 1 | 1 | 0.5 | N |  |  | OP | X | 4 | 2005 |  |  | N | Electric Utility | 1 | X | DFO | [9 empty] | N |  |  | 1H | [23 empty] | N | N | N
Vintage1961 | petroleum | TRUE | 6965 | City of Garnett - (KS) | 1278 | Garnett Municipal | KS | Anderson | 1 | Petroleum Liquids | IC |  | S | X | X |  |  | 1.5 | 1 | 1.3 | 1.3 | 0.8 | N |  |  | OP | X | 1 | 1961 |  |  | N | Electric Utility | 1 | X | DFO | NG | [8 empty] | N | N |  | 10M | [23 empty] | N | N | N
Vintage1930 | petroleum | TRUE | 6965 | City of Garnett - (KS) | 1278 | Garnett Municipal | KS | Anderson | 2 | Petroleum Liquids | IC |  | S | X | X |  |  | 0.4 | 1 | 0.3 | 0.3 | 0.3 | N |  |  | OP | X | 1 | 1930 |  |  | N | Electric Utility | 1 | X | DFO | NG | [8 empty] | N | N |  | 10M | [23 empty] | N | N | N
Vintage1955 | petroleum | TRUE | 6965 | City of Garnett - (KS) | 1278 | Garnett Municipal | KS | Anderson | 3 | Petroleum Liquids | IC |  | S | X | X |  |  | 1.5 | 1 | 1.3 | 1.3 | 0.8 | N |  |  | OP | X | 1 | 1955 |  |  | N | Electric Utility | 1 | X | DFO | NG | [8 empty] | N | N |  | 10M | [23 empty] | N | N | N
Vintage1948 | petroleum | TRUE | 6965 | City of Garnett - (KS) | 1278 | Garnett Municipal | KS | Anderson | 4 | Petroleum Liquids | IC |  | S | X | X |  |  | 0.9 | 1 | 0.8 | 0.8 | 0.4 | N |  |  | OP | X | 1 | 1948 |  |  | N | Electric Utility | 1 | X | DFO | NG | [8 empty] | N |  |  | 10M | [23 empty] | Y | N | N
Vintage2000 | petroleum | TRUE | 6965 | City of Garnett - (KS) | 1278 | Garnett Municipal | KS | Anderson | 7 | Petroleum Liquids | IC |  | S | X | X |  |  | 2.5 | 1 | 2.2 | 2.2 | 1.5 | N |  |  | OP | X | 11 | 2000 |  |  | N | Electric Utility | 1 | X | DFO | NG | [8 empty] | N |  |  | 10M | [23 empty] | N | N | N
Vintage1981 | petroleum | TRUE | 6965 | City of Garnett - (KS) | 1278 | Garnett Municipal | KS | Anderson | IC5 | Petroleum Liquids | IC |  | S | X | X |  |  | 2.4 | 1 | 2.1 | 2.1 | 1 | N |  |  | OP | X | 1 | 1981 |  |  | N | Electric Utility | 1 | X | DFO | NG | [11 empty] | 10M | [23 empty] | N | N | N
Vintage1978 | petroleum | TRUE | 6965 | City of Garnett - (KS) | 1278 | Garnett Municipal | KS | Anderson | IC6 | Petroleum Liquids | IC |  | S | X | X |  |  | 2.5 | 1 | 2.2 | 2.2 | 1.5 | N |  |  | OP | X | 1 | 1978 |  |  | N | Electric Utility | 1 | X | DFO | NG | [11 empty] | 10M | [23 empty] | N | N | N
Vintage1955 | petroleum | TRUE | 7257 | City of Girard - (KS) | 1279 | Girard | KS | Crawford | 1 | Petroleum Liquids | IC |  | S | X | X | SPP | SPP | 1.4 | 0.8 | 1.1 | 1.1 | 1 | N |  |  | OP | X | 9 | 1955 |  |  | N | Electric Utility | 1 | X | DFO | NG | [8 empty] | N | N |  | 1H | [23 empty] | Y | Y | N
Vintage1962 | petroleum | TRUE | 7257 | City of Girard - (KS) | 1279 | Girard | KS | Crawford | 4 | Petroleum Liquids | IC |  | S | X | X | SPP | SPP | 2.2 | 0.8 | 1.8 | 1.8 | 1.2 | N |  |  | OP | X | 9 | 1962 |  |  | N | Electric Utility | 1 | X | DFO | NG | [8 empty] | N | N |  | 1H | [23 empty] | Y | Y | N
Vintage1997 | petroleum | TRUE | 7257 | City of Girard - (KS) | 1279 | Girard | KS | Crawford | 6 | Petroleum Liquids | IC |  | S | X | X | SPP | SPP | 3.5 | 0.8 | 3.2 | 3.3 | 3 | N |  |  | OP | X | 5 | 1997 |  |  | N | Electric Utility | 1 | X | DFO | NG | [8 empty] | N | N |  | 1H | [23 empty] | Y | Y | N
Vintage1997 | petroleum | TRUE | 7257 | City of Girard - (KS) | 1279 | Girard | KS | Crawford | 7 | Petroleum Liquids | IC |  | S | X | X | SPP | SPP | 3.7 | 0.8 | 3.4 | 3.4 | 3.2 | N |  |  | OP | X | 4 | 1997 |  |  | N | Electric Utility | 1 | X | DFO | NG | [8 empty] | N | N |  | 1H | [23 empty] | Y | Y | N
Vintage1971 | natural gas peaker | TRUE | 7374 | City of Goodland - (KS) | 1280 | Goodland | KS | Sherman | 10 | Natural Gas Internal Combustion Engine | IC |  | S | X | X |  |  | 2 | 0.8 | 1.8 | 2 | 1.5 | N |  |  | OP | X | 7 | 1971 |  |  | N | Electric Utility | 1 | X | NG | DFO | [8 empty] | N | N |  | 1H | [23 empty] | Y | Y | N
Vintage1978 | natural gas peaker | TRUE | 7374 | City of Goodland - (KS) | 1280 | Goodland | KS | Sherman | 11 | Natural Gas Internal Combustion Engine | IC |  | S | X | X |  |  | 4.3 | 0.8 | 3.5 | 3.8 | 3.2 | N |  |  | OP | X | 9 | 1978 |  |  | N | Electric Utility | 1 | X | NG | DFO | [8 empty] | N | N |  | 1H | [23 empty] | Y | Y | N
Vintage1995 | natural gas peaker | TRUE | 7374 | City of Goodland - (KS) | 1280 | Goodland | KS | Sherman | 12 | Natural Gas Internal Combustion Engine | IC |  | S | X | X |  |  | 1 | 0.8 | 0.8 | 0.9 | 0.6 | N |  |  | OP | X | 5 | 1995 |  |  | N | Electric Utility | 1 | X | NG | DFO | [8 empty] | N | N |  | 1H | [23 empty] | Y | Y | N
Vintage1999 | natural gas peaker | TRUE | 7374 | City of Goodland - (KS) | 1280 | Goodland | KS | Sherman | 13 | Natural Gas Internal Combustion Engine | IC |  | S | X | X |  |  | 1.3 | 0.8 | 1.1 | 1.3 | 1 | N |  |  | OP | X | 5 | 1999 |  |  | N | Electric Utility | 1 | X | NG | DFO | [8 empty] | N | N |  | 1H | [23 empty] | Y | Y | N
Vintage1939 | petroleum | TRUE | 7374 | City of Goodland - (KS) | 1280 | Goodland | KS | Sherman | 3 | Petroleum Liquids | IC |  | S | X | X |  |  | 0.7 | 0.8 | 0.7 | 0.7 | 0.5 | N |  |  | OP | X | 3 | 1939 |  |  | N | Electric Utility | 1 | X | DFO | [9 empty] | N | N |  | 1H | [23 empty] | N
Vintage1962 | natural gas peaker | TRUE | 7374 | City of Goodland - (KS) | 1280 | Goodland | KS | Sherman | 6 | Natural Gas Internal Combustion Engine | IC |  | S | X | X |  |  | 2.2 | 0.8 | 1.8 | 2.1 | 1.7 | N |  |  | OP | X | 7 | 1962 |  |  | N | Electric Utility | 1 | X | NG | DFO | [8 empty] | N | N |  | 1H | [23 empty] | Y | Y | N
Vintage1966 | natural gas peaker | TRUE | 7374 | City of Goodland - (KS) | 1280 | Goodland | KS | Sherman | 7 | Natural Gas Internal Combustion Engine | IC |  | S | X | X |  |  | 2.2 | 0.8 | 1.8 | 2.1 | 1.7 | N |  |  | OP | X | 2 | 1966 |  |  | N | Electric Utility | 1 | X | NG | DFO | [8 empty] | N | N |  | 1H | [23 empty] | Y | Y | N
Vintage1975 | natural gas peaker | TRUE | 7374 | City of Goodland - (KS) | 1280 | Goodland | KS | Sherman | 8 | Natural Gas Internal Combustion Engine | IC |  | S | X | X |  |  | 5 | 0.8 | 4.6 | 4.8 | 3.5 | N |  |  | OP | X | 5 | 1975 |  |  | N | Electric Utility | 1 | X | NG | DFO | [8 empty] | N | N |  | 1H | [23 empty] | Y | Y | N
Vintage2001 | petroleum | TRUE | 8490 | City of Herington - (KS) | 1283 | Herington | KS | Dickinson | 4B | Petroleum Liquids | IC |  | S | X | X |  |  | 1.6 | 0.8 | 1.5 | 1.5 | 0.5 | N |  |  | SB | Y | 7 | 2001 |  |  | N | Electric Utility | 1 | X | DFO | [9 empty] | N | N |  | 1H | [23 empty] | N | N | N
Vintage1962 | petroleum | TRUE | 8599 | City of Hill City | 1285 | Hill City | KS | Graham | 1 | Petroleum Liquids | IC |  | S | X | X |  |  | 1.3 | 0.8 | 1.1 | 1.2 | 0.9 | N |  |  | OP | X | 3 | 1962 |  |  | N | Electric Utility | 1 | X | DFO | NG | [8 empty] | N | N |  | 1H | [23 empty] | Y | N | Y
Vintage1962 | petroleum | TRUE | 8599 | City of Hill City | 1285 | Hill City | KS | Graham | 2 | Petroleum Liquids | IC |  | S | X | X |  |  | 1.3 | 0.8 | 1.1 | 1.2 | 0.9 | N |  |  | OP | X | 3 | 1962 |  |  | N | Electric Utility | 1 | X | DFO | NG | [8 empty] | N | N |  | 1H | [23 empty] | Y | N | Y
Vintage1952 | petroleum | TRUE | 8599 | City of Hill City | 1285 | Hill City | KS | Graham | 3 | Petroleum Liquids | IC |  | S | X | X |  |  | 0.6 | 0.8 | 0.6 | 0.6 | 0.4 | N |  |  | OP | X | 5 | 1952 |  |  | N | Electric Utility | 1 | X | DFO | NG | [8 empty] | N | N |  | 1H | [23 empty] | Y | N | Y
Vintage1967 | petroleum | TRUE | 8599 | City of Hill City | 1285 | Hill City | KS | Graham | 4 | Petroleum Liquids | IC |  | S | X | X |  |  | 1.1 | 0.8 | 1 | 1 | 0.8 | N |  |  | OP | X | 8 | 1967 |  |  | N | Electric Utility | 1 | X | DFO | NG | [8 empty] | N |  |  | 1H | [23 empty] | Y | N | Y
Vintage1974 | petroleum | TRUE | 8599 | City of Hill City | 1285 | Hill City | KS | Graham | 5 | Petroleum Liquids | IC |  | S | X | X |  |  | 1.3 | 0.8 | 1.2 | 1.2 | 0.9 | N |  |  | OP | X | 10 | 1974 |  |  | N | Electric Utility | 1 | X | DFO | NG | [8 empty] | N |  |  | 1H | [23 empty] | Y | N | Y
Vintage1974 | petroleum | TRUE | 8599 | City of Hill City | 1285 | Hill City | KS | Graham | 6 | Petroleum Liquids | IC |  | S | X | X |  |  | 1.3 | 0.8 | 1.2 | 1.2 | 0.9 | N |  |  | OP | X | 12 | 1974 |  |  | N | Electric Utility | 1 | X | DFO | NG | [8 empty] | N |  |  | 1H | [23 empty] | Y | N | Y
Vintage1996 | petroleum | TRUE | 8703 | City of Hoisington - (KS) | 1286 | Hoisington | KS | Barton | 2A | Petroleum Liquids | IC |  | S | X | X |  |  | 1 | 0.8 | 1.1 | 1.1 | 0.7 | N |  |  | OP | X | 9 | 1996 |  |  | N | Electric Utility | 1 | X | DFO | [12 empty] | 1H | [23 empty] | N |  | N
Vintage1961 | natural gas peaker | TRUE | 8703 | City of Hoisington - (KS) | 1286 | Hoisington | KS | Barton | 6 | Natural Gas Internal Combustion Engine | IC |  | S | X | X |  |  | 2 | 0.8 | 2 | 2 | 1.8 | N |  |  | OP | X | 8 | 1961 |  |  | N | Electric Utility | 1 | X | NG | DFO | [11 empty] | 1H | [23 empty] | Y | Y | Y
Vintage1966 | natural gas peaker | TRUE | 8703 | City of Hoisington - (KS) | 1286 | Hoisington | KS | Barton | 7 | Natural Gas Internal Combustion Engine | IC |  | S | X | X |  |  | 4 | 0.8 | 4 | 4 | 2.9 | N |  |  | OP | X | 8 | 1966 |  |  | N | Electric Utility | 1 | X | NG | DFO | [11 empty] | 1H | [23 empty] | Y | Y | Y
Vintage1970 | petroleum | TRUE | 8770 | City of Holton - (KS) | 1287 | Holton | KS | Jackson | 10 | Petroleum Liquids | IC |  | S | X | X |  |  | 2 | 0.8 | 1.8 | 2 | 1 | N |  |  | OP | X | 8 | 1970 |  |  | N | Electric Utility | 1 | X | DFO | NG | [8 empty] | N | N |  | 1H | [23 empty] | Y | N | N
Vintage1994 | petroleum | TRUE | 8770 | City of Holton - (KS) | 1287 | Holton | KS | Jackson | 11 | Petroleum Liquids | IC |  | S | X | X |  |  | 2.4 | 0.8 | 2.2 | 2.4 | 1.7 | N |  |  | OP | X | 1 | 1994 |  |  | N | Electric Utility | 1 | X | DFO | NG | [8 empty] | N | N |  | 1H | [23 empty] | Y | N | N
Vintage2001 | natural gas peaker | TRUE | 8770 | City of Holton - (KS) | 1287 | Holton | KS | Jackson | 12 | Natural Gas Internal Combustion Engine | IC |  | S | X | X |  |  | 3.1 | 0.8 | 3 | 3.1 | 2.5 | N |  |  | OP | X | 5 | 2001 |  |  | N | Electric Utility | 1 | X | NG | DFO | [8 empty] | N | N |  | 1H | [23 empty] | Y | N | N
Vintage2001 | natural gas peaker | TRUE | 8770 | City of Holton - (KS) | 1287 | Holton | KS | Jackson | 13 | Natural Gas Internal Combustion Engine | IC |  | S | X | X |  |  | 3.1 | 0.8 | 3 | 3.1 | 2.5 | N |  |  | OP | X | 5 | 2001 |  |  | N | Electric Utility | 1 | X | NG | DFO | [8 empty] | N | N |  | 1H | [23 empty] | Y |  | N
Vintage1958 | petroleum | TRUE | 8770 | City of Holton - (KS) | 1287 | Holton | KS | Jackson | 6 | Petroleum Liquids | IC |  | S | X | X |  |  | 1.8 | 0.8 | 1.4 | 1.7 | 0.9 | N |  |  | OP | X | 2 | 1958 |  |  | N | Electric Utility | 1 | X | DFO | NG | [8 empty] | N | N |  | 1H | [23 empty] | Y |  | N
Vintage1963 | petroleum | TRUE | 8770 | City of Holton - (KS) | 1287 | Holton | KS | Jackson | 7 | Petroleum Liquids | IC |  | S | X | X |  |  | 2.8 | 0.8 | 2.4 | 2.6 | 1.2 | N |  |  | OP | X | 5 | 1963 |  |  | N | Electric Utility | 1 | X | DFO | NG | [9 empty] | N |  | 1H | [23 empty] | Y | N | N
Vintage1969 | petroleum | TRUE | 8770 | City of Holton - (KS) | 1287 | Holton | KS | Jackson | 8 | Petroleum Liquids | IC |  | S | X | X |  |  | 4.3 | 0.8 | 3.8 | 4 | 2.6 | N |  |  | OP | X | 6 | 1969 |  |  | N | Electric Utility | 1 | X | DFO | NG | [9 empty] | N |  | 1H | [23 empty] | Y | N | N
Vintage1970 | petroleum | TRUE | 8770 | City of Holton - (KS) | 1287 | Holton | KS | Jackson | 9 | Petroleum Liquids | IC |  | S | X | X |  |  | 2 | 0.8 | 1.8 | 2 | 1 | N |  |  | OP | X | 8 | 1970 |  |  | N | Electric Utility | 1 | X | DFO | NG | [9 empty] | N |  | 1H | [23 empty] | Y | N | N
Vintage1998 | natural gas peaker | TRUE | 9418 | City of Iola - (KS) | 1291 | Iola | KS | Allen | 1 | Natural Gas Internal Combustion Engine | IC |  | S | X | X |  |  | 5 | 1 | 5 | 5 | 2.5 | N |  |  | OP | X | 8 | 1998 |  |  | N | Electric Utility | 1 | X | NG | [9 empty] | N | N |  | 1H | [23 empty] | N | N | N
Vintage1981 | petroleum | TRUE | 9418 | City of Iola - (KS) | 1291 | Iola | KS | Allen | 10 | Petroleum Liquids | IC |  | S | X | X |  |  | 2.7 | 1 | 2.9 | 2.9 | 2 | N |  |  | OP | X | 6 | 1981 |  |  | N | Electric Utility | 1 | X | DFO | [9 empty] | N | N |  | 1H | [23 empty] | N | N | N
Vintage2020 | petroleum | TRUE | 9418 | City of Iola - (KS) | 1291 | Iola | KS | Allen | 14 | Petroleum Liquids | IC |  | S | X | X |  |  | 2 | 1 | 2 | 2 | 1 | N |  |  | OP | X | 2 | 2020 |  |  | N | Electric Utility | 1 | X | DFO | [10 empty] | N |  | 10M | [23 empty] | N
Vintage2020 | petroleum | TRUE | 9418 | City of Iola - (KS) | 1291 | Iola | KS | Allen | 15 | Petroleum Liquids | IC |  | S | X | X |  |  | 2 | 1 | 2 | 2 | 1 | N |  |  | OP | X | 2 | 2020 |  |  | N | Electric Utility | 1 | X | DFO | [10 empty] | N |  | 10M | [23 empty] | N
Vintage2021 | petroleum | TRUE | 9418 | City of Iola - (KS) | 1291 | Iola | KS | Allen | 16 | Petroleum Liquids | IC |  | S | X | X |  |  | 1.8 | 1 | 1.8 | 1.8 | 1 | N |  |  | OP | X | 8 | 2021 |  |  | N | Electric Utility | 1 | X | DFO | [10 empty] | N |  | 10M | [23 empty] | N | N | N
Vintage2000 | natural gas peaker | TRUE | 9418 | City of Iola - (KS) | 1291 | Iola | KS | Allen | 2 | Natural Gas Internal Combustion Engine | IC |  | S | X | X |  |  | 5 | 1 | 5 | 5 | 2.5 | N |  |  | OP | X | 6 | 2000 |  |  | N | Electric Utility | 1 | X | NG | [9 empty] | N | N |  | 1H | [23 empty] | N | N | N
Vintage1969 | petroleum | TRUE | 9418 | City of Iola - (KS) | 1291 | Iola | KS | Allen | 6 | Petroleum Liquids | IC |  | S | X | X |  |  | 2.7 | 1 | 2.9 | 2.9 | 2 | N |  |  | OP | X | 5 | 1969 |  |  | N | Electric Utility | 1 | X | DFO | [9 empty] | N | N |  | 10M | [23 empty] | N | N | N
Vintage1971 | petroleum | TRUE | 9418 | City of Iola - (KS) | 1291 | Iola | KS | Allen | 7 | Petroleum Liquids | IC |  | S | X | X |  |  | 2.7 | 1 | 2.9 | 2.9 | 2 | N |  |  | OP | X | 5 | 1971 |  |  | N | Electric Utility | 1 | X | DFO | [9 empty] | N | N |  | 10M | [23 empty] | N | N | N
Vintage1976 | petroleum | TRUE | 9418 | City of Iola - (KS) | 1291 | Iola | KS | Allen | 8 | Petroleum Liquids | IC |  | S | X | X |  |  | 2.7 | 1 | 2.9 | 2.9 | 2 | N |  |  | OP | X | 2 | 1976 |  |  | N | Electric Utility | 1 | X | DFO | [9 empty] | N | N |  | 10M | [23 empty] | N | N | N
Vintage1977 | petroleum | TRUE | 9418 | City of Iola - (KS) | 1291 | Iola | KS | Allen | 9 | Petroleum Liquids | IC |  | S | X | X |  |  | 2.7 | 1 | 2.9 | 2.9 | 2 | N |  |  | OP | X | 6 | 1977 |  |  | N | Electric Utility | 1 | X | DFO | [9 empty] | N | N |  | 10M | [23 empty] | N | N | N
Vintage2015 | petroleum | TRUE | 9732 | City of Jetmore | 1292 | Jetmore | KS | Hodgeman | 8 | Petroleum Liquids | IC |  | S | X | X |  |  | 2.5 | 0.8 | 2.5 | 2.5 | 1 | N |  |  | SB | Y | 11 | 2015 |  |  | N | Electric Utility | 1 | X | DFO | [9 empty] | N | N | 0 | 1H |  |  |  | N | [16 empty] | N |  |  | N | N | N
Vintage1955 | natural gas steam turbine | TRUE | 9996 | City of Kansas City - (KS) | 1294 | Kaw | KS | Wyandotte | 1 | Natural Gas Steam Turbine | ST |  | S | X | X | kacy | kacy | 50.1 | 0.97 | 41.9 | 41.9 | 30 | N |  |  | OS | X | 6 | 1955 |  |  | N | Electric Utility | 1 | X | NG | [5 empty] | NG |  |  |  | N |  |  | OVER |  | N |  |  | N | [18 empty] | N | N | N
Vintage1957 | natural gas steam turbine | TRUE | 9996 | City of Kansas City - (KS) | 1294 | Kaw | KS | Wyandotte | 2 | Natural Gas Steam Turbine | ST |  | S | X | X | kacy | kacy | 50.1 | 0.97 | 41.9 | 41.9 | 30 | N |  |  | OS | X | 4 | 1957 |  |  | N | Electric Utility | 1 | X | NG | [5 empty] | NG |  |  |  | N |  |  | OVER |  | N |  |  | N | [18 empty] | N | N | N
Vintage1962 | natural gas steam turbine | TRUE | 9996 | City of Kansas City - (KS) | 1294 | Kaw | KS | Wyandotte | 3 | Natural Gas Steam Turbine | ST |  | S | X | X | kacy | kacy | 65.5 | 0.97 | 56.5 | 56.5 | 30 | N |  |  | OS | X | 5 | 1962 |  |  | N | Electric Utility | 1 | X | NG | [5 empty] | NG |  |  |  | N |  |  | OVER |  | N |  |  | N | [18 empty] | N | N | N
Vintage1974 | petroleum | TRUE | 9996 | City of Kansas City - (KS) | 1295 | Quindaro | KS | Wyandotte | GT2 | Petroleum Liquids | GT |  | S | X | X | kacy | kacy | 65.7 | 0.97 | 56 | 56 | 20 | N |  |  | OP | X | 7 | 1974 |  |  | N | Electric Utility | 1 | X | DFO | [5 empty] | DFO |  |  |  | N | N |  | 1H |  |  |  |  | N | [15 empty] | N |  |  | N | N | N
Vintage1977 | petroleum | TRUE | 9996 | City of Kansas City - (KS) | 1295 | Quindaro | KS | Wyandotte | GT3 | Petroleum Liquids | GT |  | S | X | X | kacy | kacy | 65.7 | 0.97 | 46 | 46 | 20 | N |  |  | OP | X | 8 | 1977 |  |  | N | Electric Utility | 1 | X | DFO | [5 empty] | DFO |  |  |  | N | N |  | 1H | [20 empty] | N |  |  | N | N | N
Vintage1965 | natural gas steam turbine | TRUE | 9996 | City of Kansas City - (KS) | 1295 | Quindaro | KS | Wyandotte | ST1 | Natural Gas Steam Turbine | ST |  | S | X | X |  |  | 81.6 | 0.97 | 72 | 72 | 35 | N |  |  | OS | X | 5 | 1965 |  |  | N | Electric Utility | 1 | X | NG | [5 empty] | NG |  |  |  | N | N |  | OVER |  | N | [21 empty] | N | N | N
Vintage1971 | natural gas steam turbine | TRUE | 9996 | City of Kansas City - (KS) | 1295 | Quindaro | KS | Wyandotte | ST2 | Natural Gas Steam Turbine | ST |  | S | X | X |  |  | 157.5 | 0.97 | 85 | 85 | 55 | N |  |  | OS | X | 12 | 1971 |  |  | N | Electric Utility | 1 | X | NG | [5 empty] | NG |  |  |  | N | N |  | OVER |  | N | [21 empty] | N | N | N
Vintage1962 | natural gas peaker | TRUE | 10321 | City of Kingman - (KS) | 1296 | Kingman Municipal Power and Light Plant | KS | Kingman | 2 | Natural Gas Internal Combustion Engine | IC |  | S | X | X |  |  | 2.2 | 0.8 | 1.9 | 2 | 1 | N |  |  | SB | Y | 4 | 1962 |  |  | N | Electric Utility | 1 | X | NG | DFO | [8 empty] | N | N |  | 1H | [23 empty] | Y | N | Y
Vintage1977 | natural gas peaker | TRUE | 10321 | City of Kingman - (KS) | 1296 | Kingman Municipal Power and Light Plant | KS | Kingman | 4 | Natural Gas Internal Combustion Engine | IC |  | S | X | X |  |  | 2.2 | 0.8 | 1.9 | 2 | 1.2 | N |  |  | OP | X | 6 | 1977 |  |  | N | Electric Utility | 1 | X | NG | DFO | [8 empty] | N | N |  | 1H | [23 empty] | Y | N | Y
Vintage1969 | natural gas peaker | TRUE | 10321 | City of Kingman - (KS) | 1296 | Kingman Municipal Power and Light Plant | KS | Kingman | 6 | Natural Gas Internal Combustion Engine | IC |  | S | X | X |  |  | 3.5 | 0.8 | 3.4 | 3.4 | 2.5 | N |  |  | OP | X | 9 | 1969 |  |  | N | Electric Utility | 1 | X | NG | DFO | [8 empty] | N | N |  | 1H | [23 empty] | Y | N | Y
Vintage1979 | natural gas peaker | TRUE | 10321 | City of Kingman - (KS) | 1296 | Kingman Municipal Power and Light Plant | KS | Kingman | 7 | Natural Gas Internal Combustion Engine | IC |  | S | X | X |  |  | 2.4 | 0.8 | 2.1 | 2.1 | 1.2 | N |  |  | OP | X | 11 | 1979 |  |  | N | Electric Utility | 1 | X | NG | DFO | [8 empty] | N | N |  | 1H | [23 empty] | Y | N | Y
Vintage1984 | natural gas peaker | TRUE | 10321 | City of Kingman - (KS) | 1296 | Kingman Municipal Power and Light Plant | KS | Kingman | 8 | Natural Gas Internal Combustion Engine | IC |  | S | X | X |  |  | 2.5 | 0.8 | 2.4 | 2.4 | 1.6 | N |  |  | OP | X | 6 | 1984 |  |  | N | Electric Utility | 1 | X | NG | DFO | [8 empty] | N | N |  | 1H | [23 empty] | Y | N | Y
Vintage1993 | natural gas peaker | TRUE | 10321 | City of Kingman - (KS) | 1296 | Kingman Municipal Power and Light Plant | KS | Kingman | 9 | Natural Gas Internal Combustion Engine | IC |  | S | X | X |  |  | 6.3 | 0.8 | 6.3 | 6.3 | 4 | N |  |  | OP | X | 12 | 1993 |  |  | N | Electric Utility | 1 | X | NG | DFO | [8 empty] | N | N |  | 1H | [23 empty] | Y | N | Y
Vintage1962 | petroleum | TRUE | 10559 | City of La Crosse - (KS) | 1297 | La Crosse | KS | Rush | 1 | Petroleum Liquids | IC |  | S | X | X |  |  | 1.1 | 0.8 | 1.1 | 1.1 | 0.5 | N |  |  | OP | X | 11 | 1962 |  |  | N | Electric Utility | 1 | X | DFO | NG | [8 empty] | N |  |  | 1H | [23 empty] | Y | N | Y
Vintage1964 | petroleum | TRUE | 10559 | City of La Crosse - (KS) | 1297 | La Crosse | KS | Rush | 2 | Petroleum Liquids | IC |  | S | X | X |  |  | 1.1 | 0.8 | 1.1 | 1.1 | 0.5 | N |  |  | OP | X | 12 | 1964 |  |  | N | Electric Utility | 1 | X | DFO | NG | [11 empty] | 1H | [23 empty] | Y | N | Y
Vintage1969 | petroleum | TRUE | 10559 | City of La Crosse - (KS) | 1297 | La Crosse | KS | Rush | 5 | Petroleum Liquids | IC |  | S | X | X |  |  | 1.5 | 0.8 | 1.5 | 1.5 | 0.5 | N |  |  | OP | X | 1 | 1969 |  |  | N | Electric Utility | 1 | X | DFO | NG | [11 empty] | 1H | [23 empty] | Y |  | Y
Vintage1975 | petroleum | TRUE | 10559 | City of La Crosse - (KS) | 1297 | La Crosse | KS | Rush | 6 | Petroleum Liquids | IC |  | S | X | X |  |  | 1.8 | 0.8 | 1.8 | 1.8 | 0.5 | N |  |  | OP | X | 12 | 1975 |  |  | N | Electric Utility | 1 | X | DFO | NG | [11 empty] | 1H | [23 empty] | Y |  | Y
Vintage2004 | petroleum | TRUE | 10713 | City of Larned - (KS) | 1299 | Larned | KS | Pawnee | CAT | Petroleum Liquids | IC |  | S | X | X |  |  | 2 | 1 | 2 | 2 | 0.2 | N |  |  | OP | X | 4 | 2004 |  |  | N | Electric Utility | 1 | X | DFO | [9 empty] | N | N |  | 10M | [23 empty] | N
Vintage2004 | petroleum | TRUE | 10713 | City of Larned - (KS) | 1299 | Larned | KS | Pawnee | CAT1 | Petroleum Liquids | IC |  | S | X | X |  |  | 2 | 1 | 2 | 2 | 0.2 | N |  |  | OP | X | 4 | 2004 |  |  | N | Electric Utility | 1 | X | DFO | [9 empty] | N | N |  | 10M | [23 empty] | N
Vintage2004 | petroleum | TRUE | 10713 | City of Larned - (KS) | 1299 | Larned | KS | Pawnee | CAT2 | Petroleum Liquids | IC |  | S | X | X |  |  | 2 | 1 | 2 | 2 | 0.2 | N |  |  | OP | X | 4 | 2004 |  |  | N | Electric Utility | 1 | X | DFO | [9 empty] | N | N |  | 10M | [23 empty] | N
Vintage2004 | petroleum | TRUE | 10713 | City of Larned - (KS) | 1299 | Larned | KS | Pawnee | CAT3 | Petroleum Liquids | IC |  | S | X | X |  |  | 2 | 1 | 2 | 2 | 0.2 | N |  |  | OP | X | 4 | 2004 |  |  | N | Electric Utility | 1 | X | DFO | [9 empty] | N | N |  | 10M | [23 empty] | N | N
Vintage2004 | petroleum | TRUE | 10713 | City of Larned - (KS) | 1299 | Larned | KS | Pawnee | CAT4 | Petroleum Liquids | IC |  | S | X | X |  |  | 2 | 1 | 2 | 2 | 0.2 | N |  |  | OP | X | 4 | 2004 |  |  | N | Electric Utility | 1 | X | DFO | [9 empty] | N | N |  | 10M | [23 empty] | N | N
Vintage1976 | petroleum | TRUE | 10713 | City of Larned - (KS) | 1299 | Larned | KS | Pawnee | IC5 | Petroleum Liquids | IC |  | S | X | X |  |  | 6.4 | 1 | 6 | 6 | 0.5 | N |  |  | OP | X | 12 | 1976 |  |  | N | Electric Utility | 1 | X | DFO | NG | [8 empty] | N | N |  | 1H | [23 empty] | Y | Y | Y
Vintage1964 | petroleum | TRUE | 11017 | City of Lincoln Center - (KS) | 1300 | Lincoln | KS | Lincoln | 1 | Petroleum Liquids | IC |  | S | X | X |  |  | 1.3 | 0.8 | 1.1 | 1.1 | 0.7 | N |  |  | SB | Y | 8 | 1964 |  |  | N | Electric Utility | 1 | X | DFO | NG | [8 empty] | N | N |  | 1H | [23 empty] | Y | Y | Y
Vintage1964 | petroleum | TRUE | 11017 | City of Lincoln Center - (KS) | 1300 | Lincoln | KS | Lincoln | 2 | Petroleum Liquids | IC |  | S | X | X |  |  | 1.3 | 0.8 | 1.1 | 1.1 | 0.7 | N |  |  | SB | Y | 8 | 1964 |  |  | N | Electric Utility | 1 | X | DFO | NG | [8 empty] | N | N |  | 1H | [23 empty] | Y | Y | Y
Vintage1958 | petroleum | TRUE | 11017 | City of Lincoln Center - (KS) | 1300 | Lincoln | KS | Lincoln | 4 | Petroleum Liquids | IC |  | S | X | X |  |  | 0.7 | 0.8 | 0.6 | 0.6 | 0.4 | N |  |  | SB | Y | 1 | 1958 |  |  | N | Electric Utility | 1 | X | DFO | [9 empty] | N | N |  | 1H | [23 empty] | N | N | N
Vintage1974 | petroleum | TRUE | 11017 | City of Lincoln Center - (KS) | 1300 | Lincoln | KS | Lincoln | 7 | Petroleum Liquids | IC |  | S | X | X |  |  | 3.5 | 0.8 | 3 | 3 | 1.5 | N |  |  | SB | Y | 8 | 1974 |  |  | N | Electric Utility | 1 | X | DFO | NG | [8 empty] | N | N |  | 1H | [23 empty] | Y | Y | Y
Vintage2017 | petroleum | TRUE | 11017 | City of Lincoln Center - (KS) | 1300 | Lincoln | KS | Lincoln | 8 | Petroleum Liquids | IC |  | S | X | X |  |  | 2 | 0.8 | 1.8 | 1.8 | 1.8 | N |  |  | SB | Y | 8 | 2017 |  |  | N | Electric Utility | 1 | X | DFO | [9 empty] | N | N |  | 1H | [23 empty] | N | N | N
Vintage1973 | natural gas peaker | TRUE | 12208 | City of McPherson - (KS) | 1305 | McPherson 2 | KS | McPherson | GT1 | Natural Gas Fired Combustion Turbine | GT |  | S | X | X |  |  | 72.4 | 0.9 | 50.5 | 60 | 22 | N |  |  | OP | X | 6 | 1973 |  |  | N | Electric Utility | 1 | X | NG | DFO | [8 empty] | N | N |  | 1H | [23 empty] | Y | N | Y
Vintage1976 | petroleum | TRUE | 12208 | City of McPherson - (KS) | 1305 | McPherson 2 | KS | McPherson | GT2 | Petroleum Liquids | GT |  | S | X | X |  |  | 71.2 | 0.9 | 51.8 | 60 | 22 | N |  |  | OP | X | 6 | 1976 |  |  | N | Electric Utility | 1 | X | DFO | [9 empty] | N | N |  | 1H | [23 empty] | N | N | N
Vintage1979 | natural gas peaker | TRUE | 12208 | City of McPherson - (KS) | 1305 | McPherson 2 | KS | McPherson | GT3 | Natural Gas Fired Combustion Turbine | GT |  | S | X | X |  |  | 71.2 | 0.9 | 51.7 | 60 | 22 | N |  |  | OP | X | 6 | 1979 |  |  | N | Electric Utility | 1 | X | NG | DFO | [8 empty] | N | N |  | 1H | [23 empty] | Y | N | Y
Vintage1951 | natural gas peaker | TRUE | 12242 | City of Meade - (KS) | 1306 | Meade | KS | Meade | 2 | Natural Gas Internal Combustion Engine | IC |  | S | X | X |  |  | 0.9 | 0.9 | 0.8 | 0.8 | 0.4 | N |  |  | OP | X | 1 | 1951 |  |  | N | Electric Utility | 1 | X | NG | DFO | [8 empty] | N | N |  | 1H | [23 empty] | Y | Y | Y
Vintage1957 | natural gas peaker | TRUE | 12242 | City of Meade - (KS) | 1306 | Meade | KS | Meade | 3 | Natural Gas Internal Combustion Engine | IC |  | S | X | X |  |  | 1.1 | 0.9 | 1.1 | 1.1 | 0.6 | N |  |  | OP | X | 1 | 1957 |  |  | N | Electric Utility | 1 | X | NG | DFO | [8 empty] | N | N |  | 1H | [23 empty] | Y | Y | Y
Vintage1961 | natural gas peaker | TRUE | 12242 | City of Meade - (KS) | 1306 | Meade | KS | Meade | 4 | Natural Gas Internal Combustion Engine | IC |  | S | X | X |  |  | 1.4 | 0.9 | 1.3 | 1.4 | 0.8 | N |  |  | OP | X | 1 | 1961 |  |  | N | Electric Utility | 1 | X | NG | DFO | [8 empty] | N | N |  | 1H | [23 empty] | Y | Y | Y
Vintage1965 | petroleum | TRUE | 12242 | City of Meade - (KS) | 1306 | Meade | KS | Meade | 5 | Petroleum Liquids | IC |  | S | X | X |  |  | 2.1 | 0.9 | 1.5 | 1.7 | 1.2 | N |  |  | OP | X | 1 | 1965 |  |  | N | Electric Utility | 1 | X | DFO | NG | [8 empty] | N | N |  | 1H | [23 empty] | Y | Y | Y
Vintage1972 | natural gas peaker | TRUE | 12242 | City of Meade - (KS) | 1306 | Meade | KS | Meade | 6 | Natural Gas Internal Combustion Engine | IC |  | S | X | X |  |  | 2.7 | 0.9 | 1.9 | 2 | 1.2 | N |  |  | OP | X | 1 | 1972 |  |  | N | Electric Utility | 1 | X | NG | DFO | [8 empty] | N | N |  | 1H | [23 empty] | Y | Y | Y
Vintage1961 | natural gas peaker | TRUE | 21533 | City of Minneapolis - (KS) | 1307 | Minneapolis City of | KS | Ottawa | 3 | Natural Gas Internal Combustion Engine | IC |  | S | X | X |  |  | 1.3 | 0.8 | 1.2 | 1.2 | 0.6 | N |  |  | OP | X | 12 | 1961 |  |  | N | Electric Utility | 1 | X | NG | DFO | [8 empty] | N | N |  | 10M | [23 empty] | Y | N | Y
Vintage1955 | natural gas peaker | TRUE | 21533 | City of Minneapolis - (KS) | 1307 | Minneapolis City of | KS | Ottawa | 4 | Natural Gas Internal Combustion Engine | IC |  | S | X | X |  |  | 0.7 | 0.8 | 0.5 | 0.5 | 0.3 | N |  |  | OP | X | 4 | 1955 |  |  | N | Electric Utility | 1 | X | NG | DFO | [8 empty] | N | N |  | 10M | [23 empty] | Y | N | Y
Vintage1966 | natural gas peaker | TRUE | 21533 | City of Minneapolis - (KS) | 1307 | Minneapolis City of | KS | Ottawa | 5 | Natural Gas Internal Combustion Engine | IC |  | S | X | X |  |  | 2.1 | 0.8 | 1.8 | 1.8 | 1 | N |  |  | OP | X | 9 | 1966 |  |  | N | Electric Utility | 1 | X | NG | DFO | [8 empty] | N | N |  | 10M | [23 empty] | Y | N | Y
Vintage1972 | natural gas peaker | TRUE | 21533 | City of Minneapolis - (KS) | 1307 | Minneapolis City of | KS | Ottawa | 6 | Natural Gas Internal Combustion Engine | IC |  | S | X | X |  |  | 3 | 0.8 | 2.7 | 2.7 | 1.5 | N |  |  | OP | X | 2 | 1972 |  |  | N | Electric Utility | 1 | X | NG | DFO | [8 empty] | N | N |  | 10M | [23 empty] | Y | N | Y
Vintage1989 | petroleum | TRUE | 21533 | City of Minneapolis - (KS) | 1307 | Minneapolis City of | KS | Ottawa | 7 | Petroleum Liquids | IC |  | S | X | X |  |  | 2 | 0.8 | 1.8 | 1.8 | 1 | N |  |  | OP | X | 5 | 1989 |  |  | N | Electric Utility | 1 | X | DFO | [12 empty] | 10M | [23 empty] | N | N | N
Vintage1956 | petroleum | TRUE | 13948 | City of Oberlin - (KS) | 1312 | Oberlin (KS) | KS | Decatur | 1 | Petroleum Liquids | IC |  | S | X | X |  |  | 1.1 | 0.9 | 0.9 | 0.9 | 0.6 | N |  |  | SB | Y | 1 | 1956 |  |  | N | Electric Utility | 1 | X | DFO | NG | [8 empty] | N | N | 0 | 12H | [23 empty] | Y | Y | Y
Vintage1954 | petroleum | TRUE | 13948 | City of Oberlin - (KS) | 1312 | Oberlin (KS) | KS | Decatur | 2 | Petroleum Liquids | IC |  | S | X | X |  |  | 0.8 | 0.9 | 0.6 | 0.6 | 0.4 | N |  |  | SB | Y | 1 | 1954 |  |  | N | Electric Utility | 1 | X | DFO | NG | [8 empty] | N | N |  | 12H | [23 empty] | Y | Y | Y
Vintage1967 | petroleum | TRUE | 13948 | City of Oberlin - (KS) | 1312 | Oberlin (KS) | KS | Decatur | 4 | Petroleum Liquids | IC |  | S | X | X |  |  | 1.5 | 0.9 | 1.2 | 1.2 | 0.8 | N |  |  | SB | Y | 10 | 1967 |  |  | N | Electric Utility | 1 | X | DFO | NG | [8 empty] | N | N |  | 12H | [23 empty] | Y | Y | Y
Vintage1973 | petroleum | TRUE | 13948 | City of Oberlin - (KS) | 1312 | Oberlin (KS) | KS | Decatur | 5 | Petroleum Liquids | IC |  | S | X | X |  |  | 2 | 0.9 | 1.3 | 1.3 | 1 | N |  |  | SB | Y | 8 | 1973 |  |  | N | Electric Utility | 1 | X | DFO | NG | [8 empty] | N | N |  | 12H | [23 empty] | Y | Y | Y
Vintage1963 | petroleum | TRUE | 13948 | City of Oberlin - (KS) | 1312 | Oberlin (KS) | KS | Decatur | 6 | Petroleum Liquids | IC |  | S | X | X |  |  | 1.5 | 0.9 | 1.2 | 1.2 | 0.8 | N |  |  | SB | Y | 8 | 1963 |  |  | N | Electric Utility | 1 | X | DFO | NG | [8 empty] | N | N |  | 12H | [23 empty] | Y | Y | Y
Vintage1955 | natural gas peaker | TRUE | 14199 | City of Osage City - (KS) | 1313 | Osage City | KS | Osage | 1 | Natural Gas Internal Combustion Engine | IC |  | S | X | X | WROSAGE-3LD2 | WROSAGE-3LD2 | 1.1 | 0.8 | 0.9 | 0.9 | 0.5 | N |  |  | OP | X | 9 | 1955 |  |  | N | Electric Utility | 1 | X | NG | DFO | [8 empty] | N | N |  | 1H | [23 empty] | Y | Y | N
Vintage1960 | natural gas peaker | TRUE | 14199 | City of Osage City - (KS) | 1313 | Osage City | KS | Osage | 2 | Natural Gas Internal Combustion Engine | IC |  | S | X | X | WROSAGE-3LD2 | WROSAGE-3LD2 | 1.2 | 0.8 | 1.1 | 1.1 | 0.5 | N |  |  | OP | X | 9 | 1960 |  |  | N | Electric Utility | 1 | X | NG | DFO | [8 empty] | N | N |  | 1H | [23 empty] | Y | Y | N
Vintage1967 | natural gas peaker | TRUE | 14199 | City of Osage City - (KS) | 1313 | Osage City | KS | Osage | 4 | Natural Gas Internal Combustion Engine | IC |  | S | X | X | WROSAGE-3LD2 | WROSAGE-3LD2 | 2 | 0.8 | 1.9 | 1.9 | 1.1 | N |  |  | OP | X | 9 | 1967 |  |  | N | Electric Utility | 1 | X | NG | DFO | [8 empty] | N | N |  | 1H | [23 empty] | Y | Y | N
Vintage1970 | natural gas peaker | TRUE | 14199 | City of Osage City - (KS) | 1313 | Osage City | KS | Osage | 5 | Natural Gas Internal Combustion Engine | IC |  | S | X | X | WROSAGE-3LD2 | WROSAGE-3LD2 | 2 | 0.8 | 1.9 | 1.9 | 1.1 | N |  |  | OP | X | 9 | 1970 |  |  | N | Electric Utility | 1 | X | NG | DFO | [8 empty] | N | N |  | 1H | [23 empty] | Y | Y | N
Vintage1984 | natural gas peaker | TRUE | 14199 | City of Osage City - (KS) | 1313 | Osage City | KS | Osage | 7 | Natural Gas Internal Combustion Engine | IC |  | S | X | X | WROSAGE-3LD2 | WROSAGE-3LD2 | 1.7 | 0.8 | 1.5 | 1.5 | 1 | N |  |  | OP | X | 6 | 1984 |  |  | N | Electric Utility | 1 | X | NG | DFO | [8 empty] | N | N |  | 1H | [23 empty] | Y | Y | N
Vintage2011 | natural gas peaker | TRUE | 14199 | City of Osage City - (KS) | 1313 | Osage City | KS | Osage | IC3 | Natural Gas Internal Combustion Engine | IC |  | S | X | X | WROSAGE-3LD2 | WROSAG-3LD2 | 2 | 0.8 | 1.9 | 1.9 | 1.1 | N |  |  | OP | X | 5 | 2011 |  |  | N | Electric Utility | 1 | X | NG | DFO | [8 empty] | N | N |  | 1H | [23 empty] | Y | Y | N
Vintage1983 | natural gas peaker | TRUE | 14199 | City of Osage City - (KS) | 1313 | Osage City | KS | Osage | IC6 | Natural Gas Internal Combustion Engine | IC |  | S | X | X | WROSAGE-3LD2 | WROSAGE-3LD2 | 1.1 | 0.8 | 0.9 | 0.9 | 0.6 | N |  |  | OP | X | 7 | 1983 |  |  | N | Electric Utility | 1 | X | NG | DFO | [8 empty] | N | N |  | 1H | [23 empty] | Y | Y | N
Vintage1957 | petroleum | TRUE | 14203 | City of Osawatomie - (KS) | 1314 | Osawatomie City of | KS | Miami | 2 | Petroleum Liquids | IC |  | S | X | X |  |  | 2.3 | 0.8 | 1.8 | 1.8 | 0.5 | N |  |  | SB | Y | 2 | 1957 |  |  | N | Electric Utility | 1 | X | DFO | NG | [8 empty] | N | N |  | 10M | [23 empty] | Y | Y | Y
Vintage1950 | petroleum | TRUE | 14203 | City of Osawatomie - (KS) | 1314 | Osawatomie City of | KS | Miami | 4 | Petroleum Liquids | IC |  | S | X | X |  |  | 1.2 | 0.8 | 1 | 1 | 0.2 | N |  |  | SB | Y | 10 | 1950 |  |  | N | Electric Utility | 1 | X | DFO | NG | [8 empty] | N | N |  | 10M | [23 empty] | Y | Y | Y
Vintage1966 | petroleum | TRUE | 14203 | City of Osawatomie - (KS) | 1314 | Osawatomie City of | KS | Miami | 5 | Petroleum Liquids | IC |  | S | X | X |  |  | 3.1 | 0.8 | 2.8 | 2.8 | 1.3 | N |  |  | SB | Y | 5 | 1966 |  |  | N | Electric Utility | 1 | X | DFO | NG | [8 empty] | N |  |  | 10M | [23 empty] | Y | Y | Y
Vintage1967 | petroleum | TRUE | 14214 | City of Osborne - (KS) | 1315 | Osborne | KS | Osborne | 1 | Petroleum Liquids | IC |  | S | X | X |  |  | 2.3 | 0.8 | 1.4 | 1.6 | 0.5 | N |  |  | SB | Y | 6 | 1967 |  |  | N | Electric Utility | 1 | X | DFO | NG | [8 empty] | N | N |  | 1H | [23 empty] | Y | Y | Y
Vintage1963 | petroleum | TRUE | 14214 | City of Osborne - (KS) | 1315 | Osborne | KS | Osborne | 2 | Petroleum Liquids | IC |  | S | X | X |  |  | 2 | 0.8 | 1.2 | 1.4 | 0.5 | N |  |  | SB | Y | 6 | 1963 |  |  | N | Electric Utility | 1 | X | DFO | NG | [8 empty] | N |  |  | 1H | [23 empty] | Y | Y | Y
Vintage1957 | petroleum | TRUE | 14214 | City of Osborne - (KS) | 1315 | Osborne | KS | Osborne | 3 | Petroleum Liquids | IC |  | S | X | X |  |  | 1.1 | 0.8 | 0.6 | 0.7 | 0.5 | N |  |  | SB | Y | 6 | 1957 |  |  | N | Electric Utility | 1 | X | DFO | NG | [8 empty] | N |  |  | 1H | [23 empty] | Y | Y | Y
Vintage1992 | natural gas peaker | TRUE | 14214 | City of Osborne - (KS) | 1315 | Osborne | KS | Osborne | 6 | Natural Gas Internal Combustion Engine | IC |  | S | X | X |  |  | 0.5 | 0.8 | 0.4 | 0.4 | 0.2 | N |  |  | SB | Y | 4 | 1992 |  |  | N | Electric Utility | 1 | X | NG | [9 empty] | N | N |  | 1H | [23 empty] | N
Vintage1992 | natural gas peaker | TRUE | 14214 | City of Osborne - (KS) | 1315 | Osborne | KS | Osborne | 7 | Natural Gas Internal Combustion Engine | IC |  | S | X | X |  |  | 0.5 | 0.8 | 0.4 | 0.4 | 0.2 | N |  |  | SB | Y | 4 | 1992 |  |  | N | Electric Utility | 1 | X | NG | [9 empty] | N | N |  | 1H | [23 empty] | N
Vintage1994 | natural gas peaker | TRUE | 14214 | City of Osborne - (KS) | 1315 | Osborne | KS | Osborne | 8 | Natural Gas Internal Combustion Engine | IC |  | S | X | X |  |  | 0.7 | 0.8 | 0.6 | 0.6 | 0.2 | N |  |  | SB | Y | 9 | 1994 |  |  | N | Electric Utility | 1 | X | NG | [9 empty] | N | N |  | 1H | [23 empty] | N
Vintage1962 | natural gas peaker | TRUE | 14229 | City of Ottawa - (KS) | 1316 | Ottawa | KS | Franklin | IC3 | Natural Gas Internal Combustion Engine | IC |  | S | X | X | KMEA_EMP1_OTTA3 | KMEA_EMP1_OTTA3 | 3.7 | 0.8 | 3.2 | 3.2 | 2 | N |  |  | OP | X | 5 | 1962 |  |  | N | Electric Utility | 1 | X | NG | DFO | [8 empty] | N | N |  | 1H | [23 empty] | Y | Y | Y
Vintage1958 | natural gas peaker | TRUE | 14229 | City of Ottawa - (KS) | 1316 | Ottawa | KS | Franklin | IC4 | Natural Gas Internal Combustion Engine | IC |  | S | X | X | KMEA_EMP1_OTTA4 | KMEA_EMP1_OTTA4 | 3.5 | 0.8 | 3 | 3 | 2 | N |  |  | OP | X | 12 | 1958 |  |  | N | Electric Utility | 1 | X | NG | DFO | [8 empty] | N | N |  | 1H | [23 empty] | Y | Y | Y
Vintage1981 | natural gas peaker | TRUE | 14229 | City of Ottawa - (KS) | 1316 | Ottawa | KS | Franklin | IC6 | Natural Gas Internal Combustion Engine | IC |  | S | X | X | KMEA_EMP1_OTTA6 | KMEA_EMP1_OTTA6 | 6 | 0.8 | 5.9 | 5.9 | 3 | N |  |  | OP | X | 5 | 1981 |  |  | N | Electric Utility | 1 | X | NG | DFO | [8 empty] | N | N |  | 1H | [23 empty] | Y | Y | Y
Vintage1981 | natural gas peaker | TRUE | 14229 | City of Ottawa - (KS) | 1316 | Ottawa | KS | Franklin | IC7 | Natural Gas Internal Combustion Engine | IC |  | S | X | X | KMEA_EMP1_OTTA7 | KMEA_EMP1_OTTA7 | 6 | 0.8 | 5.9 | 5.9 | 3 | N |  |  | OP | X | 5 | 1981 |  |  | N | Electric Utility | 1 | X | NG | DFO | [8 empty] | N | N |  | 1H | [23 empty] | Y | Y | Y
Vintage1965 | natural gas steam turbine | TRUE | 15321 | City of Pratt- (KS) | 1317 | Pratt | KS | Pratt | 5 | Natural Gas Steam Turbine | ST |  | S | X | X |  |  | 14 | 0.85 | 13 | 13 | 5 | N |  |  | OP | X | 1 | 1965 |  |  | N | Electric Utility | 1 | X | NG | [5 empty] | NG |  |  |  | N | N |  | OVER | [23 empty] | N | N | N
Vintage1958 | petroleum | TRUE | 15321 | City of Pratt- (KS) | 1317 | Pratt | KS | Pratt | IC1 | Petroleum Liquids | IC |  | S | X | X |  |  | 1.5 | 0.8 | 1.5 | 1.5 | 0.5 | N |  |  | OP | X | 1 | 1958 |  |  | N | Electric Utility | 1 | X | DFO | [9 empty] | N | N |  | 1H | [23 empty] | N | N | N
Vintage1994 | natural gas peaker | TRUE | 16440 | City of Russell - (KS) | 1319 | Russell Downtown | KS | Russell | 11 | Natural Gas Internal Combustion Engine | IC |  | S | X | X |  |  | 3.6 | 0.8 | 3.2 | 3.2 | 3 | N |  |  | OP | X | 11 | 1994 |  |  | N | Electric Utility | 1 | X | NG | DFO | [8 empty] | N | N |  | 1H | [23 empty] | Y | Y | N
Vintage1994 | natural gas peaker | TRUE | 16440 | City of Russell - (KS) | 1319 | Russell Downtown | KS | Russell | 12 | Natural Gas Internal Combustion Engine | IC |  | S | X | X |  |  | 3.6 | 0.8 | 3.2 | 3.2 | 3 | N |  |  | OP | X | 11 | 1994 |  |  | N | Electric Utility | 1 | X | NG | DFO | [8 empty] | N | N |  | 1H | [23 empty] | Y | Y | N
Vintage1971 | natural gas peaker | TRUE | 16440 | City of Russell - (KS) | 1319 | Russell Downtown | KS | Russell | 7 | Natural Gas Internal Combustion Engine | IC |  | S | X | X |  |  | 3.5 | 0.8 | 3 | 3 | 3 | N |  |  | OP | X | 2 | 1971 |  |  | N | Electric Utility | 1 | X | NG | DFO | [8 empty] | N | N |  | 1H | [23 empty] | Y | Y | N
Vintage1978 | petroleum | TRUE | 16440 | City of Russell - (KS) | 1319 | Russell Downtown | KS | Russell | 8 | Petroleum Liquids | IC |  | S | X | X |  |  | 2.5 | 0.8 | 2.5 | 2.5 | 1.8 | N |  |  | OP | X | 8 | 1978 |  |  | N | Electric Utility | 1 | X | DFO | [9 empty] | N | N |  | 10M | [23 empty] | N |  | N
Vintage1981 | petroleum | TRUE | 16440 | City of Russell - (KS) | 1319 | Russell Downtown | KS | Russell | 9 | Petroleum Liquids | IC |  | S | X | X |  |  | 2.5 | 0.8 | 2.5 | 2.5 | 1.8 | N |  |  | OP | X | 8 | 1981 |  |  | N | Electric Utility | 1 | X | DFO | [9 empty] | N | N |  | 10M | [23 empty] | N |  | N
Vintage1992 | petroleum | TRUE | 16518 | City of Sabetha - (KS) | 1320 | Sabetha Power Plant | KS | Nemaha | 11 | Petroleum Liquids | IC |  | S | X | X |  |  | 3 | 0.8 | 2.7 | 2.7 | 1.5 | N |  |  | OP | X | 9 | 1992 |  |  | N | Electric Utility | 1 | X | DFO | NG | [8 empty] | N |  |  | 1H | [23 empty] | Y | N | Y
Vintage2001 | natural gas peaker | TRUE | 16518 | City of Sabetha - (KS) | 1320 | Sabetha Power Plant | KS | Nemaha | 12 | Natural Gas Internal Combustion Engine | IC |  | S | X | X |  |  | 4.4 | 0.8 | 4.1 | 4.1 | 2.5 | N |  |  | OP | X | 1 | 2001 |  |  | N | Electric Utility | 1 | X | NG | DFO | [8 empty] | N |  |  | 1H | [23 empty] | Y | N | Y
Vintage1957 | petroleum | TRUE | 16518 | City of Sabetha - (KS) | 1320 | Sabetha Power Plant | KS | Nemaha | 2 | Petroleum Liquids | IC |  | S | X | X |  |  | 1.5 | 0.8 | 1.2 | 1.2 | 1 | N |  |  | OP | X | 8 | 1957 |  |  | N | Electric Utility | 1 | X | DFO | NG | [8 empty] | N |  |  | 1H | [23 empty] | Y | N | Y
Vintage1947 | petroleum | TRUE | 16518 | City of Sabetha - (KS) | 1320 | Sabetha Power Plant | KS | Nemaha | 3 | Petroleum Liquids | IC |  | S | X | X |  |  | 0.8 | 1 | 0.6 | 0.6 | 0.5 | N |  |  | OP | X | 8 | 1947 |  |  | N | Electric Utility | 1 | X | DFO | NG | [11 empty] | 1H | [23 empty] | Y | N | Y
Vintage1950 | petroleum | TRUE | 16518 | City of Sabetha - (KS) | 1320 | Sabetha Power Plant | KS | Nemaha | 4 | Petroleum Liquids | IC |  | S | X | X |  |  | 1 | 1 | 0.7 | 0.7 | 0.2 | N |  |  | OP | X | 8 | 1950 |  |  | N | Electric Utility | 1 | X | DFO | NG | [11 empty] | 1H | [23 empty] | Y |  | Y
Vintage1961 | petroleum | TRUE | 16518 | City of Sabetha - (KS) | 1320 | Sabetha Power Plant | KS | Nemaha | 5 | Petroleum Liquids | IC |  | S | X | X |  |  | 1.4 | 0.8 | 1.2 | 1.2 | 0.8 | N |  |  | OP | X | 8 | 1961 |  |  | N | Electric Utility | 1 | X | DFO | NG | [11 empty] | 1H | [23 empty] | Y |  | Y
Vintage1967 | petroleum | TRUE | 16518 | City of Sabetha - (KS) | 1320 | Sabetha Power Plant | KS | Nemaha | 6 | Petroleum Liquids | IC |  | S | X | X |  |  | 1.4 | 0.8 | 1.2 | 1.2 | 0.8 | N |  |  | OP | X | 8 | 1967 |  |  | N | Electric Utility | 1 | X | DFO | NG | [11 empty] | 1H | [23 empty] | Y | N | Y
Vintage1970 | petroleum | TRUE | 16518 | City of Sabetha - (KS) | 1320 | Sabetha Power Plant | KS | Nemaha | 7 | Petroleum Liquids | IC |  | S | X | X |  |  | 2.2 | 0.8 | 1.8 | 1.8 | 1 | N |  |  | OP | X | 8 | 1970 |  |  | N | Electric Utility | 1 | X | DFO | NG | [11 empty] | 1H | [23 empty] | Y | N | Y
Vintage1978 | petroleum | TRUE | 16518 | City of Sabetha - (KS) | 1320 | Sabetha Power Plant | KS | Nemaha | 8 | Petroleum Liquids | IC |  | S | X | X |  |  | 2.5 | 0.8 | 2.1 | 2.1 | 0.8 | N |  |  | OP | X | 8 | 1978 |  |  | N | Electric Utility | 1 | X | DFO | NG | [11 empty] | 1H | [23 empty] | Y | N | Y
Vintage1990 | petroleum | TRUE | 16518 | City of Sabetha - (KS) | 1320 | Sabetha Power Plant | KS | Nemaha | IC10 | Petroleum Liquids | IC |  | S | X | X |  |  | 2.5 | 0.8 | 2.1 | 2.1 | 1.5 | N |  |  | OP | X | 7 | 1990 |  |  | N | Electric Utility | 1 | X | DFO | NG | [11 empty] | 1H | [23 empty] | Y | N | Y
Vintage1985 | petroleum | TRUE | 16518 | City of Sabetha - (KS) | 1320 | Sabetha Power Plant | KS | Nemaha | IC9 | Petroleum Liquids | IC |  | S | X | X |  |  | 1.1 | 0.8 | 1 | 1 | 0.8 | N |  |  | OP | X | 6 | 1985 |  |  | N | Electric Utility | 1 | X | DFO | NG | [11 empty] | 1H | [23 empty] | Y |  | Y
Vintage1964 | petroleum | TRUE | 17872 | City of St Francis - (KS) | 1321 | St Francis | KS | Cheyenne | 2 | Petroleum Liquids | IC |  | S | X | X |  |  | 1.5 | 0.8 | 1.5 | 1.5 | 0.4 | N |  |  | OP | X | 8 | 1964 |  |  | N | Electric Utility | 1 | X | DFO | NG | [8 empty] | N | N |  | 1H | [23 empty] | Y | Y | Y
Vintage1972 | petroleum | TRUE | 17872 | City of St Francis - (KS) | 1321 | St Francis | KS | Cheyenne | 4 | Petroleum Liquids | IC |  | S | X | X |  |  | 2.7 | 0.8 | 2.7 | 2.7 | 0.4 | N |  |  | OP | X | 10 | 1972 |  |  | N | Electric Utility | 1 | X | DFO | NG | [8 empty] | N | N |  | 1H | [23 empty] | Y | Y | Y
Vintage1953 | petroleum | TRUE | 17872 | City of St Francis - (KS) | 1321 | St Francis | KS | Cheyenne | 5 | Petroleum Liquids | IC |  | S | X | X |  |  | 0.9 | 0.8 | 0.9 | 0.9 | 0.4 | N |  |  | OP | X | 8 | 1953 |  |  | N | Electric Utility | 1 | X | DFO | NG | [8 empty] | N | N |  | 1H | [23 empty] | Y | Y | Y
Vintage2002 | petroleum | TRUE | 17879 | City of St. John - (KS) | 1322 | St John | KS | Stafford | 2 | Petroleum Liquids | IC |  | S | X | X |  |  | 1.3 | 0.8 | 1.3 | 1.3 | 0.8 | N |  |  | OP | X | 6 | 2002 |  |  | N | Electric Utility | 1 | X | DFO | [9 empty] | N | N |  | 12H | [20 empty] | N |  |  | N | N | N
Vintage1965 | petroleum | TRUE | 17879 | City of St. John - (KS) | 1322 | St John | KS | Stafford | 4 | Petroleum Liquids | IC |  | S | X | X |  |  | 1.7 | 0.8 | 1.7 | 1.7 | 0.8 | N |  |  | OP | X | 9 | 1965 |  |  | N | Electric Utility | 1 | X | DFO | [9 empty] | N | N |  | 1H | [20 empty] | N |  |  | N | N | N
Vintage1982 | petroleum | TRUE | 17879 | City of St. John - (KS) | 1322 | St John | KS | Stafford | 5 | Petroleum Liquids | IC |  | S | X | X |  |  | 2 | 0.8 | 2 | 2 | 1.3 | N |  |  | OP | X | 12 | 1982 |  |  | N | Electric Utility | 1 | X | DFO | [10 empty] | N |  | 10M | [23 empty] | N |  | N
Vintage1970 | natural gas peaker | TRUE | 16988 | City of Sharon Springs - (KS) | 1324 | Sharon Spring | KS | Wallace | 1 | Natural Gas Internal Combustion Engine | IC |  | S | X | X |  |  | 1 | 0.8 | 1 | 1 | 0.7 | N |  |  | OP | X | 11 | 1970 |  |  | N | Electric Utility | 1 | X | NG | DFO | [8 empty] | N | N |  | 1H | [23 empty] | Y | Y | Y
Vintage1964 | natural gas peaker | TRUE | 16988 | City of Sharon Springs - (KS) | 1324 | Sharon Spring | KS | Wallace | 2 | Natural Gas Internal Combustion Engine | IC |  | S | X | X |  |  | 1 | 0.8 | 1 | 1 | 0.7 | N |  |  | OP | X | 8 | 1964 |  |  | N | Electric Utility | 1 | X | NG | DFO | [8 empty] | N | N |  | 1H | [23 empty] | Y | Y | Y
Vintage1958 | natural gas peaker | TRUE | 16988 | City of Sharon Springs - (KS) | 1324 | Sharon Spring | KS | Wallace | 3 | Natural Gas Internal Combustion Engine | IC |  | S | X | X |  |  | 0.4 | 0.8 | 0.4 | 0.4 | 0.2 | N |  |  | OP | X | 7 | 1958 |  |  | N | Electric Utility | 1 | X | NG | DFO | [8 empty] | N | N |  | 1H | [23 empty] | Y | Y | Y
Vintage1951 | natural gas peaker | TRUE | 16988 | City of Sharon Springs - (KS) | 1324 | Sharon Spring | KS | Wallace | 4 | Natural Gas Internal Combustion Engine | IC |  | S | X | X |  |  | 0.6 | 0.8 | 0.6 | 0.6 | 0.4 | N |  |  | OP | X | 8 | 1951 |  |  | N | Electric Utility | 1 | X | NG | DFO | [8 empty] | N | N |  | 1H | [23 empty] | Y | Y | Y
Vintage1973 | petroleum | TRUE | 17924 | City of Stafford - (KS) | 1325 | Stafford | KS | Stafford | 4 | Petroleum Liquids | IC |  | S | X | X |  |  | 1.4 | 0.97 | 1.4 | 1.4 | 0.9 | N |  |  | OP | X | 7 | 1973 |  |  | N | Electric Utility | 1 | X | DFO | NG | [8 empty] | N | N |  | 10M | [23 empty] | Y | Y | N
Vintage1983 | petroleum | TRUE | 17924 | City of Stafford - (KS) | 1325 | Stafford | KS | Stafford | 5 | Petroleum Liquids | IC |  | S | X | X |  |  | 1.1 | 0.97 | 1.1 | 1.1 | 0.9 | N |  |  | OP | X | 5 | 1983 |  |  | N | Electric Utility | 1 | X | DFO | NG | [8 empty] | N | N |  | 10M | [23 empty] | Y | Y | N
Vintage1962 | petroleum | TRUE | 18086 | City of Sterling - (KS) | 1326 | Sterling | KS | Rice | 1 | Petroleum Liquids | IC |  | S | X | X |  |  | 1.5 | 0.8 | 1.3 | 1.3 | 0.9 | N |  |  | OP | X | 8 | 1962 |  |  | N | Electric Utility | 1 | X | DFO | NG | [8 empty] | N | N |  | 1H | [20 empty] | N |  |  | Y | N | Y
Vintage1950 | petroleum | TRUE | 18086 | City of Sterling - (KS) | 1326 | Sterling | KS | Rice | 2 | Petroleum Liquids | IC |  | S | X | X |  |  | 0.5 | 0.8 | 0.4 | 0.4 | 0.2 | N |  |  | OP | X | 8 | 1950 |  |  | N | Electric Utility | 1 | X | DFO | NG | [8 empty] | N | N |  | 1H | [20 empty] | N |  |  | Y | N | Y
Vintage1972 | petroleum | TRUE | 18086 | City of Sterling - (KS) | 1326 | Sterling | KS | Rice | 3 | Petroleum Liquids | IC |  | S | X | X |  |  | 3 | 0.8 | 2.2 | 2.2 | 1 | N |  |  | OP | X | 11 | 1972 |  |  | N | Electric Utility | 1 | X | DFO | NG | [8 empty] | N | N |  | 1H | [20 empty] | N |  |  | Y | N | Y
Vintage1955 | petroleum | TRUE | 18086 | City of Sterling - (KS) | 1326 | Sterling | KS | Rice | 4 | Petroleum Liquids | IC |  | S | X | X |  |  | 1.1 | 0.8 | 0.8 | 0.8 | 0.6 | N |  |  | OP | X | 7 | 1955 |  |  | N | Electric Utility | 1 | X | DFO | NG | [8 empty] | N | N |  | 1H | [20 empty] | N |  |  | Y | N | Y
Vintage2002 | petroleum | TRUE | 18086 | City of Sterling - (KS) | 1326 | Sterling | KS | Rice | 5 | Petroleum Liquids | IC |  | S | X | X |  |  | 1.4 | 0.8 | 1.2 | 1.2 | 0.9 | N |  |  | OP | X | 6 | 2002 |  |  | N | Electric Utility | 1 | X | DFO | NG | [8 empty] | N | N |  | 1H | [20 empty] | N |  |  | Y | N | Y
Vintage2002 | petroleum | TRUE | 18086 | City of Sterling - (KS) | 1326 | Sterling | KS | Rice | 6 | Petroleum Liquids | IC |  | S | X | X |  |  | 1.4 | 0.8 | 1.2 | 1.2 | 0.9 | N |  |  | OP | X | 6 | 2002 |  |  | N | Electric Utility | 1 | X | DFO | NG | [8 empty] | N | N |  | 1H | [20 empty] | N |  |  | Y | N | Y
Vintage2002 | petroleum | TRUE | 18086 | City of Sterling - (KS) | 1326 | Sterling | KS | Rice | 7 | Petroleum Liquids | IC |  | S | X | X |  |  | 1.4 | 0.8 | 1.2 | 1.2 | 0.9 | N |  |  | OP | X | 6 | 2002 |  |  | N | Electric Utility | 1 | X | DFO | NG | [8 empty] | N | N |  | 1H | [20 empty] | N |  |  | Y | N | Y
Vintage1967 | petroleum | TRUE | 18137 | City of Stockton - (KS) | 1327 | Stockton | KS | Rooks | 1 | Petroleum Liquids | IC |  | S | X | X |  |  | 1.1 | 0.8 | 0.9 | 0.9 | 0.6 | N |  |  | OP | X | 7 | 1967 |  |  | N | Electric Utility | 1 | X | DFO | NG | [8 empty] | N | N |  | 1H | [23 empty] | Y | Y | N
Vintage1962 | petroleum | TRUE | 18137 | City of Stockton - (KS) | 1327 | Stockton | KS | Rooks | 2 | Petroleum Liquids | IC |  | S | X | X |  |  | 1.1 | 0.8 | 0.9 | 0.9 | 0.6 | N |  |  | OP | X | 5 | 1962 |  |  | N | Electric Utility | 1 | X | DFO | NG | [8 empty] | N | N |  | 1H | [23 empty] | Y | Y | N
Vintage1971 | petroleum | TRUE | 18137 | City of Stockton - (KS) | 1327 | Stockton | KS | Rooks | 3 | Petroleum Liquids | IC |  | S | X | X |  |  | 2 | 0.8 | 1.7 | 1.7 | 1.5 | N |  |  | OP | X | 7 | 1971 |  |  | N | Electric Utility | 1 | X | DFO | NG | [8 empty] | N | N |  | 1H | [23 empty] | Y | Y | N
Vintage1955 | petroleum | TRUE | 18137 | City of Stockton - (KS) | 1327 | Stockton | KS | Rooks | 5 | Petroleum Liquids | IC |  | S | X | X |  |  | 1.3 | 0.8 | 1 | 1 | 0.8 | N |  |  | OP | X | 7 | 1955 |  |  | N | Electric Utility | 1 | X | DFO | NG | [8 empty] | N | N |  | 1H | [23 empty] | Y | Y | N
Vintage1963 | natural gas peaker | TRUE | 20069 | City of Wamego - (KS) | 1328 | Wamego | KS | Pottawatomie | 1 | Natural Gas Internal Combustion Engine | IC |  | S | X | X |  |  | 1.3 | 0.92 | 1.3 | 1.3 | 0.9 | N |  |  | OP | X | 9 | 1963 |  |  | N | Electric Utility | 1 | X | NG | DFO | [8 empty] | N | N |  | 10M | [23 empty] | Y | Y | Y
Vintage2016 | natural gas peaker | TRUE | 20069 | City of Wamego - (KS) | 1328 | Wamego | KS | Pottawatomie | 10 | Natural Gas Internal Combustion Engine | IC |  | S | X | X |  |  | 3.2 | 0.92 | 3.2 | 3.2 | 1.7 | N |  |  | OP | X | 3 | 2016 |  |  | N | Electric Utility | 1 | X | NG | DFO | [8 empty] | N | N |  | 10M | [23 empty] | Y | Y | Y
Vintage1972 | natural gas peaker | TRUE | 20069 | City of Wamego - (KS) | 1328 | Wamego | KS | Pottawatomie | 3 | Natural Gas Internal Combustion Engine | IC |  | S | X | X |  |  | 1.3 | 0.92 | 1.3 | 1.3 | 0.9 | N |  |  | OP | X | 6 | 1972 |  |  | N | Electric Utility | 1 | X | NG | DFO | [8 empty] | N | N |  | 10M | [23 empty] | Y | Y | Y
Vintage1956 | natural gas peaker | TRUE | 20069 | City of Wamego - (KS) | 1328 | Wamego | KS | Pottawatomie | 4 | Natural Gas Internal Combustion Engine | IC |  | S | X | X |  |  | 1.1 | 0.92 | 1.1 | 1.1 | 0.5 | N |  |  | OP | X | 8 | 1956 |  |  | N | Electric Utility | 1 | X | NG | DFO | [8 empty] | N | N |  | 10M | [23 empty] | Y | Y | Y
Vintage1967 | natural gas peaker | TRUE | 20069 | City of Wamego - (KS) | 1328 | Wamego | KS | Pottawatomie | 5 | Natural Gas Internal Combustion Engine | IC |  | S | X | X |  |  | 2 | 0.92 | 2 | 2 | 1.5 | N |  |  | OP | X | 1 | 1967 |  |  | N | Electric Utility | 1 | X | NG | DFO | [8 empty] | N | N |  | 10M | [23 empty] | Y | Y | Y
Vintage1979 | natural gas peaker | TRUE | 20069 | City of Wamego - (KS) | 1328 | Wamego | KS | Pottawatomie | 6 | Natural Gas Internal Combustion Engine | IC |  | S | X | X |  |  | 2.4 | 0.92 | 2.4 | 2.4 | 1.5 | N |  |  | OP | X | 8 | 1979 |  |  | N | Electric Utility | 1 | X | NG | DFO | [8 empty] | N | N |  | 10M | [23 empty] | Y | Y | Y
Vintage1996 | natural gas peaker | TRUE | 20069 | City of Wamego - (KS) | 1328 | Wamego | KS | Pottawatomie | 7 | Natural Gas Internal Combustion Engine | IC |  | S | X | X |  |  | 1.3 | 0.92 | 1.3 | 1.3 | 0.9 | N |  |  | OP | X | 6 | 1996 |  |  | N | Electric Utility | 1 | X | NG | DFO | [8 empty] | N | N |  | 10M | [23 empty] | Y | Y | Y
Vintage1996 | natural gas peaker | TRUE | 20069 | City of Wamego - (KS) | 1328 | Wamego | KS | Pottawatomie | 8 | Natural Gas Internal Combustion Engine | IC |  | S | X | X |  |  | 1.3 | 0.92 | 1.3 | 1.3 | 0.9 | N |  |  | OP | X | 6 | 1996 |  |  | N | Electric Utility | 1 | X | NG | DFO | [8 empty] | N | N |  | 10M | [23 empty] | Y | Y | Y
Vintage1996 | natural gas peaker | TRUE | 20069 | City of Wamego - (KS) | 1328 | Wamego | KS | Pottawatomie | 9 | Natural Gas Internal Combustion Engine | IC |  | S | X | X |  |  | 1.3 | 0.92 | 1.3 | 1.3 | 0.9 | N |  |  | OP | X | 6 | 1996 |  |  | N | Electric Utility | 1 | X | NG | DFO | [8 empty] | N | N |  | 10M | [23 empty] | Y | Y | Y
Vintage1963 | petroleum | TRUE | 20141 | City of Washington - (KS) | 1329 | Washington | KS | Washington | 1 | Petroleum Liquids | IC |  | S | X | X |  |  | 1.2 | 0.8 | 1 | 1 | 0.8 | N |  |  | OP | X | 8 | 1963 |  |  | N | Electric Utility | 1 | X | DFO | NG | [8 empty] | N | N |  | 1H | [23 empty] | N | N | N
Vintage1958 | petroleum | TRUE | 20141 | City of Washington - (KS) | 1329 | Washington | KS | Washington | 2 | Petroleum Liquids | IC |  | S | X | X |  |  | 1 | 0.8 | 0.8 | 0.8 | 0.4 | N |  |  | OP | X | 4 | 1958 |  |  | N | Electric Utility | 1 | X | DFO | NG | [8 empty] | N | N |  | 1H | [23 empty] | N | N | N
Vintage1978 | petroleum | TRUE | 20141 | City of Washington - (KS) | 1329 | Washington | KS | Washington | 3 | Petroleum Liquids | IC |  | S | X | X |  |  | 0.9 | 0.8 | 0.7 | 0.8 | 0.4 | N |  |  | OP | X | 6 | 1978 |  |  | N | Electric Utility | 1 | X | DFO | NG | [8 empty] | N | N |  | 1H | [23 empty] | N | N | N
Vintage1953 | petroleum | TRUE | 20141 | City of Washington - (KS) | 1329 | Washington | KS | Washington | 5 | Petroleum Liquids | IC |  | S | X | X |  |  | 0.6 | 0.8 | 0.4 | 0.5 | 0.3 | N |  |  | OP | X | 11 | 1953 |  |  | N | Electric Utility | 1 | X | DFO | NG | [8 empty] | N | N |  | 1H | [23 empty] | N | N | N
Vintage1967 | petroleum | TRUE | 20141 | City of Washington - (KS) | 1329 | Washington | KS | Washington | 6 | Petroleum Liquids | IC |  | S | X | X |  |  | 1.5 | 0.8 | 1.3 | 1.4 | 0.7 | N |  |  | OP | X | 4 | 1967 |  |  | N | Electric Utility | 1 | X | DFO | NG | [8 empty] | N | N |  | 1H | [23 empty] | N | N | N
Vintage1976 | petroleum | TRUE | 20141 | City of Washington - (KS) | 1329 | Washington | KS | Washington | 7 | Petroleum Liquids | IC |  | S | X | X |  |  | 1.1 | 0.8 | 0.9 | 1 | 0.8 | N |  |  | OP | X | 1 | 1976 |  |  | N | Electric Utility | 1 | X | DFO | [9 empty] | N | N |  | 1H | [23 empty] | N | N | N
Vintage1986 | petroleum | TRUE | 20141 | City of Washington - (KS) | 1329 | Washington | KS | Washington | IC4 | Petroleum Liquids | IC |  | S | X | X |  |  | 2.6 | 0.8 | 2.3 | 2.4 | 1.8 | N |  |  | OP | X | 12 | 1986 |  |  | N | Electric Utility | 1 | X | DFO | [9 empty] | N | N |  | 12H | [23 empty] | N | N | N
Vintage1972 | natural gas steam turbine | TRUE | 20315 | City of Wellington - (KS) | 1330 | Wellington 1 | KS | Sumner | 4 | Natural Gas Steam Turbine | ST |  | S | X | X |  |  | 20 | 0.85 | 19.5 | 19.5 | 4 | N |  |  | OP | X | 8 | 1972 |  |  | N | Electric Utility | 1 | X | NG | [5 empty] | NG |  |  |  | N | N |  | OVER | [23 empty] | N | N | N
Vintage2004 | petroleum | TRUE | 20315 | City of Wellington - (KS) | 1330 | Wellington 1 | KS | Sumner | 7 | Petroleum Liquids | IC |  | S | X | X |  |  | 2 | 0.8 | 2 | 2 | 1.6 | N |  |  | OP | X | 2 | 2004 |  |  | N | Electric Utility | 1 | X | DFO | [9 empty] | N | N |  | 10M | [23 empty] | N | N | N
Vintage2004 | petroleum | TRUE | 20315 | City of Wellington - (KS) | 1330 | Wellington 1 | KS | Sumner | 8 | Petroleum Liquids | IC |  | S | X | X |  |  | 2 | 0.8 | 2 | 2 | 1.6 | N |  |  | OP | X | 2 | 2004 |  |  | N | Electric Utility | 1 | X | DFO | [9 empty] | N | N |  | 10M | [23 empty] | N | N | N
Vintage1962 | natural gas peaker | TRUE | 20813 | City of Winfield - (KS) | 1332 | West 14th Street | KS | Cowley | GT1 | Natural Gas Fired Combustion Turbine | GT |  | S | X | X |  |  | 11 | 0.9 | 11.1 | 11.2 | 3 | N |  |  | OP | X | 8 | 1962 |  |  | N | Electric Utility | 1 | X | NG | [9 empty] | N | N |  | 1H | [23 empty] | N | N | N
Vintage1973 | natural gas steam turbine | TRUE | 18315 | Sunflower Electric Power Corp | 1336 | Garden City | KS | Finney | S2 | Natural Gas Steam Turbine | ST |  | S | X | X | SECIGRDNCT1UN2 | SECIGRDNCT1UN2 | 97.9 | 0.85 | 97.6 | 97.6 | 23 | N |  |  | OP | X | 4 | 1973 |  |  | N | Electric Utility | 1 | X | NG | [5 empty] | NG |  |  |  | N | N |  | OVER | [23 empty] | N | N | N
Vintage1968 | natural gas peaker | TRUE | 18315 | Sunflower Electric Power Corp | 1336 | Garden City | KS | Finney | S3 | Natural Gas Fired Combustion Turbine | GT |  | S | X | X | SECIGRDNCT1UN3 | SECIGRDNCT1UN3 | 16 | 0.85 | 12.8 | 12.8 | 10 | N |  |  | SB | Y | 6 | 1968 |  |  | N | Electric Utility | 1 | X | NG | [9 empty] | N | N |  | 1H | [23 empty] | N | N | N
Vintage1976 | natural gas peaker | TRUE | 18315 | Sunflower Electric Power Corp | 1336 | Garden City | KS | Finney | S4 | Natural Gas Fired Combustion Turbine | GT |  | S | X | X | SECIGRDNCT1UN4 | SECIGRDNCT1UN4 | 71.2 | 0.9 | 57.1 | 57.1 | 20 | N |  |  | OP | X | 5 | 1976 |  |  | N | Electric Utility | 1 | X | NG | [9 empty] | N | N |  | 1H | [23 empty] | N | N | N
Vintage1979 | natural gas peaker | TRUE | 18315 | Sunflower Electric Power Corp | 1336 | Garden City | KS | Finney | S5 | Natural Gas Fired Combustion Turbine | GT |  | S | X | X | SECIGRDNCT1UN5 | SECIGRDNCT1UN5 | 71.2 | 0.9 | 53.8 | 53.8 | 20 | N |  |  | OP | X | 7 | 1979 |  |  | N | Electric Utility | 1 | X | NG | [9 empty] | N | N |  | 1H | [23 empty] | N | N | N
Vintage1963 | natural gas steam turbine | TRUE | 22053 | Kentucky Power Co | 1353 | Big Sandy | KY | Lawrence | 1 | Natural Gas Steam Turbine | ST |  | S | X | X |  |  | 280.5 | 0.85 | 260 | 260 | 100 | N |  |  | OP | X | 1 | 1963 |  |  | N | Electric Utility | 1 | X | NG | [5 empty] | NG |  |  |  | N | N |  | 12H |  | N | [21 empty] | N | N | N
Vintage1925 | hydro | TRUE | 10171 | Kentucky Utilities Co | 1354 | Dix Dam | KY | Mercer | 1 | Conventional Hydroelectric | HY |  | S | X | X |  |  | 9.4 | 0.8 | 10.5 | 10.5 | 2 | N |  |  | OP | X | 11 | 1925 |  |  | N | Electric Utility | 1 | X | WAT | [9 empty] | N | N | 0 | 10M | [23 empty] | N
Vintage1925 | hydro | TRUE | 10171 | Kentucky Utilities Co | 1354 | Dix Dam | KY | Mercer | 2 | Conventional Hydroelectric | HY |  | S | X | X |  |  | 9.4 | 0.8 | 10.5 | 10.5 | 2 | N |  |  | OP | X | 11 | 1925 |  |  | N | Electric Utility | 1 | X | WAT | [9 empty] | N | N | 0 | 10M | [23 empty] | N
Vintage1925 | hydro | TRUE | 10171 | Kentucky Utilities Co | 1354 | Dix Dam | KY | Mercer | 3 | Conventional Hydroelectric | HY |  | S | X | X |  |  | 9.4 | 0.8 | 10.5 | 10.5 | 2 | N |  |  | OP | X | 11 | 1925 |  |  | N | Electric Utility | 1 | X | WAT | [9 empty] | N | N | 0 | 10M | [23 empty] | N
Vintage1995 | natural gas peaker | TRUE | 10171 | Kentucky Utilities Co | 1355 | E W Brown | KY | Mercer | 10 | Natural Gas Fired Combustion Turbine | GT |  | S | X | X |  |  | 126 | 0.85 | 121 | 138 | 50 | N |  |  | OP | X | 12 | 1995 |  |  | N | Electric Utility | 1 | X | NG | DFO | [8 empty] | N | N |  | 1H | [23 empty] | Y | N | Y
Vintage1996 | natural gas peaker | TRUE | 10171 | Kentucky Utilities Co | 1355 | E W Brown | KY | Mercer | 11 | Natural Gas Fired Combustion Turbine | GT |  | S | X | X |  |  | 126 | 0.85 | 121 | 128 | 50 | N |  |  | OP | X | 5 | 1996 |  |  | N | Electric Utility | 1 | X | NG | DFO | [8 empty] | N | N |  | 1H | [23 empty] | Y | N | Y
Vintage1971 | hard coal | TRUE | 10171 | Kentucky Utilities Co | 1355 | E W Brown | KY | Mercer | 3 | Conventional Steam Coal | ST |  | S | X | X |  |  | 464 | 0.9 | 412 | 416 | 155 | N |  |  | OP | X | 7 | 1971 |  |  | N | Electric Utility | 1 | X | BIT | [5 empty] | DFO |  |  |  | N | N |  | OVER |  | Y |  |  | Y | [18 empty] | N | N | N
Vintage2001 | natural gas peaker | TRUE | 10171 | Kentucky Utilities Co | 1355 | E W Brown | KY | Mercer | 5 | Natural Gas Fired Combustion Turbine | GT |  | J | X | X |  |  | 123 | 0.85 | 130 | 130 | 50 | N |  |  | OP | X | 6 | 2001 |  |  | N | Electric Utility | 1 | X | NG | [9 empty] | N | N |  | 1H | [23 empty] | N | N | N
Vintage1999 | natural gas peaker | TRUE | 10171 | Kentucky Utilities Co | 1355 | E W Brown | KY | Mercer | 6 | Natural Gas Fired Combustion Turbine | GT |  | J | X | X |  |  | 176.8 | 0.85 | 146 | 171 | 90 | N |  |  | OP | X | 8 | 1999 |  |  | N | Electric Utility | 1 | X | NG | [9 empty] | N | N |  | 1H | [23 empty] | N | N | N
Vintage1999 | natural gas peaker | TRUE | 10171 | Kentucky Utilities Co | 1355 | E W Brown | KY | Mercer | 7 | Natural Gas Fired Combustion Turbine | GT |  | J | X | X |  |  | 176.8 | 0.85 | 146 | 171 | 105 | N |  |  | OP | X | 8 | 1999 |  |  | N | Electric Utility | 1 | X | NG | [9 empty] | N | N |  | 1H | [23 empty] | N | N | N
Vintage1995 | natural gas peaker | TRUE | 10171 | Kentucky Utilities Co | 1355 | E W Brown | KY | Mercer | 8 | Natural Gas Fired Combustion Turbine | GT |  | S | X | X |  |  | 126 | 0.85 | 121 | 128 | 50 | N |  |  | OP | X | 2 | 1995 |  |  | N | Electric Utility | 1 | X | NG | DFO | [8 empty] | N | N |  | 1H | [23 empty] | Y | N | Y
Vintage1994 | natural gas peaker | TRUE | 10171 | Kentucky Utilities Co | 1355 | E W Brown | KY | Mercer | 9 | Natural Gas Fired Combustion Turbine | GT |  | S | X | X |  |  | 126 | 0.85 | 121 | 138 | 50 | N |  |  | OP | X | 8 | 1994 |  |  | N | Electric Utility | 1 | X | NG | DFO | [8 empty] | N | N |  | 1H | [23 empty] | Y | N | Y
Vintage2016 | solar pv | TRUE | 10171 | Kentucky Utilities Co | 1355 | E W Brown | KY | Mercer | SOLAR | Solar Photovoltaic | PV |  | J | X | X |  |  | 13 |  | 10 | 10 |  | N |  |  | OP | X | 5 | 2016 |  |  | N | Electric Utility | 1 | X | SUN | [9 empty] | N | N
Vintage1974 | hard coal | TRUE | 10171 | Kentucky Utilities Co | 1356 | Ghent | KY | Carroll | 1 | Conventional Steam Coal | ST |  | S | X | X |  |  | 556.9 | 0.9 | 474 | 476 | 218 | N |  |  | OP | X | 2 | 1974 |  |  | N | Electric Utility | 1 | X | RC | BIT |  |  |  |  | DFO |  |  |  | N | N |  | OVER |  | Y |  |  | Y | [18 empty] | N | N | N
Vintage1977 | hard coal | TRUE | 10171 | Kentucky Utilities Co | 1356 | Ghent | KY | Carroll | 2 | Conventional Steam Coal | ST |  | S | X | X |  |  | 556.3 | 0.9 | 495 | 477 | 225 | N |  |  | OP | X | 4 | 1977 |  |  | N | Electric Utility | 1 | X | RC | BIT |  |  |  |  | DFO |  |  |  | N | N |  | OVER |  | Y |  |  | Y | [18 empty] | N | N | N
Vintage1981 | hard coal | TRUE | 10171 | Kentucky Utilities Co | 1356 | Ghent | KY | Carroll | 3 | Conventional Steam Coal | ST |  | S | X | X |  |  | 556.5 | 0.9 | 485 | 478 | 210 | N |  |  | OP | X | 5 | 1981 |  |  | N | Electric Utility | 1 | X | RC | BIT |  |  |  |  | DFO |  |  |  | N | N |  | OVER |  | Y |  |  | Y | [18 empty] | N | N | N
Vintage1984 | hard coal | TRUE | 10171 | Kentucky Utilities Co | 1356 | Ghent | KY | Carroll | 4 | Conventional Steam Coal | ST |  | S | X | X |  |  | 556.2 | 0.9 | 465 | 487 | 215 | N |  |  | OP | X | 8 | 1984 |  |  | N | Electric Utility | 1 | X | RC | BIT |  |  |  |  | DFO |  |  |  | N | N |  | OVER |  | Y |  |  | Y | [18 empty] | N | N | N
Vintage1970 | natural gas peaker | TRUE | 10171 | Kentucky Utilities Co | 1358 | Haefling | KY | Fayette | 1 | Natural Gas Fired Combustion Turbine | GT |  | S | X | X |  |  | 20.7 | 0.85 | 12 | 14 | 2 | N |  |  | OP | X | 10 | 1970 |  |  | N | Electric Utility | 1 | X | NG | [9 empty] | N | N |  | 1H | [23 empty] | N | N | N
Vintage1970 | natural gas peaker | TRUE | 10171 | Kentucky Utilities Co | 1358 | Haefling | KY | Fayette | 2 | Natural Gas Fired Combustion Turbine | GT |  | S | X | X |  |  | 20.7 | 0.85 | 12 | 14 | 2 | N |  |  | OP | X | 10 | 1970 |  |  | N | Electric Utility | 1 | X | NG | [9 empty] | N | N |  | 1H | [23 empty] | N | N | N
Vintage2008 | hydro | TRUE | 54775 | Lock 7 Hydro Partners LLC | 1359 | Mother Ann Lee | KY | Mercer | 1 | Conventional Hydroelectric | HY |  | S | X | X |  |  | 0.7 | 0.8 | 0.7 | 0.7 | 0.1 | N |  |  | OP | X | 12 | 2008 |  |  | N | IPP Non-CHP | 2 | X | WAT | [9 empty] | N |  | 0 | 10M | [23 empty] | N
Vintage2007 | hydro | TRUE | 54775 | Lock 7 Hydro Partners LLC | 1359 | Mother Ann Lee | KY | Mercer | 2 | Conventional Hydroelectric | HY |  | S | X | X |  |  | 0.7 | 0.8 | 0.9 | 0.9 | 0.1 | N |  |  | OP | X | 7 | 2007 |  |  | N | IPP Non-CHP | 2 | X | WAT | [9 empty] | N |  | 0 | 10M | [23 empty] | N
Vintage2007 | hydro | TRUE | 54775 | Lock 7 Hydro Partners LLC | 1359 | Mother Ann Lee | KY | Mercer | 3 | Conventional Hydroelectric | HY |  | S | X | X |  |  | 0.7 | 0.8 | 0.7 | 0.7 | 0.1 | N |  |  | OP | X | 3 | 2007 |  |  | N | IPP Non-CHP | 2 | X | WAT | [9 empty] | N |  | 0 | 10M | [23 empty] | N
Vintage2015 | natural gas combined cycle | TRUE | 11249 | Louisville Gas & Electric Co | 1363 | Cane Run | KY | Jefferson | 7A | Natural Gas Fired Combined Cycle | CT | 7ABS | J | X | N |  |  | 260 | 1 | 213 | 226 | 95 | N |  |  | OP | X | 6 | 2015 |  |  | N | Electric Utility | 1 | X | NG | [9 empty] | N | N |  | 12H | [23 empty] | N | N | N
Vintage2015 | natural gas combined cycle | TRUE | 11249 | Louisville Gas & Electric Co | 1363 | Cane Run | KY | Jefferson | 7B | Natural Gas Fired Combined Cycle | CT | 7ABS | J | X | N |  |  | 260 | 1 | 213 | 226 | 95 | N |  |  | OP | X | 6 | 2015 |  |  | N | Electric Utility | 1 | X | NG | [9 empty] | N | N |  | 12H | [23 empty] | N | N | N
Vintage2015 | natural gas combined cycle | TRUE | 11249 | Louisville Gas & Electric Co | 1363 | Cane Run | KY | Jefferson | 7S | Natural Gas Fired Combined Cycle | CA | 7ABS | J | N | X |  |  | 287 | 1 | 237 | 231 | 38 | N |  |  | OP | X | 6 | 2015 |  |  | N | Electric Utility | 1 | X | NG | [9 empty] | N | N |  | 12H | [23 empty] | N | N | N
Vintage1972 | hard coal | TRUE | 11249 | Louisville Gas & Electric Co | 1364 | Mill Creek (KY) | KY | Jefferson | 1 | Conventional Steam Coal | ST |  | S | X | X |  |  | 355.5 | 0.9 | 300 | 300 | 115 | N |  |  | OP | X | 8 | 1972 |  |  | N | Electric Utility | 1 | X | RC | BIT |  |  |  |  | NG |  |  |  | N | N |  | OVER |  | Y |  |  | Y | [18 empty] | N
Vintage1974 | hard coal | TRUE | 11249 | Louisville Gas & Electric Co | 1364 | Mill Creek (KY) | KY | Jefferson | 2 | Conventional Steam Coal | ST |  | S | X | X |  |  | 355.5 | 0.9 | 297 | 297 | 115 | N |  |  | OP | X | 7 | 1974 |  |  | N | Electric Utility | 1 | X | RC | BIT |  |  |  |  | NG |  |  |  | N | N |  | OVER |  | Y |  |  | Y | [18 empty] | N
Vintage1978 | hard coal | TRUE | 11249 | Louisville Gas & Electric Co | 1364 | Mill Creek (KY) | KY | Jefferson | 3 | Conventional Steam Coal | ST |  | S | X | X |  |  | 462.6 | 0.9 | 391 | 394 | 170 | N |  |  | OP | X | 8 | 1978 |  |  | N | Electric Utility | 1 | X | RC | BIT |  |  |  |  | NG |  |  |  | N | N |  | OVER |  | Y |  |  | Y | [18 empty] | N
Vintage1982 | hard coal | TRUE | 11249 | Louisville Gas & Electric Co | 1364 | Mill Creek (KY) | KY | Jefferson | 4 | Conventional Steam Coal | ST |  | S | X | X |  |  | 543.6 | 0.9 | 477 | 486 | 175 | N |  |  | OP | X | 9 | 1982 |  |  | N | Electric Utility | 1 | X | RC | BIT |  |  |  |  | NG |  |  |  | N | N |  | OVER |  | Y |  |  | Y | [18 empty] | N
Vintage1928 | hydro | TRUE | 11249 | Louisville Gas & Electric Co | 1365 | Ohio Falls | KY | Jefferson | 1 | Conventional Hydroelectric | HY |  | S | X | X |  |  | 13.7 | 0.93 | 12.6 | 12.6 | 2 | N |  |  | OP | X | 1 | 1928 |  |  | N | Electric Utility | 1 | X | WAT | [9 empty] | N | N | 0 | 1H | [23 empty] | N
Vintage1928 | hydro | TRUE | 11249 | Louisville Gas & Electric Co | 1365 | Ohio Falls | KY | Jefferson | 2 | Conventional Hydroelectric | HY |  | S | X | X |  |  | 13.7 | 0.93 | 12.6 | 12.6 | 2 | N |  |  | OP | X | 1 | 1928 |  |  | N | Electric Utility | 1 | X | WAT | [9 empty] | N | N | 0 | 1H | [23 empty] | N
Vintage1928 | hydro | TRUE | 11249 | Louisville Gas & Electric Co | 1365 | Ohio Falls | KY | Jefferson | 3 | Conventional Hydroelectric | HY |  | S | X | X |  |  | 13.7 | 0.93 | 12.6 | 12.6 | 2 | N |  |  | OP | X | 1 | 1928 |  |  | N | Electric Utility | 1 | X | WAT | [9 empty] | N | N | 0 | 1H | [23 empty] | N
Vintage1928 | hydro | TRUE | 11249 | Louisville Gas & Electric Co | 1365 | Ohio Falls | KY | Jefferson | 4 | Conventional Hydroelectric | HY |  | S | X | X |  |  | 13.7 | 0.93 | 12.6 | 12.6 | 2 | N |  |  | OP | X | 1 | 1928 |  |  | N | Electric Utility | 1 | X | WAT | [9 empty] | N | N | 0 | 1H
Vintage1928 | hydro | TRUE | 11249 | Louisville Gas & Electric Co | 1365 | Ohio Falls | KY | Jefferson | 5 | Conventional Hydroelectric | HY |  | S | X | X |  |  | 13.7 | 0.93 | 12.6 | 12.6 | 2 | N |  |  | OP | X | 1 | 1928 |  |  | N | Electric Utility | 1 | X | WAT | [9 empty] | N | N | 0 | 1H | [23 empty] | N
Vintage1928 | hydro | TRUE | 11249 | Louisville Gas & Electric Co | 1365 | Ohio Falls | KY | Jefferson | 6 | Conventional Hydroelectric | HY |  | S | X | X |  |  | 13.7 | 0.93 | 12.6 | 12.6 | 2 | N |  |  | OP | X | 1 | 1928 |  |  | N | Electric Utility | 1 | X | WAT | [9 empty] | N | N | 0 | 1H | [23 empty] | N
Vintage1928 | hydro | TRUE | 11249 | Louisville Gas & Electric Co | 1365 | Ohio Falls | KY | Jefferson | 7 | Conventional Hydroelectric | HY |  | S | X | X |  |  | 13.7 | 0.93 | 12.6 | 12.6 | 2 | N |  |  | OP | X | 1 | 1928 |  |  | N | Electric Utility | 1 | X | WAT | [9 empty] | N | N | 0 | 1H | [23 empty] | N
Vintage1928 | hydro | TRUE | 11249 | Louisville Gas & Electric Co | 1365 | Ohio Falls | KY | Jefferson | 8 | Conventional Hydroelectric | HY |  | S | X | X |  |  | 13.7 | 0.8 | 12.6 | 12.6 | 2 | N |  |  | OP | X | 1 | 1928 |  |  | N | Electric Utility | 1 | X | WAT | [9 empty] | N | N |  | 1H | [23 empty] | N
Vintage1968 | natural gas peaker | TRUE | 11249 | Louisville Gas & Electric Co | 1366 | Paddys Run | KY | Jefferson | 12 | Natural Gas Fired Combustion Turbine | GT |  | S | X | X |  |  | 32.6 | 0.85 | 23 | 28 | 23 | N |  |  | OP | X | 7 | 1968 |  |  | N | Electric Utility | 1 | X | NG | [9 empty] | N | N |  | 1H | [23 empty] | N | N | N
Vintage2001 | natural gas peaker | TRUE | 11249 | Louisville Gas & Electric Co | 1366 | Paddys Run | KY | Jefferson | 13 | Natural Gas Fired Combustion Turbine | GT |  | J | X | X |  |  | 178 | 0.85 | 147 | 175 | 81 | N |  |  | OP | X | 6 | 2001 |  |  | N | Electric Utility | 1 | X | NG | [9 empty] | N | N |  | 1H | [23 empty] | N | N | N
Vintage1966 | hydro | TRUE | 19462 | USCE-Nashville District | 1371 | Barkley | KY | Lyon | 1 | Conventional Hydroelectric | HY |  | S | X | X |  |  | 32.5 | 0.9 | 37 | 37 | 32.5 | N |  |  | OP | X | 1 | 1966 |  |  | N | Electric Utility | 1 | X | WAT | [9 empty] | N | N | 0 | 10M | [23 empty] | N
Vintage1966 | hydro | TRUE | 19462 | USCE-Nashville District | 1371 | Barkley | KY | Lyon | 2 | Conventional Hydroelectric | HY |  | S | X | X |  |  | 32.5 | 0.9 | 37 | 37 | 32.5 | N |  |  | OP | X | 2 | 1966 |  |  | N | Electric Utility | 1 | X | WAT | [9 empty] | N | N | 0 | 10M | [23 empty] | N
Vintage1966 | hydro | TRUE | 19462 | USCE-Nashville District | 1371 | Barkley | KY | Lyon | 3 | Conventional Hydroelectric | HY |  | S | X | X |  |  | 32.5 | 0.9 | 37 | 37 | 32.5 | N |  |  | OP | X | 3 | 1966 |  |  | N | Electric Utility | 1 | X | WAT | [9 empty] | N | N | 0 | 10M | [23 empty] | N
Vintage1966 | hydro | TRUE | 19462 | USCE-Nashville District | 1371 | Barkley | KY | Lyon | 4 | Conventional Hydroelectric | HY |  | S | X | X |  |  | 32.5 | 0.9 | 37 | 37 | 32.5 | N |  |  | OP | X | 3 | 1966 |  |  | N | Electric Utility | 1 | X | WAT | [9 empty] | N | N | 0 | 10M | [23 empty] | N
Vintage1952 | petroleum | TRUE | 14459 | City of Paris - (KY) | 1376 | Paris (KY) | KY | Bourbon | 1 | Petroleum Liquids | IC |  | S | X | X |  |  | 1.3 | 0.8 | 1.4 | 1.4 | 0.2 | N |  |  | OP | X | 12 | 1952 |  |  | N | Electric Utility | 1 | X | DFO | [9 empty] | N |  |  | 1H | [23 empty] | N | N
Vintage1954 | petroleum | TRUE | 14459 | City of Paris - (KY) | 1376 | Paris (KY) | KY | Bourbon | 2 | Petroleum Liquids | IC |  | S | X | X |  |  | 1.3 | 0.8 | 1.4 | 1.4 | 0.2 | N |  |  | OP | X | 12 | 1954 |  |  | N | Electric Utility | 1 | X | DFO | [9 empty] | N |  |  | 1H | [23 empty] | N | N
Vintage1934 | petroleum | TRUE | 14459 | City of Paris - (KY) | 1376 | Paris (KY) | KY | Bourbon | 3 | Petroleum Liquids | IC |  | S | X | X |  |  | 0.7 | 0.8 | 0.8 | 0.8 | 0.2 | N |  |  | OP | X | 12 | 1934 |  |  | N | Electric Utility | 1 | X | DFO | [9 empty] | N |  |  | 1H | [23 empty] | N | N
Vintage1947 | petroleum | TRUE | 14459 | City of Paris - (KY) | 1376 | Paris (KY) | KY | Bourbon | 4 | Petroleum Liquids | IC |  | S | X | X |  |  | 0.9 | 0.8 | 1.1 | 1.1 | 0.2 | N |  |  | OP | X | 12 | 1947 |  |  | N | Electric Utility | 1 | X | DFO | [9 empty] | N |  |  | 1H | [23 empty] | N
Vintage1949 | petroleum | TRUE | 14459 | City of Paris - (KY) | 1376 | Paris (KY) | KY | Bourbon | 5 | Petroleum Liquids | IC |  | S | X | X |  |  | 1.1 | 0.8 | 1.2 | 1.2 | 0.2 | N |  |  | OP | X | 12 | 1949 |  |  | N | Electric Utility | 1 | X | DFO | [9 empty] | N |  |  | 1H | [23 empty] | N | N
Vintage1974 | petroleum | TRUE | 14459 | City of Paris - (KY) | 1376 | Paris (KY) | KY | Bourbon | 6 | Petroleum Liquids | IC |  | S | X | X |  |  | 3.1 | 0.8 | 3 | 3 | 0.2 | N |  |  | OP | X | 12 | 1974 |  |  | N | Electric Utility | 1 | X | DFO | [9 empty] | N |  |  | 1H | [23 empty] | N | N
Vintage1974 | petroleum | TRUE | 14459 | City of Paris - (KY) | 1376 | Paris (KY) | KY | Bourbon | 7 | Petroleum Liquids | IC |  | S | X | X |  |  | 3.1 | 0.8 | 3 | 3 | 0.2 | N |  |  | OP | X | 12 | 1974 |  |  | N | Electric Utility | 1 | X | DFO | [9 empty] | N |  |  | 1H | [23 empty] | N | N
Vintage1945 | hydro | TRUE | 18642 | Tennessee Valley Authority | 1377 | Kentucky Dam | KY | Marshall | 1 | Conventional Hydroelectric | HY |  | S | X | X |  |  | 44.6 | 0.92 | 44 | 37 | 18.9 | N |  |  | OP | X | 4 | 1945 |  |  | N | Electric Utility | 1 | X | WAT | [9 empty] | N | N | 0 | 1H | [23 empty] | N
Vintage1944 | hydro | TRUE | 18642 | Tennessee Valley Authority | 1377 | Kentucky Dam | KY | Marshall | 2 | Conventional Hydroelectric | HY |  | S | X | X |  |  | 42.4 | 0.92 | 45.4 | 37 | 18.9 | N |  |  | OP | X | 11 | 1944 |  |  | N | Electric Utility | 1 | X | WAT | [9 empty] | N | N | 0 | 1H | [23 empty] | N
Vintage1944 | hydro | TRUE | 18642 | Tennessee Valley Authority | 1377 | Kentucky Dam | KY | Marshall | 3 | Conventional Hydroelectric | HY |  | S | X | X |  |  | 42.4 | 0.92 | 44.9 | 37.2 | 18.9 | N |  |  | OP | X | 9 | 1944 |  |  | N | Electric Utility | 1 | X | WAT | [9 empty] | N | N | 0 | 1H | [23 empty] | N
Vintage1945 | hydro | TRUE | 18642 | Tennessee Valley Authority | 1377 | Kentucky Dam | KY | Marshall | 4 | Conventional Hydroelectric | HY |  | S | X | X |  |  | 44.6 | 0.92 | 43.1 | 35.4 | 18.9 | N |  |  | OP | X | 12 | 1945 |  |  | N | Electric Utility | 1 | X | WAT | [9 empty] | N | N | 0 | 1H | [23 empty] | N
Vintage1948 | hydro | TRUE | 18642 | Tennessee Valley Authority | 1377 | Kentucky Dam | KY | Marshall | 5 | Conventional Hydroelectric | HY |  | S | X | X |  |  | 44.6 | 0.92 | 45.1 | 36.5 | 18.9 | N |  |  | OP | X | 1 | 1948 |  |  | N | Electric Utility | 1 | X | WAT | [9 empty] | N | N | 0 | 1H | [23 empty] | N
Vintage2017 | natural gas combined cycle | TRUE | 18642 | Tennessee Valley Authority | 1378 | Paradise | KY | Muhlenberg | CTG1 | Natural Gas Fired Combined Cycle | CT | CC1 | S | X | Y |  |  | 231 | 0.85 | 211 | 231 | 150 | N |  |  | OP | X | 4 | 2017 |  |  | N | Electric Utility | 1 | X | NG | [12 empty] | 1H | [23 empty] | N | N | N
Vintage2017 | natural gas combined cycle | TRUE | 18642 | Tennessee Valley Authority | 1378 | Paradise | KY | Muhlenberg | CTG2 | Natural Gas Fired Combined Cycle | CT | CC1 | S | X | Y |  |  | 231 | 0.85 | 211 | 231 | 150 | N |  |  | OP | X | 4 | 2017 |  |  | N | Electric Utility | 1 | X | NG | [12 empty] | 1H | [23 empty] | N | N | N
Vintage2017 | natural gas combined cycle | TRUE | 18642 | Tennessee Valley Authority | 1378 | Paradise | KY | Muhlenberg | CTG3 | Natural Gas Fired Combined Cycle | CT | CC1 | S | X | Y |  |  | 231 | 0.85 | 211 | 231 | 150 | N |  |  | OP | X | 4 | 2017 |  |  | N | Electric Utility | 1 | X | NG | [12 empty] | 1H | [23 empty] | N | N | N
Vintage2017 | natural gas combined cycle | TRUE | 18642 | Tennessee Valley Authority | 1378 | Paradise | KY | Muhlenberg | STG1 | Natural Gas Fired Combined Cycle | CA | CC1 | S | Y | X |  |  | 467 | 0.85 | 467 | 467 | 70 | N |  |  | OP | X | 4 | 2017 |  |  | N | Electric Utility | 1 | X | NG | [12 empty] | 12H | [23 empty] | N | N | N
Vintage1953 | hard coal | TRUE | 18642 | Tennessee Valley Authority | 1379 | Shawnee | KY | McCracken | 1 | Conventional Steam Coal | ST |  | S | X | X |  |  | 175 | 0.9 | 134 | 138 | 51 | N |  |  | OP | X | 4 | 1953 | 12 | 2033 | N | Electric Utility | 1 | X | SUB | DFO |  |  |  |  | DFO |  |  |  | N | N |  | OVER |  | Y |  |  | Y | [18 empty] | N
Vintage1953 | hard coal | TRUE | 18642 | Tennessee Valley Authority | 1379 | Shawnee | KY | McCracken | 2 | Conventional Steam Coal | ST |  | S | X | X |  |  | 175 | 0.9 | 134 | 138 | 51 | N |  |  | OP | X | 6 | 1953 | 12 | 2033 | N | Electric Utility | 1 | X | SUB | DFO |  |  |  |  | DFO |  |  |  | N | N |  | OVER |  | Y |  |  | Y | [18 empty] | N
Vintage1953 | hard coal | TRUE | 18642 | Tennessee Valley Authority | 1379 | Shawnee | KY | McCracken | 3 | Conventional Steam Coal | ST |  | S | X | X |  |  | 175 | 0.9 | 134 | 138 | 51 | N |  |  | OP | X | 10 | 1953 |  |  | N | Electric Utility | 1 | X | SUB | DFO |  |  |  |  | DFO |  |  |  | N | N |  | OVER |  | Y |  |  | Y | [18 empty] | N
Vintage1954 | hard coal | TRUE | 18642 | Tennessee Valley Authority | 1379 | Shawnee | KY | McCracken | 4 | Conventional Steam Coal | ST |  | S | X | X |  |  | 175 | 0.9 | 134 | 138 | 51 | N |  |  | OP | X | 1 | 1954 | 12 | 2033 | N | Electric Utility | 1 | X | SUB | DFO |  |  |  |  | DFO |  |  |  | N | N |  | OVER |  | Y |  |  | Y | [18 empty] | N
Vintage1954 | hard coal | TRUE | 18642 | Tennessee Valley Authority | 1379 | Shawnee | KY | McCracken | 5 | Conventional Steam Coal | ST |  | S | X | X |  |  | 175 | 0.9 | 134 | 138 | 51 | N |  |  | OP | X | 10 | 1954 | 12 | 2033 | N | Electric Utility | 1 | X | SUB | DFO |  |  |  |  | DFO |  |  |  | N | N |  | OVER |  | Y |  |  | Y | [18 empty] | N
Vintage1954 | hard coal | TRUE | 18642 | Tennessee Valley Authority | 1379 | Shawnee | KY | McCracken | 6 | Conventional Steam Coal | ST |  | S | X | X |  |  | 175 | 0.9 | 134 | 138 | 51 | N |  |  | OP | X | 11 | 1954 | 12 | 2033 | N | Electric Utility | 1 | X | SUB | DFO |  |  |  |  | DFO |  |  |  | N | N |  | OVER |  | Y |  |  | Y | [18 empty] | N
Vintage1954 | hard coal | TRUE | 18642 | Tennessee Valley Authority | 1379 | Shawnee | KY | McCracken | 7 | Conventional Steam Coal | ST |  | S | X | X |  |  | 175 | 0.9 | 134 | 138 | 51 | N |  |  | OP | X | 12 | 1954 | 12 | 2033 | N | Electric Utility | 1 | X | SUB | DFO |  |  |  |  | DFO |  |  |  | N | N |  | OVER |  | Y |  |  | Y | [18 empty] | N
Vintage1955 | hard coal | TRUE | 18642 | Tennessee Valley Authority | 1379 | Shawnee | KY | McCracken | 8 | Conventional Steam Coal | ST |  | S | X | X |  |  | 175 | 0.9 | 134 | 138 | 51 | N |  |  | OP | X | 3 | 1955 | 12 | 2033 | N | Electric Utility | 1 | X | SUB | DFO |  |  |  |  | DFO |  |  |  | N | N |  | OVER |  | Y |  |  | Y | [18 empty] | N
Vintage1955 | hard coal | TRUE | 18642 | Tennessee Valley Authority | 1379 | Shawnee | KY | McCracken | 9 | Conventional Steam Coal | ST |  | S | X | X |  |  | 175 | 0.9 | 134 | 138 | 51 | N |  |  | OP | X | 7 | 1955 | 12 | 2033 | N | Electric Utility | 1 | X | SUB | DFO |  |  |  |  | DFO |  |  |  | N | N |  | OVER |  | Y |  |  | Y | [18 empty] | N
Vintage1952 | hydro | TRUE | 19462 | USCE-Nashville District | 1380 | Wolf Creek | KY | Russell | 1 | Conventional Hydroelectric | HY |  | S | X | X |  |  | 45 | 0.9 | 52 | 52 | 45 | N |  |  | OP | X | 8 | 1952 |  |  | N | Electric Utility | 1 | X | WAT | [9 empty] | N | N | 0 | 10M | [23 empty] | N
Vintage1952 | hydro | TRUE | 19462 | USCE-Nashville District | 1380 | Wolf Creek | KY | Russell | 2 | Conventional Hydroelectric | HY |  | S | X | X |  |  | 45 | 0.9 | 52 | 52 | 45 | N |  |  | OP | X | 7 | 1952 |  |  | N | Electric Utility | 1 | X | WAT | [9 empty] | N | N | 0 | 10M | [23 empty] | N
Vintage1952 | hydro | TRUE | 19462 | USCE-Nashville District | 1380 | Wolf Creek | KY | Russell | 3 | Conventional Hydroelectric | HY |  | S | X | X |  |  | 45 | 0.9 | 40 | 40 | 40 | N |  |  | OP | X | 3 | 1952 |  |  | N | Electric Utility | 1 | X | WAT | [9 empty] | N | N | 0 | 10M | [23 empty] | N
Vintage1951 | hydro | TRUE | 19462 | USCE-Nashville District | 1380 | Wolf Creek | KY | Russell | 4 | Conventional Hydroelectric | HY |  | S | X | X |  |  | 45 | 0.9 | 52 | 52 | 45 | N |  |  | OP | X | 12 | 1951 |  |  | N | Electric Utility | 1 | X | WAT | [9 empty] | N | N | 0 | 10M | [23 empty] | N
Vintage1951 | hydro | TRUE | 19462 | USCE-Nashville District | 1380 | Wolf Creek | KY | Russell | 5 | Conventional Hydroelectric | HY |  | S | X | X |  |  | 45 | 0.9 | 52 | 52 | 45 | N |  |  | OP | X | 10 | 1951 |  |  | N | Electric Utility | 1 | X | WAT | [9 empty] | N | N | 0 | 10M | [23 empty] | N
Vintage1951 | hydro | TRUE | 19462 | USCE-Nashville District | 1380 | Wolf Creek | KY | Russell | 6 | Conventional Hydroelectric | HY |  | S | X | X |  |  | 45 | 0.9 | 52 | 52 | 45 | N |  |  | OP | X | 10 | 1951 |  |  | N | Electric Utility | 1 | X | WAT | [9 empty] | N | N | 0 | 10M | [23 empty] | N
Vintage1976 | natural gas peaker | TRUE | 1692 | Big Rivers Electric Corp | 1383 | Robert A Reid | KY | Webster | GEN2 | Natural Gas Fired Combustion Turbine | GT |  | S | X | X | BREC.REIDCT | BREC.REIDCT | 98.8 | 0.9 | 58 | 65 | 20 | N |  |  | OP | X | 3 | 1976 |  |  | N | Electric Utility | 1 | X | NG | DFO | [8 empty] | N | N |  | 1H | [23 empty] | Y | N | Y
Vintage1965 | hard coal | TRUE | 5580 | East Kentucky Power Coop, Inc | 1384 | Cooper | KY | Pulaski | 1 | Conventional Steam Coal | ST |  | S | X | X | 1123180704 | 88100101 | 113.6 | 0.928 | 116 | 116 | 30 | N |  |  | OP | X | 2 | 1965 |  |  | N | Electric Utility | 1 | X | BIT | WDS |  |  |  |  | DFO |  |  |  | N | N |  | OVER |  | Y |  |  | Y | [18 empty] | Y | Y | N
Vintage1969 | hard coal | TRUE | 5580 | East Kentucky Power Coop, Inc | 1384 | Cooper | KY | Pulaski | 2 | Conventional Steam Coal | ST |  | S | X | X | 123180705 | 88100102 | 230.4 | 0.938 | 225 | 225 | 100 | N |  |  | OP | X | 10 | 1969 |  |  | N | Electric Utility | 1 | X | BIT | [5 empty] | DFO |  |  |  | N | N |  | OVER |  | Y |  |  | Y | [18 empty] | N | N | N
Vintage1951 | other | FALSE | 11241 | Entergy Louisiana LLC | 1391 | Louisiana 1 | LA | East Baton Rouge | 1A | Other Gases | ST |  | S | X | X |  |  | 23 | 0.85 | 18 | 18 | 2 | N |  |  | OP | X | 10 | 1951 |  |  | Y | Industrial CHP | 7 | B | OG | NG | DFO |  |  |  | NG | OG |  |  | N |  |  | 12H | [23 empty] | Y |  | N
Vintage1954 | other | FALSE | 11241 | Entergy Louisiana LLC | 1391 | Louisiana 1 | LA | East Baton Rouge | 2A | Other Gases | ST |  | S | X | X |  |  | 62.5 | 0.85 | 55 | 55 | 20 | N |  |  | OP | X | 12 | 1954 |  |  | Y | Industrial CHP | 7 | T | OG | NG | DFO |  |  |  | NG | OG |  |  | N |  |  | OVER | [23 empty] | Y |  | N
Vintage1954 | other | FALSE | 11241 | Entergy Louisiana LLC | 1391 | Louisiana 1 | LA | East Baton Rouge | 3A | Other Gases | ST |  | S | X | X |  |  | 63 | 0.85 | 55 | 55 | 20 | N |  |  | OP | X | 9 | 1954 |  |  | Y | Industrial CHP | 7 | T | OG | NG | DFO |  |  |  | NG | OG |  |  | N |  |  | OVER | [23 empty] | Y |  | N
Vintage1987 | natural gas peaker | FALSE | 11241 | Entergy Louisiana LLC | 1391 | Louisiana 1 | LA | East Baton Rouge | 4A | Natural Gas Fired Combustion Turbine | GT |  | S | X | X |  |  | 129.1 | 0.9 | 100 | 100 | 30 | N |  |  | OP | X | 8 | 1987 |  |  | Y | Industrial CHP | 7 | T | NG | OG | DFO | [7 empty] | N |  |  | 12H | [23 empty] | N |  | N
Vintage1999 | natural gas peaker | FALSE | 11241 | Entergy Louisiana LLC | 1391 | Louisiana 1 | LA | East Baton Rouge | 5A | Natural Gas Fired Combustion Turbine | GT |  | W | X | X |  |  | 173.3 | 0.85 | 154.4 | 164.4 | 16 | N |  |  | OP | X | 1 | 1999 |  |  | Y | Industrial CHP | 7 | T | NG | OG | DFO | [7 empty] | N |  |  | 12H | [23 empty] | N |  | N
Vintage1950 | natural gas steam turbine | TRUE | 11241 | Entergy Louisiana LLC | 1392 | Louisiana 2 | LA | East Baton Rouge | 10 | Natural Gas Steam Turbine | ST |  | S | X | X |  |  | 50 | 0.85 | 40 | 40 | 5 | N |  |  | OS | X | 1 | 1950 |  |  | N | Electric Utility | 1 | X | NG | [5 empty] | NG |  |  |  | N |  |  | 12H | [23 empty] | N
Vintage1950 | natural gas steam turbine | TRUE | 11241 | Entergy Louisiana LLC | 1392 | Louisiana 2 | LA | East Baton Rouge | 11 | Natural Gas Steam Turbine | ST |  | S | X | X |  |  | 50 | 0.85 | 40 | 40 | 5 | N |  |  | OS | X | 11 | 1950 |  |  | N | Electric Utility | 1 | X | NG | [5 empty] | NG |  |  |  | N |  |  | 12H | [23 empty] | N
Vintage1953 | natural gas steam turbine | TRUE | 11241 | Entergy Louisiana LLC | 1392 | Louisiana 2 | LA | East Baton Rouge | 12 | Natural Gas Steam Turbine | ST |  | S | X | X |  |  | 75 | 0.85 | 58 | 58 | 10 | N |  |  | OS | X | 5 | 1953 |  |  | N | Electric Utility | 1 | X | NG | [5 empty] | NG |  |  |  | N |  |  | 12H | [23 empty] | N
Vintage1959 | petroleum | TRUE | 11241 | Entergy Louisiana LLC | 1393 | R S Nelson | LA | Calcasieu | 1 | Petroleum Coke | ST |  | J | X | X | EES.NELSON1 | EES.NELSON1 | 113.6 | 0.85 | 97.2 | 109 | 80 | N |  |  | OP | X | 2 | 1959 |  |  | Y | Electric Utility | 1 | T | PC | [5 empty] | NG |  |  |  | N | N |  | OVER | Y | N |  |  | Y | [18 empty] | N
Vintage1959 | petroleum | TRUE | 11241 | Entergy Louisiana LLC | 1393 | R S Nelson | LA | Calcasieu | 2 | Petroleum Coke | ST |  | J | X | X | EES.NELSON2 | EES.NELSON2 | 113.6 | 0.85 | 93.2 | 108 | 80 | N |  |  | OP | X | 5 | 1959 |  |  | Y | Electric Utility | 1 | T | PC | [5 empty] | NG |  |  |  | N |  |  | OVER | Y | N |  |  | Y | [18 empty] | N
Vintage1970 | natural gas steam turbine | TRUE | 11241 | Entergy Louisiana LLC | 1393 | R S Nelson | LA | Calcasieu | 4 | Natural Gas Steam Turbine | ST |  | S | X | X | EES.NELSON4 | EES.NELSON4 | 591.8 | 0.87 | 424.7 | 434.3 | 163 | N |  |  | OP | X | 7 | 1970 |  |  | N | Electric Utility | 1 | X | NG | [5 empty] | NG |  |  |  | N |  |  | OVER |  | N | [21 empty] | N | N | N
Vintage1982 | hard coal | TRUE | 11241 | Entergy Louisiana LLC | 1393 | R S Nelson | LA | Calcasieu | 6 | Conventional Steam Coal | ST |  | J | X | X | EES.NELSON6 | EES.NELSON6 | 614.6 | 0.87 | 524 | 524 | 150 | N |  |  | OP | X | 5 | 1982 |  |  | N | Electric Utility | 1 | X | SUB | [5 empty] | DFO |  |  |  | N |  |  | OVER |  | Y |  |  | Y | [18 empty] | N | N | N
Vintage1961 | natural gas combined cycle | TRUE | 3265 | Cleco Power LLC | 1396 | Coughlin Power Station | LA | Evangeline | 6 | Natural Gas Fired Combined Cycle | CA | CC6 | S | Y | X | CLEC.CPS6ST |  | 113.6 | 0.85 | 103.1 |  | 50 | N |  |  | OP | X | 4 | 1961 |  |  | N | Electric Utility | 1 | X | NG | [9 empty] | N |  |  | 12H | [23 empty] | N |  | N
Vintage1966 | natural gas combined cycle | TRUE | 3265 | Cleco Power LLC | 1396 | Coughlin Power Station | LA | Evangeline | 7 | Natural Gas Fired Combined Cycle | CA | CC7 | S | Y | X | CLEC.CPS7ST |  | 243.1 | 0.85 | 181.6 |  | 50 | N |  |  | OP | X | 2 | 1966 |  |  | N | Electric Utility | 1 | X | NG | [12 empty] | 12H | [23 empty] | N |  | N
Vintage2000 | natural gas combined cycle | TRUE | 3265 | Cleco Power LLC | 1396 | Coughlin Power Station | LA | Evangeline | U6CT | Natural Gas Fired Combined Cycle | CT | CC6 | S | X | Y | CLEC.CPS6 |  | 188.7 | 0.85 | 155.5 |  | 120 | N |  |  | OP | X | 6 | 2000 |  |  | N | Electric Utility | 1 | X | NG | [12 empty] | 12H | [23 empty] | N | N | N
Vintage2000 | natural gas combined cycle | TRUE | 3265 | Cleco Power LLC | 1396 | Coughlin Power Station | LA | Evangeline | U72 | Natural Gas Fired Combined Cycle | CT | CC7 | S | X | Y | CLEC.CPS72 |  | 188.7 | 0.85 | 148.5 |  | 120 | N |  |  | OP | X | 6 | 2000 |  |  | N | Electric Utility | 1 | X | NG | [12 empty] | 12H | [23 empty] | N | N | N
Vintage2000 | natural gas combined cycle | TRUE | 3265 | Cleco Power LLC | 1396 | Coughlin Power Station | LA | Evangeline | U7CT | Natural Gas Fired Combined Cycle | CT | CC7 | S | X | Y | CLEC.CPS71 |  | 188.7 | 0.85 | 147.6 |  | 120 | N |  |  | OP | X | 6 | 2000 |  |  | N | Electric Utility | 1 | X | NG | [12 empty] | 12H | [23 empty] | N | N | N
Vintage1971 | natural gas steam turbine | TRUE | 3265 | Cleco Power LLC | 1400 | Teche | LA | St Mary | 3 | Natural Gas Steam Turbine | ST |  | S | X | X | CLEC.TPS3 |  | 348.5 | 0.85 | 336.2 | 328 | 65 | N |  |  | OP | X | 3 | 1971 |  |  | N | Electric Utility | 1 | X | NG | DFO |  |  |  |  | NG |  |  |  | N | N |  | OVER | [23 empty] | N | N | N
Vintage2011 | natural gas peaker | TRUE | 3265 | Cleco Power LLC | 1400 | Teche | LA | St Mary | 4 | Natural Gas Fired Combustion Turbine | GT |  | S | X | X | CLEC.TPS4 |  | 42.2 | 0.85 | 33.1 | 34 | 30 | N |  |  | OP | X | 3 | 2011 |  |  | N | Electric Utility | 1 | X | NG | [9 empty] | N | N |  | 12H | [23 empty] | N | N | N
Vintage1966 | natural gas steam turbine | TRUE | 11241 | Entergy Louisiana LLC | 1402 | Little Gypsy | LA | St Charles | 2 | Natural Gas Steam Turbine | ST |  | S | X | X | EES.L_GYPSY2 | EES.L_GYPSY2 | 420.7 | 0.85 | 412.5 | 416.8 | 24 | N |  |  | OP | X | 4 | 1966 | 6 | 2026 | N | Electric Utility | 1 | X | NG | DFO |  |  |  |  | NG |  |  |  | N |  |  | 12H | [23 empty] | Y | Y | Y
Vintage1969 | natural gas steam turbine | TRUE | 11241 | Entergy Louisiana LLC | 1402 | Little Gypsy | LA | St Charles | 3 | Natural Gas Steam Turbine | ST |  | S | X | X | EES.L_GYPSY3 | EES.L_GYPSY3 | 582.2 | 0.85 | 513.5 | 522.1 | 150 | N |  |  | OP | X | 3 | 1969 | 6 | 2029 | N | Electric Utility | 1 | X | NG | DFO |  |  |  |  | NG |  |  |  | N |  |  | OVER | [23 empty] | Y | N | N
Vintage1973 | natural gas steam turbine | TRUE | 11241 | Entergy Louisiana LLC | 1403 | Nine Mile Point | LA | Jefferson | 5 | Natural Gas Steam Turbine | ST |  | S | X | X | EES.NINEMILE5 | EES.NINEMILE5 | 895.1 | 0.9 | 742.1 | 749.7 | 190 | N |  |  | OP | X | 6 | 1973 | 6 | 2033 | N | Electric Utility | 1 | X | NG | DFO |  |  |  |  | NG |  |  |  | N |  |  | OVER | [23 empty] | Y | Y | Y
Vintage1971 | natural gas steam turbine | TRUE | 11241 | Entergy Louisiana LLC | 1403 | Nine Mile Point | LA | Jefferson | 6(4) | Natural Gas Steam Turbine | ST |  | S | X | X | EES.NINEMILE4 | EES.NINEMILE4 | 895.1 | 0.9 | 738 | 755.6 | 190 | N |  |  | OP | X | 5 | 1971 | 6 | 2031 | N | Electric Utility | 1 | X | NG | DFO |  |  |  |  | NG |  |  |  | N |  |  | OVER | [23 empty] | Y | Y | Y
Vintage2014 | natural gas combined cycle | TRUE | 11241 | Entergy Louisiana LLC | 1403 | Nine Mile Point | LA | Jefferson | 6A | Natural Gas Fired Combined Cycle | CT | PB01 | S | X | N |  |  | 194.7 | 0.85 | 168 | 180 | 17 | N |  |  | OP | X | 12 | 2014 |  |  | N | Electric Utility | 1 | X | NG | DFO | [8 empty] | N |  |  | 10M | [23 empty] | Y | N | Y
Vintage2014 | natural gas combined cycle | TRUE | 11241 | Entergy Louisiana LLC | 1403 | Nine Mile Point | LA | Jefferson | 6B | Natural Gas Fired Combined Cycle | CT | PB01 | S | X | N |  |  | 194.7 | 0.85 | 168 | 180 | 17 | N |  |  | OP | X | 12 | 2014 |  |  | N | Electric Utility | 1 | X | NG | DFO | [11 empty] | 10M | [23 empty] | Y |  | Y
Vintage2014 | natural gas combined cycle | TRUE | 11241 | Entergy Louisiana LLC | 1403 | Nine Mile Point | LA | Jefferson | 6C | Natural Gas Fired Combined Cycle | CA | PB01 | S | Y | X |  |  | 260.1 | 0.85 | 554.9 | 597.3 | 50 | N |  |  | OP | X | 12 | 2014 |  |  | N | Electric Utility | 1 | X | NG | DFO | [11 empty] | 12H | [23 empty] | N |  | N
Vintage1973 | natural gas peaker | TRUE | 11241 | Entergy Louisiana LLC | 1404 | Sterlington | LA | Ouachita | 7A | Natural Gas Fired Combustion Turbine | GT | PB01 | S | X | X | EES.STERL7 | EES.STERL7 | 59.3 | 0.9 | 47 | 53.2 | 5 | N |  |  | OP | X | 4 | 1973 |  |  | N | Electric Utility | 1 | X | NG | DFO | [8 empty] | N |  |  | 1H | [23 empty] | Y | Y | Y
Vintage1960 | natural gas steam turbine | TRUE | 17698 | Southwestern Electric Power Co | 1416 | Arsenal Hill | LA | Caddo | 5 | Natural Gas Steam Turbine | ST |  | S | X | X |  |  | 125 | 0.85 | 110 | 110 | 35 | N |  |  | OP | X | 3 | 1960 | 12 | 2025 | N | Electric Utility | 1 | X | NG | [5 empty] | NG |  |  |  | N |  |  | OVER | [23 empty] | N | N | N
Vintage1957 | natural gas steam turbine | TRUE | 17698 | Southwestern Electric Power Co | 1417 | Lieberman | LA | Caddo | 3 | Natural Gas Steam Turbine | ST |  | S | X | X |  |  | 114 | 0.85 | 100 | 100 | 35 | N |  |  | OP | X | 6 | 1957 |  |  | N | Electric Utility | 1 | X | NG | [5 empty] | NG |  |  |  | N | N |  | OVER | [23 empty] | N | N | N
Vintage1959 | natural gas steam turbine | TRUE | 17698 | Southwestern Electric Power Co | 1417 | Lieberman | LA | Caddo | 4 | Natural Gas Steam Turbine | ST |  | S | X | X |  |  | 114 | 0.85 | 108 | 108 | 35 | N |  |  | OP | X | 5 | 1959 |  |  | N | Electric Utility | 1 | X | NG | [5 empty] | NG |  |  |  | N | N |  | OVER | [23 empty] | N | N | N
Vintage1967 | natural gas steam turbine | TRUE | 8884 | Terrebonne Parish Consol Gov't | 1439 | Houma | LA | Terrebonne | 14 | Natural Gas Steam Turbine | ST |  | S | X | X |  |  | 12.6 | 0.85 | 10 | 10 | 3.9 | N |  |  | OP | X | 8 | 1967 |  |  | N | Electric Utility | 1 | X | NG | [5 empty] | NG |  |  |  | N |  |  | 12H | [23 empty] | N | N | N
Vintage1972 | natural gas steam turbine | TRUE | 8884 | Terrebonne Parish Consol Gov't | 1439 | Houma | LA | Terrebonne | 15 | Natural Gas Steam Turbine | ST |  | S | X | X |  |  | 25.5 | 0.85 | 23.5 | 23.5 | 8 | N |  |  | OP | X | 8 | 1972 |  |  | N | Electric Utility | 1 | X | NG | [5 empty] | NG |  |  |  | N |  |  | 12H | [23 empty] | N | N | N
Vintage1977 | natural gas steam turbine | TRUE | 8884 | Terrebonne Parish Consol Gov't | 1439 | Houma | LA | Terrebonne | 16 | Natural Gas Steam Turbine | ST |  | S | X | X |  |  | 40.8 | 0.85 | 34 | 34 | 9 | N |  |  | OP | X | 1 | 1977 |  |  | N | Electric Utility | 1 | X | NG | [5 empty] | NG |  |  |  | N |  |  | 12H | [23 empty] | N | N | N
Vintage1965 | petroleum | TRUE | 13483 | City of New Roads - (LA) | 1453 | New Roads | LA | Pointe Coupee | 1 | Petroleum Liquids | IC |  | S | X | X | NA | NA | 2.3 | 0.9 | 1.8 | 1.8 | 0.3 | N |  |  | OP | X | 6 | 1965 |  |  | N | Electric Utility | 1 | X | DFO | NG | [8 empty] | N | N |  | 1H | [23 empty] | Y | Y | Y
Vintage1953 | petroleum | TRUE | 13483 | City of New Roads - (LA) | 1453 | New Roads | LA | Pointe Coupee | 2 | Petroleum Liquids | IC |  | S | X | X | NA | NA | 0.6 | 0.9 | 0.6 | 0.6 | 0.3 | N |  |  | OP | X | 6 | 1953 |  |  | N | Electric Utility | 1 | X | DFO | NG | [8 empty] | N | N |  | 1H | [23 empty] | Y | Y | Y
Vintage1957 | petroleum | TRUE | 13483 | City of New Roads - (LA) | 1453 | New Roads | LA | Pointe Coupee | 3 | Petroleum Liquids | IC |  | S | X | X | NA | NA | 1.1 | 0.9 | 0.7 | 0.7 | 0.3 | N |  |  | OP | X | 6 | 1957 |  |  | N | Electric Utility | 1 | X | DFO | NG | [8 empty] | N | N |  | 1H | [23 empty] | Y | Y | Y
Vintage1957 | petroleum | TRUE | 13483 | City of New Roads - (LA) | 1453 | New Roads | LA | Pointe Coupee | 4 | Petroleum Liquids | IC |  | S | X | X | NA | NA | 1.7 | 0.9 | 1.2 | 1.2 | 0.3 | N |  |  | OP | X | 6 | 1957 |  |  | N | Electric Utility | 1 | X | DFO | NG | [8 empty] | N |  |  | 1H | [23 empty] | Y | Y | Y
Vintage1951 | petroleum | TRUE | 13483 | City of New Roads - (LA) | 1453 | New Roads | LA | Pointe Coupee | 5 | Petroleum Liquids | IC |  | S | X | X | NA | NA | 1.7 | 0.9 | 1.2 | 1.2 | 0.3 | N |  |  | OP | X | 6 | 1951 |  |  | N | Electric Utility | 1 | X | DFO | NG | [8 empty] | N |  |  | 1H | [23 empty] | Y | Y | Y
Vintage1971 | petroleum | TRUE | 13483 | City of New Roads - (LA) | 1453 | New Roads | LA | Pointe Coupee | 6 | Petroleum Liquids | IC |  | S | X | X | NA | NA | 2 | 0.9 | 1.5 | 1.5 | 0.3 | N |  |  | OP | X | 6 | 1971 |  |  | N | Electric Utility | 1 | X | DFO | NG | [8 empty] | N |  |  | 1H | [23 empty] | Y | Y | Y
Vintage1969 | petroleum | TRUE | 26253 | Louisiana Energy & Power Authority | 1456 | Rayne | LA | Acadia | 8 | Petroleum Liquids | IC |  | W | X | X | NA | NA | 4.1 | 0.9 | 3.4 | 3.4 | 0.2 | N |  |  | OS | X | 1 | 1969 |  |  | N | Electric Utility | 1 | X | DFO | [9 empty] | N | N |  | 1H | [23 empty] | N | N
Vintage1969 | petroleum | TRUE | 26253 | Louisiana Energy & Power Authority | 1456 | Rayne | LA | Acadia | 9 | Petroleum Liquids | IC |  | W | X | X | NA | NA | 4.1 | 0.9 | 3.6 | 3.6 | 0.2 | N |  |  | OS | X | 6 | 1969 |  |  | N | Electric Utility | 1 | X | DFO | [9 empty] | N | N |  | 1H | [23 empty] | N | N
Vintage1972 | natural gas steam turbine | TRUE | 11252 | Louisiana Generating LLC | 1464 | Big Cajun 1 | LA | Pointe Coupee | 1 | Natural Gas Steam Turbine | ST |  | S | X | X | LAGN.BCI_1 | LAGN.BCI_1 | 113.6 | 0.85 | 110 | 110 | 35 | N |  |  | OP | X | 6 | 1972 |  |  | N | IPP Non-CHP | 2 | X | NG | [5 empty] | NG |  |  |  | N | N |  | 12H |  |  |  |  | N | [18 empty] | N | N | N
Vintage1972 | natural gas steam turbine | TRUE | 11252 | Louisiana Generating LLC | 1464 | Big Cajun 1 | LA | Pointe Coupee | 2 | Natural Gas Steam Turbine | ST |  | S | X | X | LAGN.BCI_2 | LAGN.BCI_2 | 113.6 | 0.85 | 110 | 110 | 35 | N |  |  | OP | X | 6 | 1972 |  |  | N | IPP Non-CHP | 2 | X | NG | [5 empty] | NG |  |  |  | N | N |  | 12H |  |  |  |  | N | [18 empty] | N | N | N
Vintage2001 | natural gas peaker | TRUE | 11252 | Louisiana Generating LLC | 1464 | Big Cajun 1 | LA | Pointe Coupee | 3 | Natural Gas Fired Combustion Turbine | GT |  | S | X | X | LAGN.BC1T_3 | LAGN.BC1T_3 | 132.8 | 0.9 | 105 | 115 | 70 | N |  |  | OP | X | 5 | 2001 |  |  | N | IPP Non-CHP | 2 | X | NG | [9 empty] | N | N |  | 1H |  |  |  |  | N | [18 empty] | N | N | N
Vintage2001 | natural gas peaker | TRUE | 11252 | Louisiana Generating LLC | 1464 | Big Cajun 1 | LA | Pointe Coupee | 4 | Natural Gas Fired Combustion Turbine | GT |  | S | X | X | LAGN.BC1T_4 | LAGN.BC1T_4 | 132.8 | 0.9 | 105 | 115 | 70 | N |  |  | OP | X | 6 | 2001 |  |  | N | IPP Non-CHP | 2 | X | NG | [9 empty] | N | N |  | 1H |  |  |  |  | N | [18 empty] | N | N | N
Vintage1924 | hydro | TRUE | 59178 | Brookfield Black Bear Hydro, LLC | 1469 | Ellsworth Hydro Station | ME | Hancock | EL01 | Conventional Hydroelectric | HY |  | S | X | X |  |  | 2.5 | 0.8 | 2.6 | 2.5 | 1 | N |  |  | OP | X | 7 | 1924 |  |  | N | IPP Non-CHP | 2 | X | WAT | [9 empty] | N | N | 0 | 12H
Vintage1938 | hydro | TRUE | 59178 | Brookfield Black Bear Hydro, LLC | 1469 | Ellsworth Hydro Station | ME | Hancock | EL02 | Conventional Hydroelectric | HY |  | S | X | X |  |  | 2 | 0.8 | 2.1 | 2 | 0.5 | N |  |  | OP | X | 7 | 1938 |  |  | N | IPP Non-CHP | 2 | X | WAT | [9 empty] | N | N | 0 | 12H
Vintage1938 | hydro | TRUE | 59178 | Brookfield Black Bear Hydro, LLC | 1469 | Ellsworth Hydro Station | ME | Hancock | EL03 | Conventional Hydroelectric | HY |  | S | X | X |  |  | 2 | 0.8 | 2.1 | 2 | 0.5 | N |  |  | OP | X | 7 | 1938 |  |  | N | IPP Non-CHP | 2 | X | WAT | [9 empty] | N | N | 0 | 12H
Vintage1924 | hydro | TRUE | 59178 | Brookfield Black Bear Hydro, LLC | 1469 | Ellsworth Hydro Station | ME | Hancock | EL04 | Conventional Hydroelectric | HY |  | S | X | X |  |  | 2.4 | 0.8 | 2.5 | 2.4 | 1 | N |  |  | OP | X | 7 | 1924 |  |  | N | IPP Non-CHP | 2 | X | WAT | [9 empty] | N | N | 0 | 12H
Vintage2011 | hydro | TRUE | 59178 | Brookfield Black Bear Hydro, LLC | 1475 | Milford Hydro Station | ME | Penobscot | MF01 | Conventional Hydroelectric | HY |  | S | X | X |  |  | 0.7 | 0.9 | 0.7 | 0.7 | 0.2 | N |  |  | OP | X | 11 | 2011 |  |  | N | IPP Non-CHP | 2 | X | WAT | [9 empty] | N | N |  | 1H
Vintage2011 | hydro | TRUE | 59178 | Brookfield Black Bear Hydro, LLC | 1475 | Milford Hydro Station | ME | Penobscot | MF02 | Conventional Hydroelectric | HY |  | S | X | X |  |  | 0.7 | 0.9 | 0.7 | 0.7 | 0.2 | N |  |  | OP | X | 11 | 2011 |  |  | N | IPP Non-CHP | 2 | X | WAT | [9 empty] | N | N |  | 1H
Vintage1956 | hydro | TRUE | 59178 | Brookfield Black Bear Hydro, LLC | 1475 | Milford Hydro Station | ME | Penobscot | MF03 | Conventional Hydroelectric | HY |  | S | X | X |  |  | 1.6 | 0.8 | 1.6 | 1.6 | 1.2 | N |  |  | OP | X | 7 | 1956 |  |  | N | IPP Non-CHP | 2 | X | WAT | [9 empty] | N | N | 0 | 1H
Vintage1946 | hydro | TRUE | 59178 | Brookfield Black Bear Hydro, LLC | 1475 | Milford Hydro Station | ME | Penobscot | MF04 | Conventional Hydroelectric | HY |  | S | X | X |  |  | 1.6 | 0.8 | 1.6 | 1.6 | 0.8 | N |  |  | OP | X | 7 | 1946 |  |  | N | IPP Non-CHP | 2 | X | WAT | [9 empty] | N | N | 0 | 1H
Vintage1941 | hydro | TRUE | 59178 | Brookfield Black Bear Hydro, LLC | 1475 | Milford Hydro Station | ME | Penobscot | MF05 | Conventional Hydroelectric | HY |  | S | X | X |  |  | 1.6 | 0.8 | 1.6 | 1.6 | 0.7 | N |  |  | OP | X | 7 | 1941 |  |  | N | IPP Non-CHP | 2 | X | WAT | [9 empty] | N | N | 0 | 1H
Vintage1942 | hydro | TRUE | 59178 | Brookfield Black Bear Hydro, LLC | 1475 | Milford Hydro Station | ME | Penobscot | MF06 | Conventional Hydroelectric | HY |  | S | X | X |  |  | 1.6 | 0.8 | 1.6 | 1.6 | 0.7 | N |  |  | OP | X | 7 | 1942 |  |  | N | IPP Non-CHP | 2 | X | WAT | [9 empty] | N | N | 0 | 1H
Vintage1913 | hydro | TRUE | 59178 | Brookfield Black Bear Hydro, LLC | 1478 | Stillwater Hydro Station | ME | Penobscot | SW01 | Conventional Hydroelectric | HY |  | S | X | X |  |  | 0.4 | 0.8 | 0.5 | 0.5 | 0.2 | N |  |  | OP | X | 1 | 1913 |  |  | N | IPP Non-CHP | 2 | X | WAT | [9 empty] | N | N | 0 | 1H
Vintage1913 | hydro | TRUE | 59178 | Brookfield Black Bear Hydro, LLC | 1478 | Stillwater Hydro Station | ME | Penobscot | SW02 | Conventional Hydroelectric | HY |  | S | X | X |  |  | 0.4 | 0.8 | 0.5 | 0.5 | 0.2 | N |  |  | OP | X | 1 | 1913 |  |  | N | IPP Non-CHP | 2 | X | WAT | [9 empty] | N | N | 0 | 1H
Vintage1916 | hydro | TRUE | 59178 | Brookfield Black Bear Hydro, LLC | 1478 | Stillwater Hydro Station | ME | Penobscot | SW03 | Conventional Hydroelectric | HY |  | S | X | X |  |  | 0.4 | 0.8 | 0.5 | 0.5 | 0.2 | N |  |  | OP | X | 1 | 1916 |  |  | N | IPP Non-CHP | 2 | X | WAT | [9 empty] | N | N | 0 | 1H
Vintage1929 | hydro | TRUE | 59178 | Brookfield Black Bear Hydro, LLC | 1478 | Stillwater Hydro Station | ME | Penobscot | SW04 | Conventional Hydroelectric | HY |  | S | X | X |  |  | 0.6 | 0.8 | 0.6 | 0.6 | 0.2 | N |  |  | OP | X | 1 | 1929 |  |  | N | IPP Non-CHP | 2 | X | WAT | [9 empty] | N | N | 0 | 1H
Vintage1910 | hydro | TRUE | 39006 | Brookfield White Pine Hydro LLC | 1482 | Bonny Eagle | ME | York | 1 | Conventional Hydroelectric | HY |  | S | X | X |  |  | 1.2 | 0.9 | 1.5 | 1.5 | 0.1 | N |  |  | OP | X | 1 | 1910 |  |  | N | IPP Non-CHP | 2 | X | WAT | [11 empty] | 0 | 10M
Vintage1910 | hydro | TRUE | 39006 | Brookfield White Pine Hydro LLC | 1482 | Bonny Eagle | ME | York | 2 | Conventional Hydroelectric | HY |  | S | X | X |  |  | 1.2 | 0.9 | 1.5 | 1.5 | 0.1 | N |  |  | OP | X | 1 | 1910 |  |  | N | IPP Non-CHP | 2 | X | WAT | [11 empty] | 0 | 10M
Vintage1910 | hydro | TRUE | 39006 | Brookfield White Pine Hydro LLC | 1482 | Bonny Eagle | ME | York | 3 | Conventional Hydroelectric | HY |  | S | X | X |  |  | 1.2 | 0.9 | 1.5 | 1.5 | 0.1 | N |  |  | OP | X | 1 | 1910 |  |  | N | IPP Non-CHP | 2 | X | WAT | [11 empty] | 0 | 10M
Vintage1910 | hydro | TRUE | 39006 | Brookfield White Pine Hydro LLC | 1482 | Bonny Eagle | ME | York | 4 | Conventional Hydroelectric | HY |  | S | X | X |  |  | 1.2 | 0.9 | 1.5 | 1.5 | 0.1 | N |  |  | OP | X | 1 | 1910 |  |  | N | IPP Non-CHP | 2 | X | WAT | [11 empty] | 0 | 10M
Vintage1910 | hydro | TRUE | 39006 | Brookfield White Pine Hydro LLC | 1482 | Bonny Eagle | ME | York | 5 | Conventional Hydroelectric | HY |  | S | X | X |  |  | 1.2 | 0.9 | 1.5 | 1.5 | 0.1 | N |  |  | OP | X | 1 | 1910 |  |  | N | IPP Non-CHP | 2 | X | WAT | [11 empty] | 0 | 10M
Vintage1910 | hydro | TRUE | 39006 | Brookfield White Pine Hydro LLC | 1482 | Bonny Eagle | ME | York | 6 | Conventional Hydroelectric | HY |  | S | X | X |  |  | 1.2 | 0.9 | 1.5 | 1.5 | 0.1 | N |  |  | OP | X | 1 | 1910 |  |  | N | IPP Non-CHP | 2 | X | WAT | [11 empty] | 0 | 10M
Vintage1982 | hydro | TRUE | 39006 | Brookfield White Pine Hydro LLC | 1483 | Brunswick Hydro | ME | Cumberland | B1 | Conventional Hydroelectric | HY |  | S | X | X |  |  | 12.6 | 0.9 | 13 | 13 | 0.1 | N |  |  | OP | X | 3 | 1982 |  |  | N | IPP Non-CHP | 2 | X | WAT | [11 empty] | 0 | 10M
Vintage1983 | hydro | TRUE | 39006 | Brookfield White Pine Hydro LLC | 1483 | Brunswick Hydro | ME | Cumberland | B2 | Conventional Hydroelectric | HY |  | S | X | X |  |  | 3.5 | 0.9 | 3.5 | 3.5 | 0.1 | N |  |  | OP | X | 4 | 1983 |  |  | N | IPP Non-CHP | 2 | X | WAT | [11 empty] | 0 | 10M
Vintage1983 | hydro | TRUE | 39006 | Brookfield White Pine Hydro LLC | 1483 | Brunswick Hydro | ME | Cumberland | B3 | Conventional Hydroelectric | HY |  | S | X | X |  |  | 3.5 | 0.9 | 3.5 | 3.5 | 0.1 | N |  |  | OP | X | 4 | 1983 |  |  | N | IPP Non-CHP | 2 | X | WAT | [11 empty] | 0 | 10M
Vintage1970 | petroleum | TRUE | 14876 | FPL Energy Cape LLC | 1484 | Cape Gas Turbine | ME | Cumberland | GT4 | Petroleum Liquids | GT |  | S | X | X |  |  | 17.5 | 0.85 | 16 | 20 | 2 | N |  |  | OP | X | 1 | 1970 |  |  | N | IPP Non-CHP | 2 | X | DFO | [9 empty] | N | N |  | 10M | [23 empty] | N | N | N
Vintage1970 | petroleum | TRUE | 14876 | FPL Energy Cape LLC | 1484 | Cape Gas Turbine | ME | Cumberland | GT5 | Petroleum Liquids | GT |  | S | X | X |  |  | 17.5 | 0.85 | 16 | 20 | 2 | N |  |  | OP | X | 1 | 1970 |  |  | N | IPP Non-CHP | 2 | X | DFO | [9 empty] | N | N |  | 10M | [23 empty] | N | N | N
Vintage1937 | hydro | TRUE | 39006 | Brookfield White Pine Hydro LLC | 1486 | Cataract Hydro | ME | York | 1 | Conventional Hydroelectric | HY |  | S | X | X |  |  | 6.6 | 0.8 | 8 | 8 | 0.5 | N |  |  | OP | X | 1 | 1937 |  |  | N | IPP Non-CHP | 2 | X | WAT | [11 empty] | 0 | 10M
Vintage1903 | hydro | TRUE | 39006 | Brookfield White Pine Hydro LLC | 1488 | Deer Rips | ME | Androscoggin | DR1 | Conventional Hydroelectric | HY |  | S | X | X |  |  | 0.6 | 0.8 | 0.7 | 0.7 | 0.1 | N |  |  | OP | X | 1 | 1903 |  |  | N | IPP Non-CHP | 2 | X | WAT | [11 empty] | 0 | 10M
Vintage1903 | hydro | TRUE | 39006 | Brookfield White Pine Hydro LLC | 1488 | Deer Rips | ME | Androscoggin | DR2 | Conventional Hydroelectric | HY |  | S | X | X |  |  | 0.6 | 0.8 | 0.7 | 0.7 | 0.1 | N |  |  | OP | X | 1 | 1903 |  |  | N | IPP Non-CHP | 2 | X | WAT | [11 empty] | 0 | 10M
Vintage1906 | hydro | TRUE | 39006 | Brookfield White Pine Hydro LLC | 1488 | Deer Rips | ME | Androscoggin | DR3 | Conventional Hydroelectric | HY |  | S | X | X |  |  | 0.9 | 0.8 | 0.8 | 0.8 | 0.1 | N |  |  | OP | X | 1 | 1906 |  |  | N | IPP Non-CHP | 2 | X | WAT | [11 empty] | 0 | 10M
Vintage1911 | hydro | TRUE | 39006 | Brookfield White Pine Hydro LLC | 1488 | Deer Rips | ME | Androscoggin | DR4 | Conventional Hydroelectric | HY |  | S | X | X |  |  | 0.8 | 0.8 | 0.7 | 0.7 | 0.1 | N |  |  | OP | X | 1 | 1911 |  |  | N | IPP Non-CHP | 2 | X | WAT | [11 empty] | 0 | 10M
Vintage1913 | hydro | TRUE | 39006 | Brookfield White Pine Hydro LLC | 1488 | Deer Rips | ME | Androscoggin | DR5 | Conventional Hydroelectric | HY |  | S | X | X |  |  | 0.8 | 0.8 | 0.7 | 0.7 | 0.1 | N |  |  | OP | X | 1 | 1913 |  |  | N | IPP Non-CHP | 2 | X | WAT | [11 empty] | 0 | 10M
Vintage1919 | hydro | TRUE | 39006 | Brookfield White Pine Hydro LLC | 1488 | Deer Rips | ME | Androscoggin | DR6 | Conventional Hydroelectric | HY |  | S | X | X |  |  | 1.8 | 0.8 | 1.7 | 1.7 | 0.1 | N |  |  | OP | X | 1 | 1919 |  |  | N | IPP Non-CHP | 2 | X | WAT | [11 empty] | 0 | 10M
Vintage1924 | hydro | TRUE | 39006 | Brookfield White Pine Hydro LLC | 1488 | Deer Rips | ME | Androscoggin | DR7 | Conventional Hydroelectric | HY |  | S | X | X |  |  | 1 | 0.8 | 0.9 | 0.9 | 0.1 | N |  |  | OP | X | 1 | 1924 |  |  | N | IPP Non-CHP | 2 | X | WAT | [11 empty] | 0 | 10M
Vintage1926 | hydro | TRUE | 39006 | Brookfield White Pine Hydro LLC | 1491 | Gulf Island | ME | Androscoggin | GI1 | Conventional Hydroelectric | HY |  | S | X | X |  |  | 6.4 | 0.8 | 7.2 | 7.2 | 0.5 | N |  |  | OP | X | 1 | 1926 |  |  | N | IPP Non-CHP | 2 | X | WAT | [11 empty] | 0 | 10M
Vintage1926 | hydro | TRUE | 39006 | Brookfield White Pine Hydro LLC | 1491 | Gulf Island | ME | Androscoggin | GI2 | Conventional Hydroelectric | HY |  | S | X | X |  |  | 6.4 | 0.8 | 8.1 | 8.1 | 0.5 | N |  |  | OP | X | 1 | 1926 |  |  | N | IPP Non-CHP | 2 | X | WAT | [11 empty] | 0 | 10M
Vintage1926 | hydro | TRUE | 39006 | Brookfield White Pine Hydro LLC | 1491 | Gulf Island | ME | Androscoggin | GI3 | Conventional Hydroelectric | HY |  | S | X | X |  |  | 6.4 | 0.8 | 7.9 | 7.9 | 0.5 | N |  |  | OP | X | 1 | 1926 |  |  | N | IPP Non-CHP | 2 | X | WAT | [11 empty] | 0 | 10M
Vintage1954 | hydro | TRUE | 39006 | Brookfield White Pine Hydro LLC | 1492 | Harris Hydro | ME | Somerset | HA1 | Conventional Hydroelectric | HY |  | S | X | X |  |  | 15 | 0.9 | 16.8 | 16.8 | 2 | N |  |  | OP | X | 1 | 1954 |  |  | N | IPP Non-CHP | 2 | X | WAT | [11 empty] | 0 | 10M
Vintage1954 | hydro | TRUE | 39006 | Brookfield White Pine Hydro LLC | 1492 | Harris Hydro | ME | Somerset | HA2 | Conventional Hydroelectric | HY |  | S | X | X |  |  | 30 | 0.9 | 35 | 34.9 | 15 | N |  |  | OP | X | 1 | 1954 |  |  | N | IPP Non-CHP | 2 | X | WAT | [11 empty] | 0 | 10M
Vintage1955 | hydro | TRUE | 39006 | Brookfield White Pine Hydro LLC | 1492 | Harris Hydro | ME | Somerset | HA3 | Conventional Hydroelectric | HY |  | S | X | X |  |  | 30 | 0.9 | 34.2 | 34.2 | 15 | N |  |  | OP | X | 1 | 1955 |  |  | N | IPP Non-CHP | 2 | X | WAT | [11 empty] | 0 | 10M
Vintage1955 | hydro | TRUE | 39006 | Brookfield White Pine Hydro LLC | 1492 | Harris Hydro | ME | Somerset | HA4 | Conventional Hydroelectric | HY |  | S | X | X |  |  | 1.4 | 0.9 | 1.4 | 1.4 | 0.1 | N |  |  | OP | X | 1 | 1955 |  |  | N | IPP Non-CHP | 2 | X | WAT | [11 empty] | 0 | 10M
Vintage1917 | hydro | TRUE | 39006 | Brookfield White Pine Hydro LLC | 1493 | Hiram | ME | Cumberland | 1 | Conventional Hydroelectric | HY |  | S | X | X |  |  | 2.4 | 0.9 | 3.1 | 3.1 | 0.1 | N |  |  | OP | X | 1 | 1917 |  |  | N | IPP Non-CHP | 2 | X | WAT | [11 empty] | 0 | 10M
Vintage1985 | hydro | TRUE | 39006 | Brookfield White Pine Hydro LLC | 1493 | Hiram | ME | Cumberland | 2 | Conventional Hydroelectric | HY |  | S | X | X |  |  | 8.1 | 0.9 | 8.5 | 8.5 | 0.1 | N |  |  | OP | X | 1 | 1985 |  |  | N | IPP Non-CHP | 2 | X | WAT | [11 empty] | 0 | 10M
Vintage1924 | hydro | TRUE | 56854 | Messalonskee Stream Hydro LLC | 1497 | Messalonskee 2 (Oakland) | ME | Kennebec | 1 | Conventional Hydroelectric | HY |  | S | X | X |  |  | 2.8 | 0.8 | 2.8 | 2.8 | 0.3 | N |  |  | OP | X | 1 | 1924 |  |  | N | IPP Non-CHP | 2 | X | WAT | [9 empty] | N | N |  | 1H | [23 empty] | N
Vintage1918 | hydro | TRUE | 56854 | Messalonskee Stream Hydro LLC | 1498 | Messalonskee 3 | ME | Kennebec | 1 | Conventional Hydroelectric | HY |  | S | X | X |  |  | 1.6 | 0.8 | 1.6 | 1.6 | 0.3 | N |  |  | OP | X | 1 | 1918 |  |  | N | IPP Non-CHP | 2 | X | WAT | [9 empty] | N | N |  | 1H | [23 empty] | N
Vintage1935 | hydro | TRUE | 56854 | Messalonskee Stream Hydro LLC | 1500 | Messalonskee 5 | ME | Kennebec | 1 | Conventional Hydroelectric | HY |  | S | X | X |  |  | 1.8 | 0.8 | 1.8 | 1.8 | 0.3 | N |  |  | OP | X | 1 | 1935 |  |  | N | IPP Non-CHP | 2 | X | WAT | [12 empty] | 1H | [23 empty] | N
Vintage1925 | hydro | TRUE | 39006 | Brookfield White Pine Hydro LLC | 1501 | North Gorham | ME | Cumberland | 1 | Conventional Hydroelectric | HY |  | S | X | X |  |  | 1.1 | 0.9 | 1 | 1 | 0.1 | N |  |  | OP | X | 1 | 1925 |  |  | N | IPP Non-CHP | 2 | X | WAT | [11 empty] | 0 | 10M
Vintage1925 | hydro | TRUE | 39006 | Brookfield White Pine Hydro LLC | 1501 | North Gorham | ME | Cumberland | 2 | Conventional Hydroelectric | HY |  | S | X | X |  |  | 1.1 | 0.9 | 1 | 1 | 0.1 | N |  |  | OP | X | 1 | 1925 |  |  | N | IPP Non-CHP | 2 | X | WAT | [11 empty] | 0 | 10M
Vintage1913 | hydro | TRUE | 39006 | Brookfield White Pine Hydro LLC | 1504 | Shawmut | ME | Somerset | SH1 | Conventional Hydroelectric | HY |  | S | X | X |  |  | 0.7 | 0.9 | 0.9 | 0.9 | 0.1 | N |  |  | OP | X | 1 | 1913 |  |  | N | IPP Non-CHP | 2 | X | WAT | [9 empty] | N |  | 0 | 10M
Vintage1913 | hydro | TRUE | 39006 | Brookfield White Pine Hydro LLC | 1504 | Shawmut | ME | Somerset | SH2 | Conventional Hydroelectric | HY |  | S | X | X |  |  | 0.7 | 0.9 | 0.9 | 0.9 | 0.1 | N |  |  | OP | X | 1 | 1913 |  |  | N | IPP Non-CHP | 2 | X | WAT | [9 empty] | N |  | 0 | 10M
Vintage1913 | hydro | TRUE | 39006 | Brookfield White Pine Hydro LLC | 1504 | Shawmut | ME | Somerset | SH3 | Conventional Hydroelectric | HY |  | S | X | X |  |  | 0.7 | 0.9 | 0.9 | 0.9 | 0.1 | N |  |  | OP | X | 1 | 1913 |  |  | N | IPP Non-CHP | 2 | X | WAT | [9 empty] | N |  | 0 | 10M
Vintage1913 | hydro | TRUE | 39006 | Brookfield White Pine Hydro LLC | 1504 | Shawmut | ME | Somerset | SH4 | Conventional Hydroelectric | HY |  | S | X | X |  |  | 0.7 | 0.9 | 0.9 | 0.9 | 0.1 | N |  |  | OP | X | 1 | 1913 |  |  | N | IPP Non-CHP | 2 | X | WAT | [9 empty] | N |  | 0 | 10M
Vintage1913 | hydro | TRUE | 39006 | Brookfield White Pine Hydro LLC | 1504 | Shawmut | ME | Somerset | SH5 | Conventional Hydroelectric | HY |  | S | X | X |  |  | 0.7 | 0.9 | 0.9 | 0.9 | 0.1 | N |  |  | OP | X | 1 | 1913 |  |  | N | IPP Non-CHP | 2 | X | WAT | [9 empty] | N |  | 0 | 10M
Vintage1921 | hydro | TRUE | 39006 | Brookfield White Pine Hydro LLC | 1504 | Shawmut | ME | Somerset | SH6 | Conventional Hydroelectric | HY |  | S | X | X |  |  | 0.9 | 0.9 | 0.9 | 0.9 | 0.1 | N |  |  | OP | X | 1 | 1921 |  |  | N | IPP Non-CHP | 2 | X | WAT | [9 empty] | N |  | 0 | 10M
Vintage1982 | hydro | TRUE | 39006 | Brookfield White Pine Hydro LLC | 1504 | Shawmut | ME | Somerset | SH7 | Conventional Hydroelectric | HY |  | S | X | X |  |  | 2.2 | 0.9 | 1.9 | 1.9 | 0.1 | N |  |  | OP | X | 1 | 1982 |  |  | N | IPP Non-CHP | 2 | X | WAT | [11 empty] | 0 | 10M
Vintage1982 | hydro | TRUE | 39006 | Brookfield White Pine Hydro LLC | 1504 | Shawmut | ME | Somerset | SH8 | Conventional Hydroelectric | HY |  | S | X | X |  |  | 2.2 | 0.9 | 1.9 | 1.9 | 0.1 | N |  |  | OP | X | 1 | 1982 |  |  | N | IPP Non-CHP | 2 | X | WAT | [11 empty] | 0 | 10M
Vintage1948 | hydro | TRUE | 39006 | Brookfield White Pine Hydro LLC | 1505 | Skelton | ME | York | 1 | Conventional Hydroelectric | HY |  | S | X | X |  |  | 8.4 | 0.9 | 10.8 | 10.8 | 0.5 | N |  |  | OP | X | 1 | 1948 |  |  | N | IPP Non-CHP | 2 | X | WAT | [11 empty] | 0 | 10M
Vintage1948 | hydro | TRUE | 39006 | Brookfield White Pine Hydro LLC | 1505 | Skelton | ME | York | 2 | Conventional Hydroelectric | HY |  | S | X | X |  |  | 8.4 | 0.9 | 10.8 | 10.8 | 0.5 | N |  |  | OP | X | 1 | 1948 |  |  | N | IPP Non-CHP | 2 | X | WAT | [11 empty] | 0 | 10M
Vintage1957 | petroleum | TRUE | 31719 | FPL Energy Wyman LLC | 1507 | William F Wyman Hybrid | ME | Cumberland | 1 | Petroleum Liquids | ST |  | S | X | X |  |  | 50 | 0.85 | 50.1 | 49.5 | 10 | N |  |  | OP | X | 1 | 1957 |  |  | N | IPP Non-CHP | 2 | X | RFO | [5 empty] | DFO |  |  |  | N | N |  | OVER | [23 empty] | N | N | N
Vintage1958 | petroleum | TRUE | 31719 | FPL Energy Wyman LLC | 1507 | William F Wyman Hybrid | ME | Cumberland | 2 | Petroleum Liquids | ST |  | S | X | X |  |  | 50 | 0.85 | 47.8 | 52.8 | 10 | N |  |  | OP | X | 1 | 1958 |  |  | N | IPP Non-CHP | 2 | X | RFO | [5 empty] | DFO |  |  |  | N | N |  | OVER | [23 empty] | N | N | N
Vintage1965 | petroleum | TRUE | 31719 | FPL Energy Wyman LLC | 1507 | William F Wyman Hybrid | ME | Cumberland | 3 | Petroleum Liquids | ST |  | S | X | X |  |  | 113.6 | 0.85 | 110.9 | 113.8 | 30 | N |  |  | OP | X | 1 | 1965 |  |  | N | IPP Non-CHP | 2 | X | RFO | [5 empty] | DFO |  |  |  | N | N |  | 12H | [23 empty] | N | N | N
Vintage1978 | petroleum | TRUE | 31719 | FPL Energy Wyman LLC | 1507 | William F Wyman Hybrid | ME | Cumberland | 4 | Petroleum Liquids | ST |  | J | X | X |  |  | 632.4 | 0.93 | 602.1 | 605.8 | 60 | N |  |  | OP | X | 1 | 1978 |  |  | N | IPP Non-CHP | 2 | X | RFO | [5 empty] | DFO |  |  |  | N | N |  | 12H | [23 empty] | N | N | N
Vintage2016 | other | TRUE | 31719 | FPL Energy Wyman LLC | 1507 | William F Wyman Hybrid | ME | Cumberland | BESS | Batteries | BA |  | S | X | X |  |  | 16.7 |  | 16.2 | 16.2 | 0 | N |  |  | OP | X | 12 | 2016 |  |  | N | IPP Non-CHP | 2 | X | MWH | [12 empty] | 10M | [23 empty] | N |  | N
Vintage1982 | hydro | TRUE | 39006 | Brookfield White Pine Hydro LLC | 1508 | West Buxton | ME | York | WB1 | Conventional Hydroelectric | HY |  | S | X | X |  |  | 0.6 | 0.9 | 0.6 | 0.6 | 0.1 | N |  |  | OP | X | 1 | 1982 |  |  | N | IPP Non-CHP | 2 | X | WAT | [11 empty] | 0 | 10M
Vintage1982 | hydro | TRUE | 39006 | Brookfield White Pine Hydro LLC | 1508 | West Buxton | ME | York | WB2 | Conventional Hydroelectric | HY |  | S | X | X |  |  | 0.6 | 0.9 | 0.6 | 0.6 | 0.1 | N |  |  | OP | X | 1 | 1982 |  |  | N | IPP Non-CHP | 2 | X | WAT | [11 empty] | 0 | 10M
Vintage1920 | hydro | TRUE | 39006 | Brookfield White Pine Hydro LLC | 1508 | West Buxton | ME | York | WB3 | Conventional Hydroelectric | HY |  | S | X | X |  |  | 1.1 | 0.9 | 1.1 | 1.1 | 0.1 | N |  |  | OP | X | 1 | 1920 |  |  | N | IPP Non-CHP | 2 | X | WAT | [11 empty] | 0 | 10M
Vintage1907 | hydro | TRUE | 39006 | Brookfield White Pine Hydro LLC | 1508 | West Buxton | ME | York | WB4 | Conventional Hydroelectric | HY |  | S | X | X |  |  | 0.7 | 0.9 | 0.7 | 0.7 | 0.1 | N |  |  | OP | X | 1 | 1907 |  |  | N | IPP Non-CHP | 2 | X | WAT | [11 empty] | 0 | 10M
Vintage1904 | hydro | TRUE | 39006 | Brookfield White Pine Hydro LLC | 1508 | West Buxton | ME | York | WB5 | Conventional Hydroelectric | HY |  | S | X | X |  |  | 0.7 | 0.9 | 0.7 | 0.7 | 0.1 | N |  |  | OP | X | 1 | 1904 |  |  | N | IPP Non-CHP | 2 | X | WAT | [11 empty] | 0 | 10M
Vintage1927 | hydro | TRUE | 39006 | Brookfield White Pine Hydro LLC | 1508 | West Buxton | ME | York | WB6 | Conventional Hydroelectric | HY |  | S | X | X |  |  | 4 | 0.9 | 4 | 4 | 0.1 | N |  |  | OP | X | 1 | 1927 |  |  | N | IPP Non-CHP | 2 | X | WAT | [9 empty] | N |  | 0 | 10M
Vintage1921 | hydro | TRUE | 39006 | Brookfield White Pine Hydro LLC | 1509 | Weston Hydro | ME | Somerset | WE1 | Conventional Hydroelectric | HY |  | S | X | X |  |  | 3 | 0.8 | 3.3 | 3.3 | 0.1 | N |  |  | OP | X | 1 | 1921 |  |  | N | IPP Non-CHP | 2 | X | WAT | [11 empty] | 0 | 10M
Vintage1920 | hydro | TRUE | 39006 | Brookfield White Pine Hydro LLC | 1509 | Weston Hydro | ME | Somerset | WE2 | Conventional Hydroelectric | HY |  | S | X | X |  |  | 3 | 0.8 | 3.3 | 3.3 | 0.1 | N |  |  | OP | X | 1 | 1920 |  |  | N | IPP Non-CHP | 2 | X | WAT | [11 empty] | 0 | 10M
Vintage1921 | hydro | TRUE | 39006 | Brookfield White Pine Hydro LLC | 1509 | Weston Hydro | ME | Somerset | WE3 | Conventional Hydroelectric | HY |  | S | X | X |  |  | 3 | 0.8 | 3.3 | 3.3 | 0.1 | N |  |  | OP | X | 1 | 1921 |  |  | N | IPP Non-CHP | 2 | X | WAT | [11 empty] | 0 | 10M
Vintage1923 | hydro | TRUE | 39006 | Brookfield White Pine Hydro LLC | 1509 | Weston Hydro | ME | Somerset | WE4 | Conventional Hydroelectric | HY |  | S | X | X |  |  | 3 | 0.8 | 3.3 | 3.3 | 0.1 | N |  |  | OP | X | 1 | 1923 |  |  | N | IPP Non-CHP | 2 | X | WAT | [11 empty] | 0 | 10M
Vintage1939 | hydro | TRUE | 39006 | Brookfield White Pine Hydro LLC | 1510 | Williams Hydro | ME | Somerset | WI1 | Conventional Hydroelectric | HY |  | S | X | X |  |  | 7 | 0.9 | 8.2 | 8.2 | 0.1 | N |  |  | OP | X | 1 | 1939 |  |  | N | IPP Non-CHP | 2 | X | WAT | [12 empty] | 10M
Vintage1950 | hydro | TRUE | 39006 | Brookfield White Pine Hydro LLC | 1510 | Williams Hydro | ME | Somerset | WI2 | Conventional Hydroelectric | HY |  | S | X | X |  |  | 6 | 0.9 | 6.7 | 6.7 | 0.1 | N |  |  | OP | X | 1 | 1950 |  |  | N | IPP Non-CHP | 2 | X | WAT | [12 empty] | 10M
Vintage1930 | hydro | TRUE | 39006 | Brookfield White Pine Hydro LLC | 1511 | Wyman Hydro | ME | Somerset | WY1 | Conventional Hydroelectric | HY |  | S | X | X |  |  | 24 | 0.9 | 29.4 | 29.4 | 8 | N |  |  | OP | X | 1 | 1930 |  |  | N | IPP Non-CHP | 2 | X | WAT | [11 empty] | 0 | 10M
Vintage1931 | hydro | TRUE | 39006 | Brookfield White Pine Hydro LLC | 1511 | Wyman Hydro | ME | Somerset | WY2 | Conventional Hydroelectric | HY |  | S | X | X |  |  | 24 | 1 | 29.9 | 29.9 | 23 | N |  |  | OP | X | 1 | 1931 |  |  | N | IPP Non-CHP | 2 | X | WAT | [11 empty] | 0 | 10M
Vintage1940 | hydro | TRUE | 39006 | Brookfield White Pine Hydro LLC | 1511 | Wyman Hydro | ME | Somerset | WY3 | Conventional Hydroelectric | HY |  | S | X | X |  |  | 24 | 0.9 | 29.2 | 29.2 | 8 | N |  |  | OP | X | 1 | 1940 |  |  | N | IPP Non-CHP | 2 | X | WAT | [11 empty] | 0 | 10M
Vintage1941 | hydro | TRUE | 14597 | Algonquin Northern Maine | 1516 | Squa Pan Hydro Station | ME | Aroostook | SP1 | Conventional Hydroelectric | HY |  | S | X | X |  |  | 1.5 | 0.8 | 1.4 | 1.4 | 1 | N |  |  | SB | Y | 12 | 1941 |  |  | N | IPP Non-CHP | 2 | X | WAT | [9 empty] | N |  |  | 10M | [23 empty] | N
Vintage1956 | petroleum | TRUE | 60422 | H.A. Wagner LLC | 1554 | Herbert A Wagner | MD | Anne Arundel | 1 | Petroleum Liquids | ST |  | S | X | X | 50689 | 50689 | 132.8 | 0.85 | 126 | 126 | 40 | N |  |  | OP | X | 2 | 1956 |  |  | N | IPP Non-CHP | 2 | X | RFO | NG |  |  |  |  | NG |  |  |  | N | N |  | 12H | [20 empty] | N |  |  | Y | N | Y
Vintage1966 | hard coal | TRUE | 60422 | H.A. Wagner LLC | 1554 | Herbert A Wagner | MD | Anne Arundel | 3 | Conventional Steam Coal | ST |  | S | X | X | 50691 | 50691 | 359 | 0.9 | 305 | 305 | 105 | N |  |  | OP | X | 8 | 1966 |  |  | N | IPP Non-CHP | 2 | X | RC | BIT |  |  |  |  | NG |  |  |  | N | N |  | OVER |  | Y |  |  | N | Y | [14 empty] | N |  |  | N |  | N
Vintage1972 | petroleum | TRUE | 60422 | H.A. Wagner LLC | 1554 | Herbert A Wagner | MD | Anne Arundel | 4 | Petroleum Liquids | ST |  | S | X | X | 50692 | 50692 | 414.7 | 0.9 | 397 | 397 | 60 | N |  |  | OP | X | 8 | 1972 |  |  | N | IPP Non-CHP | 2 | X | RFO | [5 empty] | NG |  |  |  | N | N |  | OVER | [20 empty] | N |  |  | N |  | N
Vintage1967 | petroleum | TRUE | 60422 | H.A. Wagner LLC | 1554 | Herbert A Wagner | MD | Anne Arundel | GT1 | Petroleum Liquids | GT |  | S | X | X | 50688 | 50688 | 16 | 0.85 | 12.9 | 12.9 | 2 | N |  |  | OP | X | 8 | 1967 |  |  | N | IPP Non-CHP | 2 | X | DFO | [9 empty] | N | N |  | 1H | [20 empty] | N |  |  | N |  | N
Vintage1972 | petroleum | TRUE | 4161 | Constellation Power Source Gen | 1556 | Perryman | MD | Harford | GT1 | Petroleum Liquids | GT |  | S | X | X | PERRYMAN13 KVCT 1 | PERRYMAN13 KVCT 1 | 53.1 | 0.85 | 52 | 52 | 5 | N |  |  | OP | X | 1 | 1972 |  |  | N | IPP Non-CHP | 2 | X | DFO | [9 empty] | N | N |  | 1H | [20 empty] | N |  |  | N
Vintage1972 | petroleum | TRUE | 4161 | Constellation Power Source Gen | 1556 | Perryman | MD | Harford | GT3 | Petroleum Liquids | GT |  | S | X | X | PERRYMAN13 KVCT 3 | PERRYMAN13 KVCT 3 | 53.1 | 0.85 | 51 | 51 | 5 | N |  |  | OP | X | 4 | 1972 |  |  | N | IPP Non-CHP | 2 | X | DFO | [9 empty] | N | N |  | 1H | [20 empty] | N |  |  | N
Vintage1972 | petroleum | TRUE | 4161 | Constellation Power Source Gen | 1556 | Perryman | MD | Harford | GT4 | Petroleum Liquids | GT |  | S | X | X | PERRYMAN13 KVCT 4 | PERRYMAN13 KVCT 4 | 53.1 | 0.85 | 52 | 52 | 5 | N |  |  | OP | X | 4 | 1972 |  |  | N | IPP Non-CHP | 2 | X | DFO | [9 empty] | N | N |  | 1H | [20 empty] | N |  |  | N
Vintage1995 | natural gas peaker | TRUE | 4161 | Constellation Power Source Gen | 1556 | Perryman | MD | Harford | GT5 | Natural Gas Fired Combustion Turbine | GT |  | S | X | X | PERRYMAN33 KVCT 51 | PERRYMAN33 KVCT 51 | 192 | 0.9 | 139 | 149 | 110 | N |  |  | OP | X | 6 | 1995 |  |  | N | IPP Non-CHP | 2 | X | NG | DFO | [8 empty] | N | N |  | 1H | [20 empty] | N |  |  | Y | N | Y
Vintage2015 | natural gas peaker | TRUE | 4161 | Constellation Power Source Gen | 1556 | Perryman | MD | Harford | GT6 | Natural Gas Fired Combustion Turbine | GT |  | S | X | X | PERRYMN613.8 KV PERYMAN6 | PERRYMN613.8 KV PERYMAN6 | 141 | 0.85 | 109.8 | 120 | 60 | N |  |  | OP | X | 6 | 2015 |  |  | N | IPP Non-CHP | 2 | X | NG | DFO | [9 empty] | N |  | 1H | [20 empty] | N |  |  | Y | N | Y
Vintage1970 | petroleum | TRUE | 4161 | Constellation Power Source Gen | 1557 | Philadelphia | MD | Baltimore City | GT1 | Petroleum Liquids | GT |  | S | X | X | PHILADRD4 KVCT 1 | PHILADRD4 KVCT 1 | 20.7 | 0.85 | 15.3 | 16 | 3 | N |  |  | OP | X | 8 | 1970 |  |  | N | IPP Non-CHP | 2 | X | DFO | [9 empty] | N | N |  | 1H | [23 empty] | N
Vintage1970 | petroleum | TRUE | 4161 | Constellation Power Source Gen | 1557 | Philadelphia | MD | Baltimore City | GT2 | Petroleum Liquids | GT |  | S | X | X | PHILADRD4 KVCT 2 | PHILADRD4 KVCT 2 | 20.7 | 0.85 | 16 | 16 | 3 | N |  |  | OP | X | 8 | 1970 |  |  | N | IPP Non-CHP | 2 | X | DFO | [9 empty] | N | N |  | 1H | [23 empty] | N
Vintage1970 | petroleum | TRUE | 4161 | Constellation Power Source Gen | 1557 | Philadelphia | MD | Baltimore City | GT3 | Petroleum Liquids | GT |  | S | X | X | PHILADRD4 KVCT 3 | PHILADRD4 KVCT 3 | 20.7 | 0.85 | 14.8 | 16 | 3 | N |  |  | OP | X | 9 | 1970 |  |  | N | IPP Non-CHP | 2 | X | DFO | [9 empty] | N | N |  | 1H | [23 empty] | N
Vintage1970 | petroleum | TRUE | 4161 | Constellation Power Source Gen | 1557 | Philadelphia | MD | Baltimore City | GT4 | Petroleum Liquids | GT |  | S | X | X | PHILADRD4 KVCT 4 | PHILADRD4 KVCT 4 | 20.7 | 0.85 | 14.8 | 16 | 3 | N |  |  | OP | X | 9 | 1970 |  |  | N | IPP Non-CHP | 2 | X | DFO | [9 empty] | N | N |  | 1H | [23 empty] | N
Vintage1968 | petroleum | TRUE | 56609 | Calpine Mid-Atlantic Generation LLC | 1563 | Crisfield | MD | Somerset | CRIS | Petroleum Liquids | IC |  | S | X | X | 50881 | 50881 | 2.9 | 0.8 | 2.6 | 2.6 | 2 | N |  |  | SB | Y | 5 | 1968 |  |  | N | IPP Non-CHP | 2 | X | DFO | [9 empty] | N | N |  | 1H | [23 empty] | N | N
Vintage1968 | petroleum | TRUE | 56609 | Calpine Mid-Atlantic Generation LLC | 1563 | Crisfield | MD | Somerset | CRS2 | Petroleum Liquids | IC |  | S | X | X | 50882 | 50882 | 2.9 | 0.8 | 2.6 | 2.6 | 2 | N |  |  | SB | Y | 5 | 1968 |  |  | N | IPP Non-CHP | 2 | X | DFO | [9 empty] | N | N |  | 1H | [23 empty] | N | N
Vintage1968 | petroleum | TRUE | 56609 | Calpine Mid-Atlantic Generation LLC | 1563 | Crisfield | MD | Somerset | CRS3 | Petroleum Liquids | IC |  | S | X | X | 50883 | 50883 | 2.9 | 0.8 | 2.6 | 2.6 | 2 | N |  |  | SB | Y | 5 | 1968 |  |  | N | IPP Non-CHP | 2 | X | DFO | [9 empty] | N | N |  | 1H | [23 empty] | N | N
Vintage1968 | petroleum | TRUE | 56609 | Calpine Mid-Atlantic Generation LLC | 1563 | Crisfield | MD | Somerset | CRS4 | Petroleum Liquids | IC |  | S | X | X | 50884 | 50884 | 2.9 | 0.8 | 2.6 | 2.6 | 2 | N |  |  | SB | Y | 5 | 1968 |  |  | N | IPP Non-CHP | 2 | X | DFO | [9 empty] | N |  |  | 1H | [23 empty] | N | N
Vintage1968 | petroleum | TRUE | 19830 | NRG Vienna Operations Inc | 1564 | Vienna Operations | MD | Dorchester | 10 | Petroleum Liquids | GT |  | W | X | X |  |  | 18.6 | 0.85 | 14.3 | 14.3 | 14 | N |  |  | OP | X | 1 | 1968 |  |  | N | IPP Non-CHP | 2 | X | DFO | [9 empty] | N | N |  | 1H | [20 empty] | N |  |  | N | N | N
Vintage1972 | petroleum | TRUE | 19830 | NRG Vienna Operations Inc | 1564 | Vienna Operations | MD | Dorchester | 8 | Petroleum Liquids | ST |  | W | X | X |  |  | 162 | 0.9 | 153 | 153 | 55 | N |  |  | OP | X | 1 | 1972 |  |  | N | IPP Non-CHP | 2 | X | RFO | DFO |  |  |  |  | DFO |  |  |  | N | N |  | OVER |  |  |  |  | N | [15 empty] | N |  |  | N | N | N
Vintage1925 | hydro | TRUE | 54679 | BP Piney & Deep Creek LLC | 1567 | Deep Creek | MD | Garrett | 1 | Conventional Hydroelectric | HY |  | S | X | X |  |  | 10 | 0.8 | 9 | 9 | 5 | N |  |  | OP | X | 7 | 1925 |  |  | N | IPP Non-CHP | 2 | X | WAT | [9 empty] | N |  |  | 10M
Vintage1925 | hydro | TRUE | 54679 | BP Piney & Deep Creek LLC | 1567 | Deep Creek | MD | Garrett | 2 | Conventional Hydroelectric | HY |  | S | X | X |  |  | 10 | 0.8 | 9 | 9 | 5 | N |  |  | OP | X | 7 | 1925 |  |  | N | IPP Non-CHP | 2 | X | WAT | [9 empty] | N |  |  | 10M
Vintage1975 | natural gas steam turbine | TRUE | 12653 | Lanyard Power Holdings, LLC | 1571 | Chalk Point Power | MD | Prince Georges | 3 | Natural Gas Steam Turbine | ST |  | W | X | X | 50817 | CHALKPT 24 KV CHLKG3 | 659 | 0.9 | 595 | 614 | 582 | N |  |  | OP | X | 5 | 1975 |  |  | N | IPP Non-CHP | 2 | X | NG | DFO |  |  |  |  | NG | DFO |  |  | N |  |  | OVER | [23 empty] | N | N | N
Vintage1981 | natural gas steam turbine | TRUE | 12653 | Lanyard Power Holdings, LLC | 1571 | Chalk Point Power | MD | Prince Georges | 4 | Natural Gas Steam Turbine | ST |  | W | X | X | 50818 | CHALKPT 24 KV CHLKG4 | 659 | 0.9 | 585.3 | 598.2 | 582 | N |  |  | OP | X | 12 | 1981 |  |  | N | IPP Non-CHP | 2 | X | NG | DFO |  |  |  |  | NG | DFO |  |  | N |  |  | OVER | [23 empty] | N | N | N
Vintage1974 | petroleum | TRUE | 12653 | Lanyard Power Holdings, LLC | 1571 | Chalk Point Power | MD | Prince Georges | GT2 | Petroleum Liquids | GT |  | W | X | X | 50810 | CHALKPT 13 KV CT2 | 35 | 0.9 | 24 | 26 | 5 | N |  |  | OP | X | 6 | 1974 |  |  | N | IPP Non-CHP | 2 | X | DFO | [9 empty] | N |  |  | 1H | [23 empty] | N
Vintage1991 | natural gas peaker | TRUE | 12653 | Lanyard Power Holdings, LLC | 1571 | Chalk Point Power | MD | Prince Georges | GT3 | Natural Gas Fired Combustion Turbine | GT |  | W | X | X | 50811 | CHALKPT 13 KV CT3 | 103 | 0.85 | 86 | 100 | 33 | N |  |  | OP | X | 6 | 1991 |  |  | N | IPP Non-CHP | 2 | X | NG | DFO | [8 empty] | N |  |  | 1H | [23 empty] | Y | N | Y
Vintage1991 | natural gas peaker | TRUE | 12653 | Lanyard Power Holdings, LLC | 1571 | Chalk Point Power | MD | Prince Georges | GT4 | Natural Gas Fired Combustion Turbine | GT |  | W | X | X | 50812 | CHALKPT 13 KV CT4 | 103 | 0.85 | 86 | 100 | 33 | N |  |  | OP | X | 6 | 1991 |  |  | N | IPP Non-CHP | 2 | X | NG | DFO | [8 empty] | N |  |  | 1H | [23 empty] | Y | N | Y
Vintage1991 | natural gas peaker | TRUE | 12653 | Lanyard Power Holdings, LLC | 1571 | Chalk Point Power | MD | Prince Georges | GT5 | Natural Gas Fired Combustion Turbine | GT |  | W | X | X | 50813 | CHALKPT 13 KV CT5 | 125 | 0.9 | 109 | 123 | 65 | N |  |  | OP | X | 6 | 1991 |  |  | N | IPP Non-CHP | 2 | X | NG | DFO | [8 empty] | N |  |  | 1H | [23 empty] | Y | N | Y
Vintage1991 | natural gas peaker | TRUE | 12653 | Lanyard Power Holdings, LLC | 1571 | Chalk Point Power | MD | Prince Georges | GT6 | Natural Gas Fired Combustion Turbine | GT |  | W | X | X | 50814 | CHALKPT 13 KV CT6 | 125 | 0.9 | 109 | 126 | 65 | N |  |  | OP | X | 6 | 1991 |  |  | N | IPP Non-CHP | 2 | X | NG | DFO | [8 empty] | N |  |  | 1H | [23 empty] | Y | N | Y
Vintage1967 | petroleum | TRUE | 12653 | Lanyard Power Holdings, LLC | 1572 | Dickerson Power | MD | Montgomery | GT1 | Petroleum Liquids | GT |  | W | X | X | 50819 | DICKERSH 13 KV HCT1 | 19 | 0.85 | 18 | 18 | 18 | N |  |  | OP | X | 3 | 1967 |  |  | N | IPP Non-CHP | 2 | X | DFO | [9 empty] | N | N |  | 1H | [23 empty] | N | N | N
Vintage1992 | natural gas peaker | TRUE | 12653 | Lanyard Power Holdings, LLC | 1572 | Dickerson Power | MD | Montgomery | GT2 | Natural Gas Fired Combustion Turbine | GT |  | W | X | X | 50823 | DICKERSH 13 KV HCT2 | 163 | 0.9 | 147 | 167 | 40 | N |  |  | OP | X | 6 | 1992 |  |  | N | IPP Non-CHP | 2 | X | NG | DFO | [8 empty] | N | N |  | 1H | [23 empty] | Y | N | Y
Vintage1992 | natural gas peaker | TRUE | 12653 | Lanyard Power Holdings, LLC | 1572 | Dickerson Power | MD | Montgomery | GT3 | Natural Gas Fired Combustion Turbine | GT |  | W | X | X | 50824 | DICKERSHO4 KV STADC1 | 163 | 0.9 | 147 | 167 | 40 | N |  |  | OP | X | 6 | 1992 |  |  | N | IPP Non-CHP | 2 | X | NG | DFO | [8 empty] | N | N |  | 1H | [23 empty] | Y | N | Y
Vintage1973 | petroleum | TRUE | 12653 | Lanyard Power Holdings, LLC | 1573 | Morgantown Generating Plant | MD | Charles | 3 | Petroleum Liquids | GT |  | S | X | X | 50828 | MORGANTO 13KV CT3 | 65 | 0.9 | 54 | 59 | 20 | N |  |  | OP | X | 6 | 1973 |  |  | N | IPP Non-CHP | 2 | X | DFO | [9 empty] | N | N |  | 1H | [20 empty] | N |  |  | N
Vintage1973 | petroleum | TRUE | 12653 | Lanyard Power Holdings, LLC | 1573 | Morgantown Generating Plant | MD | Charles | 4 | Petroleum Liquids | GT |  | S | X | X | 50829 | MORGANTO 13KV CT4 | 65 | 0.9 | 54 | 59 | 20 | N |  |  | OP | X | 6 | 1973 |  |  | N | IPP Non-CHP | 2 | X | DFO | [9 empty] | N | N |  | 1H | [20 empty] | N |  |  | N
Vintage1973 | petroleum | TRUE | 12653 | Lanyard Power Holdings, LLC | 1573 | Morgantown Generating Plant | MD | Charles | 5 | Petroleum Liquids | GT |  | S | X | X | 50830 | MORGANTO 13KV CT5 | 65 | 0.9 | 54 | 59 | 20 | N |  |  | OP | X | 5 | 1973 |  |  | N | IPP Non-CHP | 2 | X | DFO | [9 empty] | N | N |  | 1H | [20 empty] | N |  |  | N
Vintage1973 | petroleum | TRUE | 12653 | Lanyard Power Holdings, LLC | 1573 | Morgantown Generating Plant | MD | Charles | 6 | Petroleum Liquids | GT |  | S | X | X | 50831 | MORGANTO 13KV CT6 | 65 | 0.9 | 54 | 59 | 20 | N |  |  | OP | X | 5 | 1973 |  |  | N | IPP Non-CHP | 2 | X | DFO | [9 empty] | N | N |  | 1H | [20 empty] | N |  |  | N
Vintage1970 | petroleum | TRUE | 12653 | Lanyard Power Holdings, LLC | 1573 | Morgantown Generating Plant | MD | Charles | GT1 | Petroleum Liquids | GT |  | S | X | X | 50832 | MORGANTO13KV UNITC1 | 18 | 0.8 | 13 | 17 | 7 | N |  |  | OP | X | 12 | 1970 | 9 | 2022 | N | IPP Non-CHP | 2 | X | DFO | [9 empty] | N | N |  | 1H | [20 empty] | N |  |  | N
Vintage1971 | petroleum | TRUE | 12653 | Lanyard Power Holdings, LLC | 1573 | Morgantown Generating Plant | MD | Charles | GT2 | Petroleum Liquids | GT |  | S | X | X | 50833 | MORGANTO13KV UNITC2 | 18 | 0.8 | 13 | 17 | 7 | N |  |  | OP | X | 2 | 1971 | 9 | 2022 | N | IPP Non-CHP | 2 | X | DFO | [9 empty] | N | N |  | 1H | [20 empty] | N |  |  | N
Vintage1970 | hard coal | TRUE | 12653 | Lanyard Power Holdings, LLC | 1573 | Morgantown Generating Plant | MD | Charles | ST1 | Conventional Steam Coal | ST |  | S | X | X |  | MORGANTO23 KV UNIT01 | 626 | 0.9 | 596 | 596 | 197 | N |  |  | OP | X | 6 | 1970 | 6 | 2022 | N | IPP Non-CHP | 2 | X | BIT | [5 empty] | DFO |  |  |  | N | N |  | OVER |  | Y |  |  |  | Y | [14 empty] | N |  |  | N | N | N
Vintage1971 | hard coal | TRUE | 12653 | Lanyard Power Holdings, LLC | 1573 | Morgantown Generating Plant | MD | Charles | ST2 | Conventional Steam Coal | ST |  | S | X | X |  | MORGANTO23 KV UNIT02 | 626 | 0.9 | 609 | 609 | 203 | N |  |  | OP | X | 6 | 1971 | 6 | 2022 | N | IPP Non-CHP | 2 | X | BIT | [5 empty] | DFO |  |  |  | N | N |  | OVER |  | Y |  |  |  | Y | [14 empty] | N |  |  | N | N | N
Vintage1928 | hydro | TRUE | 6035 | Exelon Power | 1574 | Conowingo | MD | Harford | 1 | Conventional Hydroelectric | HY |  | S | X | X | CONOWING13 KV GEN1 | CONOWING13 KV GEN1 | 45 | 0.9 | 48 | 48 | 5 | N |  |  | OP | X | 3 | 1928 |  |  | N | IPP Non-CHP | 2 | X | WAT | [9 empty] | N | N | 0 | 10M | [20 empty] | N |  |  | N
Vintage1964 | hydro | TRUE | 6035 | Exelon Power | 1574 | Conowingo | MD | Harford | 10 | Conventional Hydroelectric | HY |  | S | X | X | CONOWING13 KV G10 | CONOWING13 KV G10 | 55.6 | 0.9 | 65 | 65 | 30 | N |  |  | OP | X | 5 | 1964 |  |  | N | IPP Non-CHP | 2 | X | WAT | [9 empty] | N | N | 0 | 10M | [20 empty] | N |  |  | N
Vintage1964 | hydro | TRUE | 6035 | Exelon Power | 1574 | Conowingo | MD | Harford | 11 | Conventional Hydroelectric | HY |  | S | X | X | CONOWING13 KV G11 | CONOWING13 KV G11 | 55.6 | 0.9 | 65 | 65 | 30 | N |  |  | OP | X | 5 | 1964 |  |  | N | IPP Non-CHP | 2 | X | WAT | [9 empty] | N | N | 0 | 10M | [20 empty] | N |  |  | N
Vintage1928 | hydro | TRUE | 6035 | Exelon Power | 1574 | Conowingo | MD | Harford | 2 | Conventional Hydroelectric | HY |  | S | X | X | CONOWING13 KV GEN2 | CONOWING13 KV GEN2 | 36 | 0.9 | 36 | 36 | 5 | N |  |  | OP | X | 3 | 1928 |  |  | N | IPP Non-CHP | 2 | X | WAT | [9 empty] | N | N | 0 | 10M | [20 empty] | N |  |  | N
Vintage1928 | hydro | TRUE | 6035 | Exelon Power | 1574 | Conowingo | MD | Harford | 3 | Conventional Hydroelectric | HY |  | S | X | X | CONOWING13 KV GEN3 | CONOWING13 KV GEN3 | 48 | 0.9 | 48 | 48 | 5 | N |  |  | OP | X | 3 | 1928 |  |  | N | IPP Non-CHP | 2 | X | WAT | [9 empty] | N | N | 0 | 10M | [20 empty] | N |  |  | N
Vintage1928 | hydro | TRUE | 6035 | Exelon Power | 1574 | Conowingo | MD | Harford | 4 | Conventional Hydroelectric | HY |  | S | X | X | CONOWING13 KV GEN4 | CONOWING13 KV GEN4 | 47.7 | 0.9 | 48 | 48 | 5 | N |  |  | OP | X | 4 | 1928 |  |  | N | IPP Non-CHP | 2 | X | WAT | [9 empty] | N | N | 0 | 10M | [20 empty] | N |  |  | N
Vintage1928 | hydro | TRUE | 6035 | Exelon Power | 1574 | Conowingo | MD | Harford | 5 | Conventional Hydroelectric | HY |  | S | X | X | CONOWING13 KV GEN5 | CONOWING13 KV GEN5 | 36 | 0.9 | 36 | 36 | 5 | N |  |  | OP | X | 6 | 1928 |  |  | N | IPP Non-CHP | 2 | X | WAT | [9 empty] | N | N | 0 | 10M | [20 empty] | N |  |  | N
Vintage1928 | hydro | TRUE | 6035 | Exelon Power | 1574 | Conowingo | MD | Harford | 6 | Conventional Hydroelectric | HY |  | S | X | X | CONOWING13 KV GEN6 | CONOWING13 KV GEN6 | 47.7 | 0.9 | 48 | 48 | 5 | N |  |  | OP | X | 7 | 1928 |  |  | N | IPP Non-CHP | 2 | X | WAT | [9 empty] | N | N | 0 | 10M | [20 empty] | N |  |  | N
Vintage1928 | hydro | TRUE | 6035 | Exelon Power | 1574 | Conowingo | MD | Harford | 7 | Conventional Hydroelectric | HY |  | S | X | X | CONOWING13 KV UNIT07 | CONOWING13 KV UNIT07 | 48 | 0.9 | 48 | 48 | 5 | N |  |  | OP | X | 6 | 1928 |  |  | N | IPP Non-CHP | 2 | X | WAT | [9 empty] | N | N | 0 | 10M | [20 empty] | N |  |  | N
Vintage1964 | hydro | TRUE | 6035 | Exelon Power | 1574 | Conowingo | MD | Harford | 8 | Conventional Hydroelectric | HY |  | S | X | X | CONOWING13 KV GEN8 | CONOWING13 KV GEN8 | 55.6 | 0.9 | 65 | 65 | 30 | N |  |  | OP | X | 3 | 1964 |  |  | N | IPP Non-CHP | 2 | X | WAT | [9 empty] | N | N | 0 | 10M | [20 empty] | N |  |  | N
Vintage1964 | hydro | TRUE | 6035 | Exelon Power | 1574 | Conowingo | MD | Harford | 9 | Conventional Hydroelectric | HY |  | S | X | X | CONOWING13 KV GEN9 | CONOWING13 KV GEN9 | 55.6 | 0.9 | 65 | 65 | 30 | N |  |  | OP | X | 3 | 1964 |  |  | N | IPP Non-CHP | 2 | X | WAT | [9 empty] | N | N | 0 | 10M | [20 empty] | N |  |  | N
Vintage1966 | petroleum | TRUE | 5625 | Easton Utilities Comm | 1580 | Easton | MD | Talbot | 10 | Petroleum Liquids | IC |  | S | X | X |  |  | 3.5 | 0.8 | 3.5 | 3.5 | 0 | N |  |  | OP | X | 5 | 1966 |  |  | N | Electric Utility | 1 | X | DFO | [9 empty] | N | N |  | 1H | [20 empty] | N |  |  | N | N | N
Vintage1995 | petroleum | TRUE | 5625 | Easton Utilities Comm | 1580 | Easton | MD | Talbot | 101 | Petroleum Liquids | IC |  | S | X | X |  |  | 1.5 | 0.8 | 1.5 | 1.5 | 0 | N |  |  | OP | X | 12 | 1995 |  |  | N | Electric Utility | 1 | X | DFO | [9 empty] | N | N |  | 1H | [20 empty] | N |  |  | N | N | N
Vintage1995 | petroleum | TRUE | 5625 | Easton Utilities Comm | 1580 | Easton | MD | Talbot | 102 | Petroleum Liquids | IC |  | S | X | X |  |  | 1.5 | 0.8 | 1.5 | 1.5 | 0 | N |  |  | OP | X | 12 | 1995 |  |  | N | Electric Utility | 1 | X | DFO | [9 empty] | N | N |  | 1H | [20 empty] | N |  |  | N | N | N
Vintage1968 | petroleum | TRUE | 5625 | Easton Utilities Comm | 1580 | Easton | MD | Talbot | 11 | Petroleum Liquids | IC |  | S | X | X |  |  | 3.8 | 0.8 | 3.6 | 3.6 | 0 | N |  |  | OP | X | 6 | 1968 |  |  | N | Electric Utility | 1 | X | DFO | [9 empty] | N | N |  | 1H | [20 empty] | N |  |  | N | N | N
Vintage1970 | petroleum | TRUE | 5625 | Easton Utilities Comm | 1580 | Easton | MD | Talbot | 12 | Petroleum Liquids | IC |  | S | X | X |  |  | 4.1 | 0.8 | 4.1 | 4.1 | 0 | N |  |  | OP | X | 7 | 1970 |  |  | N | Electric Utility | 1 | X | DFO | [9 empty] | N | N |  | 1H | [20 empty] | N |  |  | N | N | N
Vintage1973 | petroleum | TRUE | 5625 | Easton Utilities Comm | 1580 | Easton | MD | Talbot | 13 | Petroleum Liquids | IC |  | S | X | X |  |  | 5.6 | 0.8 | 5.6 | 5.6 | 0 | N |  |  | OP | X | 7 | 1973 |  |  | N | Electric Utility | 1 | X | DFO | [9 empty] | N | N |  | 1H | [20 empty] | N |  |  | N | N | N
Vintage1973 | petroleum | TRUE | 5625 | Easton Utilities Comm | 1580 | Easton | MD | Talbot | 14 | Petroleum Liquids | IC |  | S | X | X |  |  | 5.6 | 0.8 | 5.6 | 5.6 | 0 | N |  |  | OP | X | 7 | 1973 |  |  | N | Electric Utility | 1 | X | DFO | [9 empty] | N | N |  | 1H | [20 empty] | N |  |  | N | N | N
Vintage1954 | petroleum | TRUE | 5625 | Easton Utilities Comm | 1580 | Easton | MD | Talbot | 7 | Petroleum Liquids | IC |  | S | X | X |  |  | 2.5 | 0.8 | 2 | 2 | 0 | N |  |  | OP | X | 11 | 1954 |  |  | N | Electric Utility | 1 | X | DFO | [9 empty] | N | N |  | 1H | [20 empty] | N |  |  | N | N | N
Vintage1957 | petroleum | TRUE | 5625 | Easton Utilities Comm | 1580 | Easton | MD | Talbot | 8 | Petroleum Liquids | IC |  | S | X | X |  |  | 2.5 | 0.8 | 2 | 2 | 0 | N |  |  | OP | X | 5 | 1957 |  |  | N | Electric Utility | 1 | X | DFO | [9 empty] | N | N |  | 1H | [20 empty] | N |  |  | N | N | N
Vintage1961 | petroleum | TRUE | 5625 | Easton Utilities Comm | 1580 | Easton | MD | Talbot | 9 | Petroleum Liquids | IC |  | S | X | X |  |  | 3 | 0.8 | 2.5 | 2.5 | 0 | N |  |  | OP | X | 12 | 1961 |  |  | N | Electric Utility | 1 | X | DFO | [9 empty] | N | N |  | 1H | [20 empty] | N |  |  | N | N | N
Vintage1970 | petroleum | TRUE | 6035 | Exelon Power | 1586 | Exelon Framingham LLC | MA | Norfolk | GT1 | Petroleum Liquids | GT |  | S | X | X | UN.FRAMNGHM13.8FMJ1 | UN.FRAMNGHM13.8FMJ1 | 14.2 | 0.85 | 10.1 | 14.2 | 5 | N |  |  | OP | X | 3 | 1970 |  |  | N | IPP Non-CHP | 2 | X | DFO | [9 empty] | N | N |  | 10M | [20 empty] | N |  |  | N
Vintage1969 | petroleum | TRUE | 6035 | Exelon Power | 1586 | Exelon Framingham LLC | MA | Norfolk | GT2 | Petroleum Liquids | GT |  | S | X | X | UN.FRAMNGHM13.8FMJ2 | UN.FRAMNGHM13.8FMJ2 | 14.2 | 0.85 | 10 | 14.7 | 5 | N |  |  | OP | X | 9 | 1969 |  |  | N | IPP Non-CHP | 2 | X | DFO | [9 empty] | N | N | 0 | 10M | [20 empty] | N |  |  | N
Vintage1969 | petroleum | TRUE | 6035 | Exelon Power | 1586 | Exelon Framingham LLC | MA | Norfolk | GT3 | Petroleum Liquids | GT |  | S | X | X | UN.FRAMNGHM13.8FMJ3 | UN.FRAMNGHM13.8FMJ3 | 14.2 | 0.85 | 11.3 | 15.3 | 5 | N |  |  | OP | X | 9 | 1969 |  |  | N | IPP Non-CHP | 2 | X | DFO | [9 empty] | N | N | 0 | 10M | [20 empty] | N |  |  | N
Vintage2003 | natural gas combined cycle | TRUE | 49965 | Constellation Mystic Power LLC | 1588 | Mystic Generating Station | MA | Middlesex | GT81 | Natural Gas Fired Combined Cycle | CT | G941 | S | X | N | UN MYSTIC 18 1MYS8 | UN MYSTIC 18 1MYS8 | 278.6 | 0.85 | 228.8 | 268.4 | 140 | N |  |  | OP | X | 4 | 2003 | 6 | 2024 | N | IPP Non-CHP | 2 | X | NG | [9 empty] | N | N | 0 | 12H | [20 empty] | N |  |  | N | N | N
Vintage2003 | natural gas combined cycle | TRUE | 49965 | Constellation Mystic Power LLC | 1588 | Mystic Generating Station | MA | Middlesex | GT82 | Natural Gas Fired Combined Cycle | CT | G941 | S | X | N | UN MYSTIC 18 1NYS8 | UN MYSTIC 18 1MYS8 | 278.6 | 0.85 | 230 | 271 | 140 | N |  |  | OP | X | 4 | 2003 | 6 | 2024 | N | IPP Non-CHP | 2 | X | NG | [9 empty] | N | N |  | 12H | [20 empty] | N |  |  | N | N | N
Vintage2003 | natural gas combined cycle | TRUE | 49965 | Constellation Mystic Power LLC | 1588 | Mystic Generating Station | MA | Middlesex | GT93 | Natural Gas Fired Combined Cycle | CT | G942 | S | X | N | UN MYSTIC 18 1MYS9 | UN MYSTIC 18 1MYS9 | 278.6 | 0.85 | 229.9 | 275.8 | 140 | N |  |  | OP | X | 6 | 2003 | 6 | 2024 | N | IPP Non-CHP | 2 | X | NG | [9 empty] | N | N |  | 12H | [20 empty] | N |  |  | N | N | N
Vintage2003 | natural gas combined cycle | TRUE | 49965 | Constellation Mystic Power LLC | 1588 | Mystic Generating Station | MA | Middlesex | GT94 | Natural Gas Fired Combined Cycle | CT | G942 | S | X | N | UN MYSTIC 18 1MYS9 | UN MYSTIC 18 1MYS9 | 278.6 | 0.85 | 229.6 | 275.4 | 140 | N |  |  | OP | X | 6 | 2003 | 6 | 2024 | N | IPP Non-CHP | 2 | X | NG | [9 empty] | N | N |  | 12H | [20 empty] | N |  |  | N | N | N
Vintage2003 | natural gas combined cycle | TRUE | 49965 | Constellation Mystic Power LLC | 1588 | Mystic Generating Station | MA | Middlesex | ST85 | Natural Gas Fired Combined Cycle | CA | G941 | S | Y | X | UN MYSTIC 18 1MYS8 | UN MYSTIC 18 1MYS8 | 315 | 0.85 | 244.6 | 301.2 | 75 | N |  |  | OP | X | 4 | 2003 | 6 | 2024 | N | IPP Non-CHP | 2 | X | NG | [9 empty] | N | N |  | 12H | [20 empty] | N |  |  | N | N | N
Vintage2003 | natural gas combined cycle | TRUE | 49965 | Constellation Mystic Power LLC | 1588 | Mystic Generating Station | MA | Middlesex | ST96 | Natural Gas Fired Combined Cycle | CA | G942 | S | Y | X | UN MYSTIC 18 1MYS9 | UN MYSTIC 18 1MYS9 | 315 | 0.85 | 250.7 | 300.8 | 75 | N |  |  | OP | X | 6 | 2003 | 6 | 2024 | N | IPP Non-CHP | 2 | X | NG | [9 empty] | N | N |  | 12H | [20 empty] | N |  |  | N | N | N
Vintage1970 | petroleum | TRUE | 6035 | Exelon Power | 1592 | Exelon Medway LLC | MA | Norfolk | GT1 | Petroleum Liquids | GT |  | S | X | X | UN.W_MEDWAY13.8WMJ1 | UN.W_MEDWAY13.8WMJ1 | 45 | 0.85 | 42 | 64 | 20 | N |  |  | OP | X | 7 | 1970 |  |  | N | IPP Non-CHP | 2 | X | DFO | [9 empty] | N | N |  | 1H | [20 empty] | N |  |  | N
Vintage1971 | petroleum | TRUE | 6035 | Exelon Power | 1592 | Exelon Medway LLC | MA | Norfolk | GT2 | Petroleum Liquids | GT |  | S | X | X | UN.W_MEDWAY13.8WMJ2 | UN.W_MEDWAY13.8WMJ2 | 45 | 0.85 | 39.8 | 61.6 | 20 | N |  |  | OP | X | 3 | 1971 |  |  | N | IPP Non-CHP | 2 | X | DFO | [9 empty] | N | N |  | 1H | [20 empty] | N |  |  | N
Vintage1970 | petroleum | TRUE | 6035 | Exelon Power | 1592 | Exelon Medway LLC | MA | Norfolk | GT3 | Petroleum Liquids | GT |  | S | X | X | UN.MEDWAYJ313.8WMJ3 | UN.MEDWAYJ313.8WMJ3 | 45 | 0.85 | 42 | 62.4 | 20 | N |  |  | OP | X | 7 | 1970 |  |  | N | IPP Non-CHP | 2 | X | DFO | [9 empty] | N | N | 0 | 1H | [20 empty] | N |  |  | N
Vintage1958 | natural gas combined cycle | TRUE | 59528 | Kendall Green Energy, LLC | 1595 | Kendall Square Station | MA | Middlesex | 3 | Natural Gas Fired Combined Cycle | CA | CC1 | S | Y | X | 10349 | 10349 | 27.2 | 0.8 | 22.9 | 22.9 | 14 | N |  |  | OP | X | 8 | 1958 |  |  | Y | IPP CHP | 3 | T | NG | [9 empty] | N | N |  | 12H | [23 empty] | N
Vintage2002 | natural gas combined cycle | TRUE | 59528 | Kendall Green Energy, LLC | 1595 | Kendall Square Station | MA | Middlesex | GEN4 | Natural Gas Fired Combined Cycle | CT | CC1 | S | X | N | 1672 | 1672 | 186.2 | 0.85 | 183.1 | 187.4 | 90 | N |  |  | OP | X | 12 | 2002 |  |  | Y | IPP CHP | 3 | T | NG | DFO | [8 empty] | N | N |  | 12H | [23 empty] | Y | N | Y
Vintage1970 | petroleum | TRUE | 59528 | Kendall Green Energy, LLC | 1595 | Kendall Square Station | MA | Middlesex | JET1 | Petroleum Liquids | GT |  | S | X | X | 452 | 452 | 21.3 | 0.85 | 18 | 23 | 14 | N |  |  | OP | X | 9 | 1970 |  |  | N | IPP CHP | 3 | X | DFO | [9 empty] | N | N |  | 10M | [23 empty] | N
Vintage1969 | petroleum | TRUE | 64488 | Vineyard Reliability LLC | 1597 | Oak Bluffs Diesel Generating Facility | MA | Dukes | UN1 | Petroleum Liquids | IC |  | S | X | X | 1030 | 1030 | 2.7 | 0.8 | 2.8 | 2.8 | 2 | N |  |  | OP | X | 1 | 1969 |  |  | N | IPP Non-CHP | 2 | X | DFO | [10 empty] | N |  | 1H | [23 empty] | N
Vintage1969 | petroleum | TRUE | 64488 | Vineyard Reliability LLC | 1597 | Oak Bluffs Diesel Generating Facility | MA | Dukes | UN2 | Petroleum Liquids | IC |  | S | X | X | 1030 | 1030 | 2.7 | 0.8 | 2.8 | 2.8 | 2 | N |  |  | OP | X | 1 | 1969 |  |  | N | IPP Non-CHP | 2 | X | DFO | [10 empty] | N |  | 1H | [23 empty] | N
Vintage1972 | petroleum | TRUE | 64488 | Vineyard Reliability LLC | 1597 | Oak Bluffs Diesel Generating Facility | MA | Dukes | UN3 | Petroleum Liquids | IC |  | S | X | X | 1030 | 1030 | 2.7 | 0.8 | 2.8 | 2.8 | 2 | N |  |  | OP | X | 1 | 1972 |  |  | N | IPP Non-CHP | 2 | X | DFO | [10 empty] | N |  | 1H | [23 empty] | N
Vintage1968 | petroleum | TRUE | 61708 | NRG Canal 3 Development LLC | 1599 | Canal | MA | Barnstable | 1 | Petroleum Liquids | ST |  | W | X | X | 365 | UN.CANAL 18.0CAN1 | 585 | 0.925 | 560 | 567 | 200 | N |  |  | OP | X | 6 | 1968 |  |  | N | IPP Non-CHP | 2 | X | RFO | DFO |  |  |  |  | DFO |  |  |  | N | N |  | OVER | [23 empty] | N
Vintage1976 | petroleum | TRUE | 61708 | NRG Canal 3 Development LLC | 1599 | Canal | MA | Barnstable | 2 | Petroleum Liquids | ST |  | W | X | X | 366 | UN.CANAL 18.0CAN2 | 580 | 0.95 | 558.8 | 562 | 170 | N |  |  | OP | X | 1 | 1976 |  |  | N | IPP Non-CHP | 2 | X | RFO | NG | DFO |  |  |  | NG | DFO |  |  | N | N |  | OVER | [23 empty] | Y | Y | Y
Vintage2019 | natural gas peaker | TRUE | 61708 | NRG Canal 3 Development LLC | 1599 | Canal | MA | Barnstable | 3 | Natural Gas Fired Combustion Turbine | GT |  | W | X | X | 38310 | UN.CANAL 25 CAN3 | 330 | 0.85 | 330 | 367.7 | 103 | N |  |  | OP | X | 6 | 2019 |  |  | N | IPP Non-CHP | 2 | X | NG | DFO |  |  |  |  | NG |  |  |  | N | N | 0 | 1H | [23 empty] | Y | N | Y
Vintage1921 | hydro | TRUE | 8776 | City of Holyoke Gas and Electric Dept. | 1603 | Boatlock | MA | Hampden | 1 | Conventional Hydroelectric | HY |  | S | X | X |  |  | 0.7 | 0.9 | 0.7 | 0.7 | 0.3 | N |  |  | OP | X | 1 | 1921 |  |  | N | Electric Utility | 1 | X | WAT | [9 empty] | N | N | 0 | 10M
Vintage1924 | hydro | TRUE | 8776 | City of Holyoke Gas and Electric Dept. | 1603 | Boatlock | MA | Hampden | 2 | Conventional Hydroelectric | HY |  | S | X | X |  |  | 1.2 | 0.8 | 1.5 | 1.5 | 0.8 | N |  |  | OP | X | 1 | 1924 |  |  | N | Electric Utility | 1 | X | WAT | [9 empty] | N | N | 0 | 10M
Vintage1924 | hydro | TRUE | 8776 | City of Holyoke Gas and Electric Dept. | 1603 | Boatlock | MA | Hampden | 3 | Conventional Hydroelectric | HY |  | S | X | X |  |  | 1.2 | 0.8 | 1.2 | 1.2 | 0.8 | N |  |  | OP | X | 1 | 1924 |  |  | N | Electric Utility | 1 | X | WAT | [9 empty] | N | N | 0 | 10M
Vintage1935 | hydro | TRUE | 8776 | City of Holyoke Gas and Electric Dept. | 1604 | Chemical | MA | Hampden | 1 | Conventional Hydroelectric | HY |  | S | X | X |  |  | 0.8 | 0.8 | 0.8 | 0.8 | 0.3 | N |  |  | OP | X | 1 | 1935 |  |  | N | Electric Utility | 1 | X | WAT | [9 empty] | N |  | 0 | 10M
Vintage1935 | hydro | TRUE | 8776 | City of Holyoke Gas and Electric Dept. | 1604 | Chemical | MA | Hampden | 2 | Conventional Hydroelectric | HY |  | S | X | X |  |  | 0.8 | 0.8 | 0.8 | 0.8 | 0.3 | N |  |  | OP | X | 1 | 1935 |  |  | N | Electric Utility | 1 | X | WAT | [9 empty] | N |  | 0 | 10M
Vintage1952 | hydro | TRUE | 8776 | City of Holyoke Gas and Electric Dept. | 1605 | Hadley Falls | MA | Hampden | 1 | Conventional Hydroelectric | HY |  | S | X | X |  |  | 17.6 | 0.8 | 18.1 | 18.1 | 5 | N |  |  | OP | X | 1 | 1952 |  |  | N | Electric Utility | 1 | X | WAT | [9 empty] | N |  | 0 | 10M
Vintage1983 | hydro | TRUE | 8776 | City of Holyoke Gas and Electric Dept. | 1605 | Hadley Falls | MA | Hampden | 2 | Conventional Hydroelectric | HY |  | S | X | X |  |  | 15.8 | 0.9 | 15 | 15 | 10 | N |  |  | OP | X | 11 | 1983 |  |  | N | Electric Utility | 1 | X | WAT | [9 empty] | N |  | 0 | 10M
Vintage1906 | hydro | TRUE | 8776 | City of Holyoke Gas and Electric Dept. | 1607 | Riverside Holyoke | MA | Hampden | 4 | Conventional Hydroelectric | HY |  | S | X | X |  |  | 0.8 | 0.8 | 0.8 | 0.8 | 0.4 | N |  |  | OP | X | 1 | 1906 |  |  | N | Electric Utility | 1 | X | WAT | [9 empty] | N |  | 0 | 10M
Vintage1906 | hydro | TRUE | 8776 | City of Holyoke Gas and Electric Dept. | 1607 | Riverside Holyoke | MA | Hampden | 5 | Conventional Hydroelectric | HY |  | S | X | X |  |  | 0.6 | 0.8 | 0.6 | 0.6 | 0.4 | N |  |  | OP | X | 1 | 1906 |  |  | N | Electric Utility | 1 | X | WAT | [9 empty] | N |  | 0 | 10M
Vintage1922 | hydro | TRUE | 8776 | City of Holyoke Gas and Electric Dept. | 1607 | Riverside Holyoke | MA | Hampden | 7 | Conventional Hydroelectric | HY |  | S | X | X |  |  | 1.5 | 0.8 | 1.5 | 1.5 | 0.9 | N |  |  | OP | X | 1 | 1922 |  |  | N | Electric Utility | 1 | X | WAT | [9 empty] | N |  | 0 | 10M
Vintage1931 | hydro | TRUE | 8776 | City of Holyoke Gas and Electric Dept. | 1607 | Riverside Holyoke | MA | Hampden | 8 | Conventional Hydroelectric | HY |  | S | X | X |  |  | 4 | 0.8 | 4 | 4 | 2.7 | N |  |  | OP | X | 1 | 1931 |  |  | N | Electric Utility | 1 | X | WAT | [9 empty] | N |  | 0 | 10M
Vintage2019 | petroleum | TRUE | 13206 | Nantucket Electric Co | 1615 | Nantucket Hybrid | MA | Nantucket | 18 | Petroleum Liquids | GT |  | W | X | X |  |  | 15.4 | 0.8 | 13.5 | 15.4 | 7.3 | N |  |  | OP | X | 8 | 2019 |  |  | N | Electric Utility | 1 | X | DFO | [9 empty] | N | N |  | 10M | [23 empty] | N |  | N
Vintage2019 | petroleum | TRUE | 13206 | Nantucket Electric Co | 1615 | Nantucket Hybrid | MA | Nantucket | 19 | Petroleum Liquids | IC |  | W | X | X |  |  | 1 | 0.8 | 1 | 1 | 0.1 | N |  |  | OP | X | 8 | 2019 |  |  | N | Electric Utility | 1 | X | DFO | [9 empty] | N | N |  | 10M | [23 empty] | N |  | N
Vintage2019 | other | TRUE | 13206 | Nantucket Electric Co | 1615 | Nantucket Hybrid | MA | Nantucket | 20 | Batteries | BA |  | W | X | X |  |  | 6 |  | 6 | 6 | 0.1 | N |  |  | OP | X | 7 | 2019 |  |  | N | Electric Utility | 1 | X | MWH | [9 empty] | N | N |  | 10M | [23 empty] | N |  | N
Vintage1974 | hydro | TRUE | 61122 | Great River Hydro, LLC | 1620 | Deerfield 5 | MA | Berkshire | GEN1 | Conventional Hydroelectric | HY |  | S | X | X | 393 |  | 17.5 | 0.9 | 13.9 | 13.9 | 6.5 | N |  |  | OP | X | 10 | 1974 |  |  | N | IPP Non-CHP | 2 | X | WAT | [9 empty] | N | N | 0 | 10M | [23 empty] | N
Vintage1915 | hydro | TRUE | 58185 | FirstLight Power Resources, Inc. - MA | 1629 | Cabot | MA | Franklin | 1 | Conventional Hydroelectric | HY |  | S | X | X | N.MONTAGUE13.8 CABT | N.MONTAGUE13.8 CABT | 10.3 | 0.8 | 10.3 | 10.3 | 3 | N |  |  | OP | X | 1 | 1915 |  |  | N | IPP Non-CHP | 2 | X | WAT | [9 empty] | N | N |  | 1H | [23 empty] | N
Vintage1915 | hydro | TRUE | 58185 | FirstLight Power Resources, Inc. - MA | 1629 | Cabot | MA | Franklin | 2 | Conventional Hydroelectric | HY |  | S | X | X | N.MONTAGUE13.8 CABT | N.MONTAGUE13.8 CABT | 10.3 | 0.8 | 10.3 | 10.3 | 3 | N |  |  | OP | X | 1 | 1915 |  |  | N | IPP Non-CHP | 2 | X | WAT | [9 empty] | N | N | 0 | 1H | [23 empty] | N
Vintage1916 | hydro | TRUE | 58185 | FirstLight Power Resources, Inc. - MA | 1629 | Cabot | MA | Franklin | 3 | Conventional Hydroelectric | HY |  | S | X | X | N.MONTAGUE13.8 CABT | N.MONTAGUE13.8 CABT | 10.3 | 0.8 | 10.3 | 10.3 | 3 | N |  |  | OP | X | 1 | 1916 |  |  | N | IPP Non-CHP | 2 | X | WAT | [9 empty] | N | N | 0 | 1H | [23 empty] | N
Vintage1916 | hydro | TRUE | 58185 | FirstLight Power Resources, Inc. - MA | 1629 | Cabot | MA | Franklin | 4 | Conventional Hydroelectric | HY |  | S | X | X | N.MONTAGUE13.8 CABT | N.MONTAGUE13.8 CABT | 10.3 | 0.8 | 10.3 | 10.3 | 3 | N |  |  | OP | X | 1 | 1916 |  |  | N | IPP Non-CHP | 2 | X | WAT | [9 empty] | N | N | 0 | 1H | [23 empty] | N
Vintage1917 | hydro | TRUE | 58185 | FirstLight Power Resources, Inc. - MA | 1629 | Cabot | MA | Franklin | 5 | Conventional Hydroelectric | HY |  | S | X | X | N.MONTAGUE13.8 CABT | N.MONTAGUE13.8 CABT | 10.3 | 0.8 | 10.3 | 10.3 | 9 | N |  |  | OP | X | 1 | 1917 |  |  | N | IPP Non-CHP | 2 | X | WAT | [9 empty] | N | N | 0 | 1H | [23 empty] | N
Vintage1917 | hydro | TRUE | 58185 | FirstLight Power Resources, Inc. - MA | 1629 | Cabot | MA | Franklin | 6 | Conventional Hydroelectric | HY |  | S | X | X | MONTAGUE13.8 CABT | MONTAGUE13.8 CABT | 10.3 | 0.8 | 10.3 | 10.3 | 9 | N |  |  | OP | X | 1 | 1917 |  |  | N | IPP Non-CHP | 2 | X | WAT | [9 empty] | N | N | 0 | 1H | [23 empty] | N
Vintage1930 | hydro | TRUE | 8776 | City of Holyoke Gas and Electric Dept. | 1630 | Cobble Mountain | MA | Hampden | 1 | Conventional Hydroelectric | HY |  | W | X | X |  |  | 13 | 0.8 | 12.9 | 13 | 3 | N |  |  | OP | X | 1 | 1930 |  |  | N | Electric Utility | 1 | X | WAT | [11 empty] | 0 | 10M
Vintage1930 | hydro | TRUE | 8776 | City of Holyoke Gas and Electric Dept. | 1630 | Cobble Mountain | MA | Hampden | 2 | Conventional Hydroelectric | HY |  | W | X | X |  |  | 7 | 0.8 | 6.8 | 6.9 | 1 | N |  |  | OP | X | 1 | 1930 |  |  | N | Electric Utility | 1 | X | WAT | [11 empty] | 0 | 10M
Vintage1930 | hydro | TRUE | 8776 | City of Holyoke Gas and Electric Dept. | 1630 | Cobble Mountain | MA | Hampden | 3 | Conventional Hydroelectric | HY |  | W | X | X |  |  | 13 | 0.8 | 12.9 | 13 | 3 | N |  |  | OP | X | 1 | 1930 |  |  | N | Electric Utility | 1 | X | WAT | [11 empty] | 0 | 10M
Vintage1969 | other | TRUE | 56401 | NAEA Energy Massachusetts LLC | 1631 | Doreen | MA | Berkshire | DORE | Petroleum Liquids | GT |  | S | X | X |  |  | 21.1 | 0.85 | 16.1 | 20.7 | 15 | N |  |  | OP | X | 7 | 1969 |  |  | N | IPP Non-CHP | 2 | X | KER | [9 empty] | N | N |  | 10M | [23 empty] | N | N | N
Vintage1964 | hydro | TRUE | 61350 | Central Rivers Power MA, LLC | 1634 | Gardners Falls | MA | Franklin | GF2 | Conventional Hydroelectric | HY |  | S | X | X | 851 |  | 0.4 | 0.8 | 0.4 | 0.4 | 0.4 | N |  |  | OA | X | 1 | 1964 |  |  | N | IPP Non-CHP | 2 | X | WAT | [9 empty] | N | N | 0 | 1H
Vintage1914 | hydro | TRUE | 61350 | Central Rivers Power MA, LLC | 1634 | Gardners Falls | MA | Franklin | GF3 | Conventional Hydroelectric | HY |  | S | X | X | 851 |  | 0.9 | 0.8 | 0.9 | 0.9 | 0.8 | N |  |  | OP | X | 1 | 1914 |  |  | N | IPP Non-CHP | 2 | X | WAT | [9 empty] | N | N | 0 | 1H
Vintage1914 | hydro | TRUE | 61350 | Central Rivers Power MA, LLC | 1634 | Gardners Falls | MA | Franklin | GF4 | Conventional Hydroelectric | HY |  | S | X | X | 851 |  | 0.9 | 0.8 | 0.9 | 0.9 | 0.8 | N |  |  | OP | X | 1 | 1914 |  |  | N | IPP Non-CHP | 2 | X | WAT | [9 empty] | N | N | 0 | 1H
Vintage1925 | hydro | TRUE | 61350 | Central Rivers Power MA, LLC | 1634 | Gardners Falls | MA | Franklin | GF5 | Conventional Hydroelectric | HY |  | S | X | X |  |  | 1.3 | 0.8 | 1.3 | 1.3 | 1 | N |  |  | OP | X | 1 | 1925 |  |  | N | IPP Non-CHP | 2 | X | WAT | [9 empty] | N | N | 0 | 1H
Vintage1918 | hydro | TRUE | 61350 | Central Rivers Power MA, LLC | 1637 | Putts Bridge | MA | Hampden | PB2 | Conventional Hydroelectric | HY |  | S | X | X | 873 |  | 1.6 | 0.8 | 1.6 | 1.6 | 0.5 | N |  |  | OP | X | 1 | 1918 |  |  | N | IPP Non-CHP | 2 | X | WAT | [9 empty] | N | N | 0 | 1H
Vintage1918 | hydro | TRUE | 61350 | Central Rivers Power MA, LLC | 1637 | Putts Bridge | MA | Hampden | PB3 | Conventional Hydroelectric | HY |  | S | X | X | 873 |  | 1.6 | 0.8 | 1.6 | 1.6 | 0.5 | N |  |  | OA | X | 1 | 1918 |  |  | N | IPP Non-CHP | 2 | X | WAT | [9 empty] | N | N | 0 | 1H
Vintage1934 | hydro | TRUE | 61350 | Central Rivers Power MA, LLC | 1638 | Redbridge | MA | Hampden | RB3 | Conventional Hydroelectric | HY |  | S | X | X | 874 |  | 1.8 | 0.8 | 1.8 | 1.8 | 0.5 | N |  |  | OP | X | 1 | 1934 |  |  | N | IPP Non-CHP | 2 | X | WAT | [9 empty] | N | N | 0 | 1H
Vintage1926 | hydro | TRUE | 61350 | Central Rivers Power MA, LLC | 1638 | Redbridge | MA | Hampden | RB4 | Conventional Hydroelectric | HY |  | S | X | X | 874 |  | 1.8 | 0.8 | 1.8 | 1.8 | 0.5 | N |  |  | OP | X | 1 | 1926 |  |  | N | IPP Non-CHP | 2 | X | WAT | [9 empty] | N | N | 0 | 1H
Vintage2002 | natural gas peaker | TRUE | 56401 | NAEA Energy Massachusetts LLC | 1642 | Essential Power Massachusetts LLC | MA | Hampden | GT-1 | Natural Gas Fired Combustion Turbine | GT |  | S | X | X |  |  | 60 | 0.85 | 33.3 | 48 | 25 | N |  |  | OP | X | 4 | 2002 |  |  | N | IPP Non-CHP | 2 | X | NG | DFO | [8 empty] | N | N |  | 10M | [23 empty] | Y | N | Y
Vintage2002 | natural gas peaker | TRUE | 56401 | NAEA Energy Massachusetts LLC | 1642 | Essential Power Massachusetts LLC | MA | Hampden | GT-2 | Natural Gas Fired Combustion Turbine | GT |  | S | X | X |  |  | 60 | 0.85 | 33.4 | 48 | 25 | N |  |  | OP | X | 4 | 2002 |  |  | N | IPP Non-CHP | 2 | X | NG | DFO | [8 empty] | N | N |  | 10M | [23 empty] | Y | N | Y
Vintage1968 | other | TRUE | 56401 | NAEA Energy Massachusetts LLC | 1642 | Essential Power Massachusetts LLC | MA | Hampden | WS10 | Petroleum Liquids | GT |  | S | X | X |  |  | 17 | 0.85 | 17.1 | 21.9 | 15 | N |  |  | OP | X | 1 | 1968 |  |  | N | IPP Non-CHP | 2 | X | KER | [9 empty] | N | N |  | 10M | [23 empty] | N | N
Vintage1969 | other | TRUE | 56401 | NAEA Energy Massachusetts LLC | 1643 | Woodland Road | MA | Berkshire | WOOD | Petroleum Liquids | GT |  | S | X | X |  |  | 20.4 | 0.85 | 16.5 | 21 | 15 | N |  |  | OP | X | 1 | 1969 |  |  | N | IPP Non-CHP | 2 | X | KER | [9 empty] | N |  |  | 10M | [23 empty] | N | N | N
Vintage1977 | natural gas combined cycle | TRUE | 2144 | Town of Braintree - (MA) | 1660 | Potter Station 2 | MA | Norfolk | CC2 | Natural Gas Fired Combined Cycle | CT | POT2 | J | X | N | 540 | 540 | 76 | 0.9 | 62.6 | 77.6 | 37 | N |  |  | OS | X | 4 | 1977 |  |  | N | Electric Utility | 1 | X | NG | DFO | [8 empty] | N | N |  | 12H | [23 empty] | Y | N | Y
Vintage1977 | natural gas combined cycle | TRUE | 2144 | Town of Braintree - (MA) | 1660 | Potter Station 2 | MA | Norfolk | CC3 | Natural Gas Fired Combined Cycle | CA | POT2 | J | N | X | 540 | 540 | 25 | 0.9 | 15.5 | 18.5 | 8 | N |  |  | OS | X | 4 | 1977 |  |  | N | Electric Utility | 1 | X | NG | DFO | [8 empty] | N | N |  | 12H | [23 empty] | N | N | N
Vintage2009 | natural gas peaker | TRUE | 2144 | Town of Braintree - (MA) | 1660 | Potter Station 2 | MA | Norfolk | WAT1 | Natural Gas Fired Combustion Turbine | GT |  | J | X | X | 15484 | 15484 | 58 | 0.85 | 52.6 | 57.4 | 28 | N |  |  | OP | X | 7 | 2009 |  |  | N | Electric Utility | 1 | X | NG | DFO | [8 empty] | N | N |  | 10M |  |  |  |  | N | [18 empty] | Y | Y | Y
Vintage2009 | natural gas peaker | TRUE | 2144 | Town of Braintree - (MA) | 1660 | Potter Station 2 | MA | Norfolk | WAT2 | Natural Gas Fired Combustion Turbine | GT |  | J | X | X | 15485 | 15485 | 58 | 0.85 | 52.6 | 57.4 | 28 | N |  |  | OP | X | 7 | 2009 |  |  | N | Electric Utility | 1 | X | NG | DFO | [8 empty] | N | N |  | 10M | [23 empty] | Y | Y | Y
Vintage1986 | natural gas peaker | TRUE | 9442 | Town of Ipswich - (MA) | 1670 | High Street Station | MA | Essex | 1 | Natural Gas Internal Combustion Engine | IC |  | S | X | X |  |  | 1.2 | 0.8 | 1.2 | 1.3 | 0.7 | N |  |  | OP | X | 8 | 1986 |  |  | N | Electric Utility | 1 | X | NG | DFO | [8 empty] | N | N |  | 1H | [23 empty] | Y | N | Y
Vintage1984 | natural gas peaker | TRUE | 9442 | Town of Ipswich - (MA) | 1670 | High Street Station | MA | Essex | 10 | Natural Gas Internal Combustion Engine | IC |  | S | X | X |  |  | 1.2 | 0.8 | 1.2 | 1.3 | 0.7 | N |  |  | OP | X | 4 | 1984 |  |  | N | Electric Utility | 1 | X | NG | DFO | [8 empty] | N | N |  | 1H | [23 empty] | Y | N | Y
Vintage1982 | natural gas peaker | TRUE | 9442 | Town of Ipswich - (MA) | 1670 | High Street Station | MA | Essex | 11 | Natural Gas Internal Combustion Engine | IC |  | S | X | X |  |  | 1.2 | 0.8 | 1.2 | 1.1 | 0.7 | N |  |  | OP | X | 9 | 1982 |  |  | N | Electric Utility | 1 | X | NG | DFO | [8 empty] | N | N |  | 1H | [23 empty] | Y | N | Y
Vintage1983 | natural gas peaker | TRUE | 9442 | Town of Ipswich - (MA) | 1670 | High Street Station | MA | Essex | 12 | Natural Gas Internal Combustion Engine | IC |  | S | X | X |  |  | 1.2 | 0.8 | 1.2 | 1.3 | 0.7 | N |  |  | OP | X | 8 | 1983 |  |  | N | Electric Utility | 1 | X | NG | DFO | [8 empty] | N | N |  | 1H | [23 empty] | Y | N | Y
Vintage1954 | natural gas peaker | TRUE | 9442 | Town of Ipswich - (MA) | 1670 | High Street Station | MA | Essex | 2 | Natural Gas Internal Combustion Engine | IC |  | S | X | X |  |  | 1.3 | 0.8 | 1.3 | 1.3 | 0.7 | N |  |  | OP | X | 8 | 1954 |  |  | N | Electric Utility | 1 | X | NG | DFO | [8 empty] | N | N |  | 1H | [23 empty] | Y | N | Y
Vintage1951 | natural gas peaker | TRUE | 9442 | Town of Ipswich - (MA) | 1670 | High Street Station | MA | Essex | 6 | Natural Gas Internal Combustion Engine | IC |  | S | X | X |  |  | 1.1 | 0.8 | 1.2 | 1.2 | 0.7 | N |  |  | OP | X | 7 | 1951 |  |  | N | Electric Utility | 1 | X | NG | DFO | [8 empty] | N | N |  | 1H | [23 empty] | Y | N | Y
Vintage1956 | petroleum | TRUE | 9442 | Town of Ipswich - (MA) | 1670 | High Street Station | MA | Essex | 7 | Petroleum Liquids | IC |  | S | X | X |  |  | 1.3 | 0.8 | 1.3 | 1.4 | 0.7 | N |  |  | OP | X | 9 | 1956 |  |  | N | Electric Utility | 1 | X | DFO | [9 empty] | N | N |  | 1H | [23 empty] | N
Vintage1960 | petroleum | TRUE | 9442 | Town of Ipswich - (MA) | 1670 | High Street Station | MA | Essex | 8 | Petroleum Liquids | IC |  | S | X | X |  |  | 1.1 | 0.8 | 1.1 | 1.1 | 0.7 | N |  |  | SB | Y | 8 | 1960 |  |  | N | Electric Utility | 1 | X | DFO | [9 empty] | N | N |  | 1H | [23 empty] | N
Vintage1961 | natural gas peaker | TRUE | 9442 | Town of Ipswich - (MA) | 1670 | High Street Station | MA | Essex | 9 | Natural Gas Internal Combustion Engine | IC |  | S | X | X |  |  | 1.3 | 0.8 | 1.3 | 1.3 | 0.7 | N |  |  | OP | X | 10 | 1961 |  |  | N | Electric Utility | 1 | X | NG | DFO | [8 empty] | N | N |  | 1H | [23 empty] | Y | N | Y
Vintage1971 | natural gas peaker | TRUE | 14605 | City of Peabody - (MA) | 1678 | Waters River | MA | Essex | 1 | Natural Gas Fired Combustion Turbine | GT |  | S | X | X | UN.WATER_RV23 W_J1 | UN.WATER_RV23 W_J1 | 21.3 | 0.85 | 16 | 22 | 15 | N |  |  | OP | X | 12 | 1971 |  |  | N | Electric Utility | 1 | X | NG | DFO | [8 empty] | N | N |  | 1H | [23 empty] | Y | N | Y
Vintage1990 | natural gas peaker | TRUE | 14605 | City of Peabody - (MA) | 1678 | Waters River | MA | Essex | 2 | Natural Gas Fired Combustion Turbine | GT |  | S | X | X | UN.WATER_RV115 W_J2 | UN.WATER_RV115 W_J2 | 43.6 | 0.95 | 30 | 44 | 20 | N |  |  | OP | X | 11 | 1990 |  |  | N | Electric Utility | 1 | X | NG | DFO | [8 empty] | N | N |  | 1H | [23 empty] | Y | N | Y
Vintage1976 | natural gas combined cycle | TRUE | 18488 | City of Taunton | 1682 | Cleary Flood Hybrid | MA | Bristol | 9A | Natural Gas Fired Combined Cycle | CT | CC1 | J | X | N | Taunton Node | un.Cleary 115 CLE9C | 23 | 0.9 | 18 | 21.4 | 3 | N |  |  | OP | X | 10 | 1976 |  |  | N | Electric Utility | 1 | X | NG | DFO | [8 empty] | N | N |  | 10M | [23 empty] | Y | Y | Y
Vintage2020 | other | TRUE | 18488 | City of Taunton | 1682 | Cleary Flood Hybrid | MA | Bristol | BS1 | Batteries | BA |  | S | X | X |  |  | 3 |  | 2.9 | 3 | 0.1 | N |  |  | OP | X | 3 | 2020 |  |  | N | Electric Utility | 1 | X | MWH | [12 empty] | 10M
Vintage1975 | natural gas combined cycle | TRUE | 18488 | City of Taunton | 1682 | Cleary Flood Hybrid | MA | Bristol | CA9 | Natural Gas Fired Combined Cycle | CA | CC1 | J | Y | X | Taunton Node | un.Cleary 115 CLE9C | 95 | 0.9 | 85 | 87 | 70 | N |  |  | OP | X | 12 | 1975 |  |  | N | Electric Utility | 1 | X | NG | DFO | [8 empty] | N | N |  | 12H | [23 empty] | Y | Y | Y
Vintage1924 | hydro | TRUE | 4254 | Consumers Energy Co | 1693 | Alcona | MI | Alcona | 1 | Conventional Hydroelectric | HY |  | S | X | X |  |  | 4 | 0.9 | 1.4 | 1.5 | 0 | N |  |  | OP | X | 1 | 1924 |  |  | N | Electric Utility | 1 | X | WAT | [9 empty] | N |  | 0 | 10M
Vintage1924 | hydro | TRUE | 4254 | Consumers Energy Co | 1693 | Alcona | MI | Alcona | 2 | Conventional Hydroelectric | HY |  | S | X | X |  |  | 4 | 0.9 | 1.4 | 1.5 | 0 | N |  |  | OP | X | 1 | 1924 |  |  | N | Electric Utility | 1 | X | WAT | [9 empty] | N |  | 0 | 10M
Vintage1935 | hydro | TRUE | 4254 | Consumers Energy Co | 1694 | Allegan Dam | MI | Allegan | 1 | Conventional Hydroelectric | HY |  | S | X | X |  |  | 0.5 | 0.8 | 0.3 | 0.3 | 0 | N |  |  | OP | X | 1 | 1935 |  |  | N | Electric Utility | 1 | X | WAT | [9 empty] | N |  | 0 | 10M
Vintage1935 | hydro | TRUE | 4254 | Consumers Energy Co | 1694 | Allegan Dam | MI | Allegan | 2 | Conventional Hydroelectric | HY |  | S | X | X |  |  | 0.9 | 0.8 | 0.5 | 0.6 | 0 | N |  |  | OP | X | 1 | 1935 |  |  | N | Electric Utility | 1 | X | WAT | [9 empty] | N |  | 0 | 10M
Vintage1945 | hydro | TRUE | 4254 | Consumers Energy Co | 1694 | Allegan Dam | MI | Allegan | 3 | Conventional Hydroelectric | HY |  | S | X | X |  |  | 1.2 | 0.8 | 0.6 | 0.7 | 0 | N |  |  | OP | X | 1 | 1945 |  |  | N | Electric Utility | 1 | X | WAT | [9 empty] | N |  | 0 | 10M
Vintage1918 | hydro | TRUE | 4254 | Consumers Energy Co | 1698 | C W Tippy | MI | Manistee | 1 | Conventional Hydroelectric | HY |  | S | X | X |  |  | 6.7 | 0.95 | 2.1 | 2.2 | 0 | N |  |  | OP | X | 1 | 1918 |  |  | N | Electric Utility | 1 | X | WAT | [11 empty] | 0 | 10M
Vintage1918 | hydro | TRUE | 4254 | Consumers Energy Co | 1698 | C W Tippy | MI | Manistee | 2 | Conventional Hydroelectric | HY |  | S | X | X |  |  | 6.7 | 0.95 | 2.1 | 2.2 | 0 | N |  |  | OP | X | 1 | 1918 |  |  | N | Electric Utility | 1 | X | WAT | [11 empty] | 0 | 10M
Vintage1918 | hydro | TRUE | 4254 | Consumers Energy Co | 1698 | C W Tippy | MI | Manistee | 3 | Conventional Hydroelectric | HY |  | S | X | X |  |  | 6.7 | 0.95 | 2.1 | 2.2 | 0 | N |  |  | OP | X | 1 | 1918 |  |  | N | Electric Utility | 1 | X | WAT | [11 empty] | 0 | 10M
Vintage1911 | hydro | TRUE | 4254 | Consumers Energy Co | 1700 | Cooke | MI | Iosco | 1 | Conventional Hydroelectric | HY |  | S | X | X |  |  | 3 | 0.9 | 1.5 | 1.5 | 0 | N |  |  | OP | X | 1 | 1911 |  |  | N | Electric Utility | 1 | X | WAT | [11 empty] | 0 | 10M
Vintage1911 | hydro | TRUE | 4254 | Consumers Energy Co | 1700 | Cooke | MI | Iosco | 2 | Conventional Hydroelectric | HY |  | S | X | X |  |  | 3 | 0.9 | 3 | 2.9 | 0 | N |  |  | OP | X | 1 | 1911 |  |  | N | Electric Utility | 1 | X | WAT | [11 empty] | 0 | 10M
Vintage1911 | hydro | TRUE | 4254 | Consumers Energy Co | 1700 | Cooke | MI | Iosco | 3 | Conventional Hydroelectric | HY |  | S | X | X |  |  | 3 | 0.9 | 2.9 | 2.7 | 0 | N |  |  | OP | X | 1 | 1911 |  |  | N | Electric Utility | 1 | X | WAT | [11 empty] | 0 | 10M
Vintage1907 | hydro | TRUE | 4254 | Consumers Energy Co | 1701 | Croton | MI | Newaygo | 1 | Conventional Hydroelectric | HY |  | S | X | X |  |  | 3 | 0.8 | 1.2 | 1.6 | 0 | N |  |  | OP | X | 1 | 1907 |  |  | N | Electric Utility | 1 | X | WAT | [11 empty] | 0 | 10M
Vintage1907 | hydro | TRUE | 4254 | Consumers Energy Co | 1701 | Croton | MI | Newaygo | 2 | Conventional Hydroelectric | HY |  | S | X | X |  |  | 3 | 0.8 | 1.2 | 1.6 | 0 | N |  |  | OP | X | 1 | 1907 |  |  | N | Electric Utility | 1 | X | WAT | [11 empty] | 0 | 10M
Vintage1915 | hydro | TRUE | 4254 | Consumers Energy Co | 1701 | Croton | MI | Newaygo | 3 | Conventional Hydroelectric | HY |  | S | X | X |  |  | 1.4 | 1 | 0.5 | 0.7 | 0 | N |  |  | OP | X | 1 | 1915 |  |  | N | Electric Utility | 1 | X | WAT | [11 empty] | 0 | 10M
Vintage1912 | hydro | TRUE | 4254 | Consumers Energy Co | 1701 | Croton | MI | Newaygo | 4 | Conventional Hydroelectric | HY |  | S | X | X |  |  | 1.5 | 0.9 | 0.6 | 0.8 | 0 | N |  |  | OP | X | 1 | 1912 |  |  | N | Electric Utility | 1 | X | WAT | [11 empty] | 0 | 10M
Vintage1959 | hard coal | TRUE | 4254 | Consumers Energy Co | 1702 | Dan E Karn | MI | Bay | 1A | Conventional Steam Coal | ST | G381 | S | X | X |  |  | 136 | 0.85 | 127.5 | 127.5 | 70 | N |  |  | OP | X | 11 | 1959 | 5 | 2023 | N | Electric Utility | 1 | X | SUB | BIT |  |  |  |  | DFO |  |  |  | N |  |  | OVER |  | Y |  |  | Y | [18 empty] | Y | Y
Vintage1959 | hard coal | TRUE | 4254 | Consumers Energy Co | 1702 | Dan E Karn | MI | Bay | 1B | Conventional Steam Coal | ST | G381 | S | X | X |  |  | 136 | 0.85 | 127.5 | 127.5 | 70 | N |  |  | OP | X | 11 | 1959 | 5 | 2023 | N | Electric Utility | 1 | X | SUB | BIT |  |  |  |  | DFO |  |  |  | N |  |  | OVER |  | Y |  |  | Y | [18 empty] | Y | Y
Vintage1961 | hard coal | TRUE | 4254 | Consumers Energy Co | 1702 | Dan E Karn | MI | Bay | 2A | Conventional Steam Coal | ST | G382 | S | X | X |  |  | 136 | 0.85 | 117.1 | 116 | 65 | N |  |  | OP | X | 3 | 1961 | 5 | 2023 | N | Electric Utility | 1 | X | SUB | BIT |  |  |  |  | DFO |  |  |  | N |  |  | OVER |  | Y |  |  | Y | [18 empty] | Y | Y
Vintage1961 | hard coal | TRUE | 4254 | Consumers Energy Co | 1702 | Dan E Karn | MI | Bay | 2B | Conventional Steam Coal | ST | G382 | S | X | X |  |  | 136 | 0.85 | 117.1 | 116 | 65 | N |  |  | OP | X | 3 | 1961 | 5 | 2023 | N | Electric Utility | 1 | X | SUB | BIT |  |  |  |  | DFO |  |  |  | N |  |  | OVER |  | Y |  |  | Y | [18 empty] | Y | Y
Vintage1975 | natural gas steam turbine | TRUE | 4254 | Consumers Energy Co | 1702 | Dan E Karn | MI | Bay | 3 | Natural Gas Steam Turbine | ST |  | S | X | X |  |  | 692.5 | 0.85 | 604.5 | 574 | 60 | N |  |  | OP | X | 1 | 1975 |  |  | N | Electric Utility | 1 | X | NG | RFO | DFO |  |  |  | RFO | [6 empty] | 12H | [23 empty] | Y | Y | Y
Vintage1977 | natural gas steam turbine | TRUE | 4254 | Consumers Energy Co | 1702 | Dan E Karn | MI | Bay | 4 | Natural Gas Steam Turbine | ST |  | S | X | X |  |  | 709.8 | 0.85 | 608.4 | 379 | 60 | N |  |  | OP | X | 9 | 1977 |  |  | N | Electric Utility | 1 | X | NG | RFO | DFO |  |  |  | RFO | [6 empty] | 12H | [23 empty] | Y | Y | Y
Vintage1912 | hydro | TRUE | 4254 | Consumers Energy Co | 1704 | Five Channels | MI | Iosco | 1 | Conventional Hydroelectric | HY |  | S | X | X |  |  | 3 | 0.8 | 3.1 | 3.1 | 0 | N |  |  | OP | X | 1 | 1912 |  |  | N | Electric Utility | 1 | X | WAT | [11 empty] | 0 | 10M
Vintage1912 | hydro | TRUE | 4254 | Consumers Energy Co | 1704 | Five Channels | MI | Iosco | 2 | Conventional Hydroelectric | HY |  | S | X | X |  |  | 3 | 0.9 | 3.1 | 2.9 | 0 | N |  |  | OP | X | 1 | 1912 |  |  | N | Electric Utility | 1 | X | WAT | [11 empty] | 0 | 10M
Vintage1918 | hydro | TRUE | 4254 | Consumers Energy Co | 1705 | Foote | MI | Iosco | 1 | Conventional Hydroelectric | HY |  | S | X | X |  |  | 3 | 0.9 | 1 | 1.1 | 0 | N |  |  | OP | X | 1 | 1918 |  |  | N | Electric Utility | 1 | X | WAT | [11 empty] | 0 | 10M
Vintage1918 | hydro | TRUE | 4254 | Consumers Energy Co | 1705 | Foote | MI | Iosco | 2 | Conventional Hydroelectric | HY |  | S | X | X |  |  | 3 | 0.9 | 1 | 1.1 | 0 | N |  |  | OP | X | 1 | 1918 |  |  | N | Electric Utility | 1 | X | WAT | [11 empty] | 0 | 10M
Vintage1918 | hydro | TRUE | 4254 | Consumers Energy Co | 1705 | Foote | MI | Iosco | 3 | Conventional Hydroelectric | HY |  | S | X | X |  |  | 3 | 0.9 | 1 | 1.1 | 0 | N |  |  | OP | X | 1 | 1918 |  |  | N | Electric Utility | 1 | X | WAT | [11 empty] | 0 | 10M
Vintage1931 | hydro | TRUE | 4254 | Consumers Energy Co | 1707 | Hardy | MI | Newaygo | 1 | Conventional Hydroelectric | HY |  | S | X | X |  |  | 10 | 0.8 | 10.7 | 10.3 | 0 | N |  |  | OP | X | 6 | 1931 |  |  | N | Electric Utility | 1 | X | WAT | [11 empty] | 0 | 10M
Vintage1931 | hydro | TRUE | 4254 | Consumers Energy Co | 1707 | Hardy | MI | Newaygo | 2 | Conventional Hydroelectric | HY |  | S | X | X |  |  | 10 | 0.8 | 10.7 | 10.4 | 0 | N |  |  | OP | X | 6 | 1931 |  |  | N | Electric Utility | 1 | X | WAT | [11 empty] | 0 | 10M
Vintage1931 | hydro | TRUE | 4254 | Consumers Energy Co | 1707 | Hardy | MI | Newaygo | 3 | Conventional Hydroelectric | HY |  | S | X | X |  |  | 11.5 | 0.8 | 11.5 | 11.5 | 0 | N |  |  | OP | X | 6 | 1931 |  |  | N | Electric Utility | 1 | X | WAT | [11 empty] | 0 | 10M
Vintage1925 | hydro | TRUE | 4254 | Consumers Energy Co | 1708 | Hodenpyl | MI | Wexford | 1 | Conventional Hydroelectric | HY |  | S | X | X |  |  | 8.5 | 0.96 | 2.1 | 2.4 | 0 | N |  |  | OP | X | 7 | 1925 |  |  | N | Electric Utility | 1 | X | WAT | [11 empty] | 0 | 10M
Vintage1925 | hydro | TRUE | 4254 | Consumers Energy Co | 1708 | Hodenpyl | MI | Wexford | 2 | Conventional Hydroelectric | HY |  | S | X | X |  |  | 8.5 | 0.96 | 2.1 | 2.4 | 0 | N |  |  | OP | X | 8 | 1925 |  |  | N | Electric Utility | 1 | X | WAT | [11 empty] | 0 | 10M
Vintage1962 | hard coal | TRUE | 4254 | Consumers Energy Co | 1710 | J H Campbell | MI | Ottawa | 1 | Conventional Steam Coal | ST |  | S | X | X |  |  | 265.2 | 0.85 | 260 | 260 | 100 | N |  |  | OP | X | 10 | 1962 | 5 | 2025 | N | Electric Utility | 1 | X | SUB | [5 empty] | DFO |  |  |  | N |  |  | OVER |  | Y |  |  | Y | [18 empty] | N
Vintage1967 | hard coal | TRUE | 4254 | Consumers Energy Co | 1710 | J H Campbell | MI | Ottawa | 2 | Conventional Steam Coal | ST |  | S | X | X |  |  | 378.8 | 0.77 | 328 | 295 | 100 | N |  |  | OP | X | 7 | 1967 | 5 | 2025 | N | Electric Utility | 1 | X | SUB | BIT |  |  |  |  | DFO |  |  |  | N |  |  | OVER |  | Y |  |  |  | Y | [17 empty] | N
Vintage1980 | hard coal | TRUE | 4254 | Consumers Energy Co | 1710 | J H Campbell | MI | Ottawa | 3 | Conventional Steam Coal | ST |  | J | X | X |  |  | 916.8 | 0.86 | 841.4 | 848 | 350 | N |  |  | OP | X | 9 | 1980 | 5 | 2025 | N | Electric Utility | 1 | X | SUB | [5 empty] | DFO |  |  |  | N |  |  | OVER |  | Y |  |  | Y | [18 empty] | N
Vintage1913 | hydro | TRUE | 4254 | Consumers Energy Co | 1712 | Loud | MI | Iosco | 1 | Conventional Hydroelectric | HY |  | S | X | X |  |  | 2 | 0.9 | 2.2 | 2.2 | 0 | N |  |  | OP | X | 1 | 1913 |  |  | N | Electric Utility | 1 | X | WAT | [11 empty] | 0 | 10M
Vintage1913 | hydro | TRUE | 4254 | Consumers Energy Co | 1712 | Loud | MI | Iosco | 2 | Conventional Hydroelectric | HY |  | S | X | X |  |  | 2 | 0.9 | 2.2 | 2.2 | 0 | N |  |  | OP | X | 1 | 1913 |  |  | N | Electric Utility | 1 | X | WAT | [11 empty] | 0 | 10M
Vintage1973 | other | TRUE | 4254 | Consumers Energy Co | 1713 | Ludington | MI | Mason | 1 | Hydroelectric Pumped Storage | PS |  | J | X | X |  |  | 329.8 | 0.85 | 362.7 | 361 | 240 | N |  |  | OP | X | 1 | 1973 |  |  | N | Electric Utility | 1 | X | WAT | [12 empty] | 10M
Vintage1973 | other | TRUE | 4254 | Consumers Energy Co | 1713 | Ludington | MI | Mason | 2 | Hydroelectric Pumped Storage | PS |  | J | X | X |  |  | 329.8 | 0.85 | 362.6 | 361 | 240 | N |  |  | OP | X | 3 | 1973 |  |  | N | Electric Utility | 1 | X | WAT | [12 empty] | 10M
Vintage1973 | other | TRUE | 4254 | Consumers Energy Co | 1713 | Ludington | MI | Mason | 3 | Hydroelectric Pumped Storage | PS |  | J | X | X |  |  | 329.8 | 0.85 | 331 | 310 | 240 | N |  |  | OA | X | 4 | 1973 |  |  | N | Electric Utility | 1 | X | WAT | [12 empty] | 10M | [7 empty] | 49 | 32 | 5 | 2022
Vintage1973 | other | TRUE | 4254 | Consumers Energy Co | 1713 | Ludington | MI | Mason | 4 | Hydroelectric Pumped Storage | PS |  | J | X | X |  |  | 329.8 | 0.85 | 362.1 | 361 | 240 | N |  |  | OP | X | 6 | 1973 |  |  | N | Electric Utility | 1 | X | WAT | [12 empty] | 10M
Vintage1973 | other | TRUE | 4254 | Consumers Energy Co | 1713 | Ludington | MI | Mason | 5 | Hydroelectric Pumped Storage | PS |  | J | X | X |  |  | 329.8 | 0.85 | 362.7 | 361 | 240 | N |  |  | OP | X | 8 | 1973 |  |  | N | Electric Utility | 1 | X | WAT | [12 empty] | 10M
Vintage1973 | other | TRUE | 4254 | Consumers Energy Co | 1713 | Ludington | MI | Mason | 6 | Hydroelectric Pumped Storage | PS |  | J | X | X |  |  | 329.8 | 0.85 | 362.7 | 361 | 240 | N |  |  | OP | X | 10 | 1973 |  |  | N | Electric Utility | 1 | X | WAT | [12 empty] | 10M
Vintage1916 | hydro | TRUE | 4254 | Consumers Energy Co | 1714 | Mio | MI | Oscoda | 1 | Conventional Hydroelectric | HY |  | S | X | X |  |  | 2.5 | 0.9 | 0.8 | 0.8 | 0 | N |  |  | OP | X | 1 | 1916 |  |  | N | Electric Utility | 1 | X | WAT | [11 empty] | 0 | 10M
Vintage1916 | hydro | TRUE | 4254 | Consumers Energy Co | 1714 | Mio | MI | Oscoda | 2 | Conventional Hydroelectric | HY |  | S | X | X |  |  | 2.5 | 0.9 | 0.8 | 0.8 | 0 | N |  |  | OP | X | 1 | 1916 |  |  | N | Electric Utility | 1 | X | WAT | [11 empty] | 0 | 10M
Vintage1972 | nuclear | TRUE | 56192 | Entergy Nuclear Palisades LLC | 1715 | Palisades | MI | Van Buren | 1 | Nuclear | ST |  | S | X | X | CONS.PALISA2A1 | CONS.PALISA2A1 | 811.8 | 0.8 | 795.8 | 815.2 | 0 | N |  |  | OP | X | 3 | 1972 | 6 | 2022 | N | IPP Non-CHP | 2 | X | NUC | [9 empty] | N | N |  | 12H | [23 empty] | N
Vintage1922 | hydro | TRUE | 4254 | Consumers Energy Co | 1716 | Rogers | MI | Mecosta | 1 | Conventional Hydroelectric | HY |  | S | X | X |  |  | 1.7 | 0.9 | 0.6 | 0.8 | 0 | N |  |  | OP | X | 1 | 1922 |  |  | N | Electric Utility | 1 | X | WAT | [11 empty] | 0 | 10M
Vintage1922 | hydro | TRUE | 4254 | Consumers Energy Co | 1716 | Rogers | MI | Mecosta | 2 | Conventional Hydroelectric | HY |  | S | X | X |  |  | 1.7 | 0.9 | 0.6 | 0.8 | 0 | N |  |  | OP | X | 1 | 1922 |  |  | N | Electric Utility | 1 | X | WAT | [11 empty] | 0 | 10M
Vintage1922 | hydro | TRUE | 4254 | Consumers Energy Co | 1716 | Rogers | MI | Mecosta | 3 | Conventional Hydroelectric | HY |  | S | X | X |  |  | 1.7 | 0.9 | 0.6 | 0.8 | 0 | N |  |  | OP | X | 1 | 1922 |  |  | N | Electric Utility | 1 | X | WAT | [11 empty] | 0 | 10M
Vintage1922 | hydro | TRUE | 4254 | Consumers Energy Co | 1716 | Rogers | MI | Mecosta | 4 | Conventional Hydroelectric | HY |  | S | X | X |  |  | 1.7 | 0.9 | 0.6 | 0.8 | 0 | N |  |  | OP | X | 1 | 1922 |  |  | N | Electric Utility | 1 | X | WAT | [11 empty] | 0 | 10M
Vintage1907 | hydro | TRUE | 4254 | Consumers Energy Co | 1722 | Webber | MI | Ionia | 1 | Conventional Hydroelectric | HY |  | S | X | X |  |  | 3.3 | 1 | 0.9 | 1.3 | 0 | N |  |  | OP | X | 1 | 1907 |  |  | N | Electric Utility | 1 | X | WAT | [11 empty] | 0 | 10M
Vintage1949 | hydro | TRUE | 4254 | Consumers Energy Co | 1722 | Webber | MI | Ionia | 2 | Conventional Hydroelectric | HY |  | S | X | X |  |  | 1 | 0.8 | 0.3 | 0.4 | 0 | N |  |  | OP | X | 1 | 1949 |  |  | N | Electric Utility | 1 | X | WAT | [11 empty] | 0 | 10M
Vintage1969 | petroleum | TRUE | 5109 | DTE Electric Company | 1725 | Colfax | MI | Livingston | 1 | Petroleum Liquids | IC |  | S | X | X |  |  | 2.7 | 0.8 | 2 | 2 | 0.6 | N |  |  | OP | X | 11 | 1969 |  |  | N | Electric Utility | 1 | X | DFO | [9 empty] | N | N |  | 10M | [23 empty] | N |  | N
Vintage1969 | petroleum | TRUE | 5109 | DTE Electric Company | 1725 | Colfax | MI | Livingston | 2 | Petroleum Liquids | IC |  | S | X | X |  |  | 2.7 | 0.8 | 3 | 3 | 0.6 | N |  |  | OP | X | 12 | 1969 |  |  | N | Electric Utility | 1 | X | DFO | [9 empty] | N | N |  | 10M | [23 empty] | N |  | N
Vintage1969 | petroleum | TRUE | 5109 | DTE Electric Company | 1725 | Colfax | MI | Livingston | 3 | Petroleum Liquids | IC |  | S | X | X |  |  | 2.7 | 0.8 | 3 | 3 | 0.6 | N |  |  | OP | X | 11 | 1969 |  |  | N | Electric Utility | 1 | X | DFO | [9 empty] | N | N |  | 10M | [23 empty] | N |  | N
Vintage1969 | petroleum | TRUE | 5109 | DTE Electric Company | 1725 | Colfax | MI | Livingston | 4 | Petroleum Liquids | IC |  | S | X | X |  |  | 2.7 | 0.8 | 3 | 3 | 0.6 | N |  |  | OP | X | 12 | 1969 |  |  | N | Electric Utility | 1 | X | DFO | [9 empty] | N | N |  | 10M | [23 empty] | N
Vintage1969 | petroleum | TRUE | 5109 | DTE Electric Company | 1725 | Colfax | MI | Livingston | 5 | Petroleum Liquids | IC |  | S | X | X |  |  | 2.7 | 0.8 | 3 | 3 | 0.6 | N |  |  | OP | X | 11 | 1969 |  |  | N | Electric Utility | 1 | X | DFO | [9 empty] | N | N |  | 10M | [23 empty] | N
Vintage2000 | natural gas peaker | TRUE | 5109 | DTE Electric Company | 1728 | Delray | MI | Wayne | 11-1 | Natural Gas Fired Combustion Turbine | GT |  | S | X | X |  |  | 71.1 | 0.97 | 64 | 80 | 35 | N |  |  | OP | X | 2 | 2000 |  |  | N | Electric Utility | 1 | X | NG | [9 empty] | N | N |  | 1H | [23 empty] | N
Vintage2000 | natural gas peaker | TRUE | 5109 | DTE Electric Company | 1728 | Delray | MI | Wayne | 12-1 | Natural Gas Fired Combustion Turbine | GT |  | S | X | X |  |  | 71.1 | 0.85 | 63 | 79 | 35 | N |  |  | OP | X | 2 | 2000 |  |  | N | Electric Utility | 1 | X | NG | [9 empty] | N | N |  | 1H | [23 empty] | N
Vintage1988 | nuclear | TRUE | 5109 | DTE Electric Company | 1729 | Fermi | MI | Monroe | 2 | Nuclear | ST |  | S | X | X |  |  | 1217 | 0.9 | 1141 | 1161 | 690 | N |  |  | OP | X | 1 | 1988 |  |  | N | Electric Utility | 1 | X | NUC | [9 empty] | N | N |  | OVER | [23 empty] | N
Vintage1966 | petroleum | TRUE | 5109 | DTE Electric Company | 1729 | Fermi | MI | Monroe | 3 | Petroleum Liquids | GT |  | S | X | X |  |  | 16 | 0.85 | 13 | 19 | 4 | N |  |  | OP | X | 4 | 1966 |  |  | N | Electric Utility | 1 | X | DFO | [9 empty] | N | N |  | 10M | [23 empty] | N
Vintage1966 | petroleum | TRUE | 5109 | DTE Electric Company | 1729 | Fermi | MI | Monroe | 4 | Petroleum Liquids | GT |  | S | X | X |  |  | 16 | 0.85 | 12 | 18 | 4 | N |  |  | OP | X | 4 | 1966 |  |  | N | Electric Utility | 1 | X | DFO | [9 empty] | N | N |  | 10M | [23 empty] | N
Vintage1966 | petroleum | TRUE | 5109 | DTE Electric Company | 1729 | Fermi | MI | Monroe | GT1 | Petroleum Liquids | GT |  | S | X | X |  |  | 16 | 0.85 | 13 | 19 | 4 | N |  |  | OP | X | 4 | 1966 |  |  | N | Electric Utility | 1 | X | DFO | [9 empty] | N | N |  | 10M | [23 empty] | N
Vintage1966 | petroleum | TRUE | 5109 | DTE Electric Company | 1729 | Fermi | MI | Monroe | GT2 | Petroleum Liquids | GT |  | S | X | X |  |  | 16 | 0.85 | 13 | 19 | 4 | N |  |  | OP | X | 4 | 1966 |  |  | N | Electric Utility | 1 | X | DFO | [9 empty] | N | N |  | 10M | [23 empty] | N
Vintage1967 | natural gas peaker | TRUE | 5109 | DTE Electric Company | 1730 | Hancock | MI | Oakland | 1 | Natural Gas Fired Combustion Turbine | GT |  | S | X | X |  |  | 19 | 0.85 | 11 | 18 | 3 | N |  |  | OP | X | 9 | 1967 |  |  | N | Electric Utility | 1 | X | NG | [9 empty] | N | N |  | 1H | [23 empty] | N
Vintage1967 | natural gas peaker | TRUE | 5109 | DTE Electric Company | 1730 | Hancock | MI | Oakland | 3 | Natural Gas Fired Combustion Turbine | GT |  | S | X | X |  |  | 19 | 0.85 | 17 | 22 | 3 | N |  |  | OP | X | 11 | 1967 |  |  | N | Electric Utility | 1 | X | NG | [9 empty] | N | N |  | 1H | [23 empty] | N
Vintage1970 | natural gas peaker | TRUE | 5109 | DTE Electric Company | 1730 | Hancock | MI | Oakland | 5 | Natural Gas Fired Combustion Turbine | GT |  | S | X | X |  |  | 41.8 | 0.9 | 32 | 42 | 4 | N |  |  | OP | X | 5 | 1970 |  |  | N | Electric Utility | 1 | X | NG | [9 empty] | N | N |  | 10M | [23 empty] | N
Vintage1966 | natural gas peaker | TRUE | 5109 | DTE Electric Company | 1730 | Hancock | MI | Oakland | 6 | Natural Gas Fired Combustion Turbine | GT |  | S | X | X |  |  | 41.8 | 0.9 | 33 | 42 | 4 | N |  |  | OP | X | 4 | 1966 |  |  | N | Electric Utility | 1 | X | NG | [9 empty] | N | N |  | 10M | [23 empty] | N
Vintage1971 | hard coal | TRUE | 5109 | DTE Electric Company | 1733 | Monroe (MI) | MI | Monroe | 1 | Conventional Steam Coal | ST |  | S | X | X |  |  | 817.2 | 0.9 | 758 | 758 | 280 | N |  |  | OP | X | 6 | 1971 |  |  | N | Electric Utility | 1 | X | RC | PC | DFO | BIT | SUB |  | DFO |  |  |  | N | N |  | 12H |  | Y |  |  |  | Y | [17 empty] | Y | Y | N
Vintage1973 | hard coal | TRUE | 5109 | DTE Electric Company | 1733 | Monroe (MI) | MI | Monroe | 2 | Conventional Steam Coal | ST |  | S | X | X |  |  | 822.6 | 0.95 | 773 | 783 | 280 | N |  |  | OP | X | 3 | 1973 |  |  | N | Electric Utility | 1 | X | RC | PC | DFO | BIT | SUB |  | DFO |  |  |  | N | N |  | 12H |  | Y |  |  |  | Y | [17 empty] | Y | Y | N
Vintage1973 | hard coal | TRUE | 5109 | DTE Electric Company | 1733 | Monroe (MI) | MI | Monroe | 3 | Conventional Steam Coal | ST |  | S | X | X |  |  | 822.6 | 0.9 | 773 | 783 | 280 | N |  |  | OP | X | 5 | 1973 |  |  | N | Electric Utility | 1 | X | RC | PC | DFO | BIT | SUB |  | DFO |  |  |  | N | N |  | 12H |  | Y |  |  |  | Y | [17 empty] | Y | Y | N
Vintage1974 | hard coal | TRUE | 5109 | DTE Electric Company | 1733 | Monroe (MI) | MI | Monroe | 4 | Conventional Steam Coal | ST |  | S | X | X |  |  | 817.2 | 0.95 | 762 | 762 | 280 | N |  |  | OP | X | 5 | 1974 |  |  | N | Electric Utility | 1 | X | RC | PC | DFO | BIT | SUB |  | DFO |  |  |  | N | N |  | 12H |  | Y |  |  |  | Y | [17 empty] | Y | Y | N
Vintage1969 | petroleum | TRUE | 5109 | DTE Electric Company | 1733 | Monroe (MI) | MI | Monroe | IC1 | Petroleum Liquids | IC |  | S | X | X |  |  | 2.7 | 0.8 | 2 | 2 | 0.6 | N |  |  | OP | X | 11 | 1969 |  |  | N | Electric Utility | 1 | X | DFO | [9 empty] | N | N |  | 10M | [23 empty] | N
Vintage1969 | petroleum | TRUE | 5109 | DTE Electric Company | 1733 | Monroe (MI) | MI | Monroe | IC2 | Petroleum Liquids | IC |  | S | X | X |  |  | 2.7 | 0.8 | 3 | 3 | 0.6 | N |  |  | OP | X | 12 | 1969 |  |  | N | Electric Utility | 1 | X | DFO | [9 empty] | N | N |  | 10M | [23 empty] | N
Vintage1969 | petroleum | TRUE | 5109 | DTE Electric Company | 1733 | Monroe (MI) | MI | Monroe | IC3 | Petroleum Liquids | IC |  | S | X | X |  |  | 2.7 | 0.8 | 3 | 3 | 0.6 | N |  |  | OP | X | 11 | 1969 |  |  | N | Electric Utility | 1 | X | DFO | [9 empty] | N | N |  | 10M | [23 empty] | N
Vintage1969 | petroleum | TRUE | 5109 | DTE Electric Company | 1733 | Monroe (MI) | MI | Monroe | IC4 | Petroleum Liquids | IC |  | S | X | X |  |  | 2.7 | 0.8 | 3 | 3 | 0.6 | N |  |  | OP | X | 12 | 1969 |  |  | N | Electric Utility | 1 | X | DFO | [9 empty] | N | N |  | 10M | [23 empty] | N
Vintage1969 | petroleum | TRUE | 5109 | DTE Electric Company | 1733 | Monroe (MI) | MI | Monroe | IC5 | Petroleum Liquids | IC |  | S | X | X |  |  | 2.7 | 0.8 | 3 | 3 | 0.6 | N |  |  | OP | X | 11 | 1969 |  |  | N | Electric Utility | 1 | X | DFO | [9 empty] | N | N |  | 10M | [23 empty] | N
Vintage1967 | natural gas peaker | TRUE | 5109 | DTE Electric Company | 1734 | Northeast (MI) | MI | Macomb | 1 | Natural Gas Fired Combustion Turbine | GT |  | S | X | X |  |  | 16 | 0.85 | 15 | 20 | 7 | N |  |  | OP | X | 9 | 1967 |  |  | N | Electric Utility | 1 | X | NG | [9 empty] | N | N |  | 1H | [23 empty] | N
Vintage1966 | natural gas peaker | TRUE | 5109 | DTE Electric Company | 1734 | Northeast (MI) | MI | Macomb | 2 | Natural Gas Fired Combustion Turbine | GT |  | S | X | X |  |  | 16 | 0.85 | 15 | 20 | 6.5 | N |  |  | OP | X | 6 | 1966 |  |  | N | Electric Utility | 1 | X | NG | [9 empty] | N | N |  | 1H | [23 empty] | N
Vintage1966 | natural gas peaker | TRUE | 5109 | DTE Electric Company | 1734 | Northeast (MI) | MI | Macomb | 3 | Natural Gas Fired Combustion Turbine | GT |  | S | X | X |  |  | 16 | 0.85 | 14 | 20 | 6.5 | N |  |  | OP | X | 5 | 1966 |  |  | N | Electric Utility | 1 | X | NG | [9 empty] | N | N |  | 1H | [23 empty] | N
Vintage1966 | natural gas peaker | TRUE | 5109 | DTE Electric Company | 1734 | Northeast (MI) | MI | Macomb | 4 | Natural Gas Fired Combustion Turbine | GT |  | S | X | X |  |  | 16 | 0.85 | 15 | 20 | 6.5 | N |  |  | OP | X | 5 | 1966 |  |  | N | Electric Utility | 1 | X | NG | [9 empty] | N | N |  | 1H | [23 empty] | N
Vintage1971 | natural gas peaker | TRUE | 5109 | DTE Electric Company | 1734 | Northeast (MI) | MI | Macomb | 5 | Natural Gas Fired Combustion Turbine | GT |  | S | X | X |  |  | 23.4 | 0.85 | 18 | 24 | 8 | N |  |  | OP | X | 6 | 1971 |  |  | N | Electric Utility | 1 | X | NG | DFO | [8 empty] | N | N |  | 1H | [23 empty] | Y | N | Y
Vintage1971 | petroleum | TRUE | 5109 | DTE Electric Company | 1734 | Northeast (MI) | MI | Macomb | 6 | Petroleum Liquids | GT |  | S | X | X |  |  | 21.2 | 0.85 | 19 | 23 | 8 | N |  |  | OP | X | 5 | 1971 |  |  | N | Electric Utility | 1 | X | DFO | [9 empty] | N | N |  | 10M | [23 empty] | N
Vintage1971 | petroleum | TRUE | 5109 | DTE Electric Company | 1734 | Northeast (MI) | MI | Macomb | 7 | Petroleum Liquids | GT |  | S | X | X |  |  | 21.2 | 0.85 | 20 | 23 | 8 | N |  |  | OP | X | 5 | 1971 |  |  | N | Electric Utility | 1 | X | DFO | [9 empty] | N |  |  | 10M | [23 empty] | N
Vintage1970 | petroleum | TRUE | 5109 | DTE Electric Company | 1735 | Oliver | MI | Huron | 1 | Petroleum Liquids | IC |  | S | X | X |  |  | 2.7 | 0.8 | 2 | 2 | 0.6 | N |  |  | OP | X | 1 | 1970 |  |  | N | Electric Utility | 1 | X | DFO | [9 empty] | N | N |  | 10M | [23 empty] | N
Vintage1970 | petroleum | TRUE | 5109 | DTE Electric Company | 1735 | Oliver | MI | Huron | 2 | Petroleum Liquids | IC |  | S | X | X |  |  | 2.7 | 0.8 | 3 | 3 | 0.6 | N |  |  | OP | X | 1 | 1970 |  |  | N | Electric Utility | 1 | X | DFO | [9 empty] | N | N |  | 10M | [23 empty] | N
Vintage1970 | petroleum | TRUE | 5109 | DTE Electric Company | 1735 | Oliver | MI | Huron | 3 | Petroleum Liquids | IC |  | S | X | X |  |  | 2.7 | 0.8 | 3 | 3 | 0.6 | N |  |  | OP | X | 1 | 1970 |  |  | N | Electric Utility | 1 | X | DFO | [9 empty] | N | N |  | 10M | [23 empty] | N
Vintage1970 | petroleum | TRUE | 5109 | DTE Electric Company | 1735 | Oliver | MI | Huron | 4 | Petroleum Liquids | IC |  | S | X | X |  |  | 2.7 | 0.8 | 3 | 3 | 0.6 | N |  |  | OP | X | 1 | 1970 |  |  | N | Electric Utility | 1 | X | DFO | [9 empty] | N | N |  | 10M | [23 empty] | N
Vintage1970 | petroleum | TRUE | 5109 | DTE Electric Company | 1735 | Oliver | MI | Huron | 5 | Petroleum Liquids | IC |  | S | X | X |  |  | 2.7 | 0.8 | 3 | 3 | 0.6 | N |  |  | OP | X | 1 | 1970 |  |  | N | Electric Utility | 1 | X | DFO | [9 empty] | N | N |  | 10M | [23 empty] | N
Vintage1970 | petroleum | TRUE | 5109 | DTE Electric Company | 1737 | Placid 12 | MI | Oakland | 1 | Petroleum Liquids | IC |  | S | X | X |  |  | 2.7 | 0.8 | 2 | 2 | 0.6 | N |  |  | OP | X | 11 | 1970 |  |  | N | Electric Utility | 1 | X | DFO | [9 empty] | N | N |  | 10M | [23 empty] | N
Vintage1970 | petroleum | TRUE | 5109 | DTE Electric Company | 1737 | Placid 12 | MI | Oakland | 2 | Petroleum Liquids | IC |  | S | X | X |  |  | 2.7 | 0.8 | 3 | 3 | 0.6 | N |  |  | OP | X | 12 | 1970 |  |  | N | Electric Utility | 1 | X | DFO | [9 empty] | N | N |  | 10M | [23 empty] | N
Vintage1970 | petroleum | TRUE | 5109 | DTE Electric Company | 1737 | Placid 12 | MI | Oakland | 3 | Petroleum Liquids | IC |  | S | X | X |  |  | 2.7 | 0.8 | 3 | 3 | 0.6 | N |  |  | OP | X | 11 | 1970 |  |  | N | Electric Utility | 1 | X | DFO | [9 empty] | N | N |  | 10M | [23 empty] | N
Vintage1970 | petroleum | TRUE | 5109 | DTE Electric Company | 1737 | Placid 12 | MI | Oakland | 4 | Petroleum Liquids | IC |  | S | X | X |  |  | 2.7 | 0.8 | 3 | 3 | 0.6 | N |  |  | OP | X | 11 | 1970 |  |  | N | Electric Utility | 1 | X | DFO | [9 empty] | N | N |  | 10M | [23 empty] | N
Vintage1970 | petroleum | TRUE | 5109 | DTE Electric Company | 1737 | Placid 12 | MI | Oakland | 5 | Petroleum Liquids | IC |  | S | X | X |  |  | 2.7 | 0.8 | 3 | 3 | 0.6 | N |  |  | OP | X | 11 | 1970 |  |  | N | Electric Utility | 1 | X | DFO | [9 empty] | N | N |  | 10M | [23 empty] | N
Vintage1971 | petroleum | TRUE | 5109 | DTE Electric Company | 1739 | Putnam (MI) | MI | Oakland | 1 | Petroleum Liquids | IC |  | S | X | X |  |  | 2.7 | 0.8 | 2 | 2 | 0.6 | N |  |  | OP | X | 6 | 1971 |  |  | N | Electric Utility | 1 | X | DFO | [9 empty] | N | N |  | 10M | [23 empty] | N
Vintage1971 | petroleum | TRUE | 5109 | DTE Electric Company | 1739 | Putnam (MI) | MI | Oakland | 2 | Petroleum Liquids | IC |  | S | X | X |  |  | 2.7 | 0.8 | 3 | 3 | 0.6 | N |  |  | OP | X | 6 | 1971 |  |  | N | Electric Utility | 1 | X | DFO | [9 empty] | N | N |  | 10M | [23 empty] | N
Vintage1971 | petroleum | TRUE | 5109 | DTE Electric Company | 1739 | Putnam (MI) | MI | Oakland | 3 | Petroleum Liquids | IC |  | S | X | X |  |  | 2.7 | 0.8 | 3 | 3 | 0.6 | N |  |  | OP | X | 6 | 1971 |  |  | N | Electric Utility | 1 | X | DFO | [9 empty] | N | N |  | 10M | [23 empty] | N
Vintage1971 | petroleum | TRUE | 5109 | DTE Electric Company | 1739 | Putnam (MI) | MI | Oakland | 4 | Petroleum Liquids | IC |  | S | X | X |  |  | 2.7 | 0.8 | 3 | 3 | 0.6 | N |  |  | OP | X | 6 | 1971 |  |  | N | Electric Utility | 1 | X | DFO | [9 empty] | N | N |  | 10M | [23 empty] | N
Vintage1971 | petroleum | TRUE | 5109 | DTE Electric Company | 1739 | Putnam (MI) | MI | Oakland | 5 | Petroleum Liquids | IC |  | S | X | X |  |  | 2.7 | 0.8 | 3 | 3 | 0.6 | N |  |  | OP | X | 6 | 1971 |  |  | N | Electric Utility | 1 | X | DFO | [9 empty] | N | N |  | 10M | [23 empty] | N
Vintage1967 | petroleum | TRUE | 5109 | DTE Electric Company | 1740 | River Rouge | MI | Wayne | IC1 | Petroleum Liquids | IC |  | S | X | X |  |  | 2.7 | 0.8 | 2 | 2 | 0.8 | N |  |  | OP | X | 11 | 1967 |  |  | N | Electric Utility | 1 | X | DFO | [9 empty] | N | N |  | 10M | [23 empty] | N
Vintage1967 | petroleum | TRUE | 5109 | DTE Electric Company | 1740 | River Rouge | MI | Wayne | IC2 | Petroleum Liquids | IC |  | S | X | X |  |  | 2.7 | 0.8 | 3 | 3 | 0.8 | N |  |  | OP | X | 12 | 1967 |  |  | N | Electric Utility | 1 | X | DFO | [9 empty] | N | N |  | 10M | [23 empty] | N
Vintage1967 | petroleum | TRUE | 5109 | DTE Electric Company | 1740 | River Rouge | MI | Wayne | IC3 | Petroleum Liquids | IC |  | S | X | X |  |  | 2.7 | 0.8 | 3 | 3 | 0.8 | N |  |  | OP | X | 11 | 1967 |  |  | N | Electric Utility | 1 | X | DFO | [9 empty] | N | N |  | 10M | [23 empty] | N
Vintage1967 | petroleum | TRUE | 5109 | DTE Electric Company | 1740 | River Rouge | MI | Wayne | IC4 | Petroleum Liquids | IC |  | S | X | X |  |  | 2.7 | 0.8 | 3 | 3 | 0.8 | N |  |  | OP | X | 11 | 1967 |  |  | N | Electric Utility | 1 | X | DFO | [9 empty] | N | N |  | 10M | [23 empty] | N
Vintage1968 | petroleum | TRUE | 5109 | DTE Electric Company | 1741 | Slocum | MI | Wayne | 1 | Petroleum Liquids | IC |  | S | X | X |  |  | 2.7 | 0.8 | 2 | 2 | 0.6 | N |  |  | OP | X | 12 | 1968 |  |  | N | Electric Utility | 1 | X | DFO | [9 empty] | N | N |  | 10M | [23 empty] | N
Vintage1968 | petroleum | TRUE | 5109 | DTE Electric Company | 1741 | Slocum | MI | Wayne | 2 | Petroleum Liquids | IC |  | S | X | X |  |  | 2.7 | 0.8 | 3 | 3 | 0.6 | N |  |  | OP | X | 12 | 1968 |  |  | N | Electric Utility | 1 | X | DFO | [9 empty] | N | N |  | 10M | [23 empty] | N
Vintage1968 | petroleum | TRUE | 5109 | DTE Electric Company | 1741 | Slocum | MI | Wayne | 3 | Petroleum Liquids | IC |  | S | X | X |  |  | 2.7 | 0.8 | 3 | 3 | 0.6 | N |  |  | OP | X | 11 | 1968 |  |  | N | Electric Utility | 1 | X | DFO | [9 empty] | N | N |  | 10M | [23 empty] | N
Vintage1968 | petroleum | TRUE | 5109 | DTE Electric Company | 1741 | Slocum | MI | Wayne | 4 | Petroleum Liquids | IC |  | S | X | X |  |  | 2.7 | 0.8 | 3 | 3 | 0.6 | N |  |  | OP | X | 11 | 1968 |  |  | N | Electric Utility | 1 | X | DFO | [9 empty] | N | N |  | 10M | [23 empty] | N
Vintage1968 | petroleum | TRUE | 5109 | DTE Electric Company | 1741 | Slocum | MI | Wayne | 5 | Petroleum Liquids | IC |  | S | X | X |  |  | 2.7 | 0.8 | 3 | 3 | 0.6 | N |  |  | OP | X | 11 | 1968 |  |  | N | Electric Utility | 1 | X | DFO | [9 empty] | N | N |  | 10M | [23 empty] | N
Vintage1968 | natural gas peaker | TRUE | 5109 | DTE Electric Company | 1743 | St Clair | MI | St Clair | 11 | Natural Gas Fired Combustion Turbine | GT |  | S | X | X |  |  | 18.5 | 0.85 | 19 | 23 | 3 | N |  |  | OP | X | 5 | 1968 |  |  | N | Electric Utility | 1 | X | NG | DFO | [8 empty] | N | N |  | 1H |  | N | [21 empty] | Y | N | Y
Vintage1970 | petroleum | TRUE | 5109 | DTE Electric Company | 1743 | St Clair | MI | St Clair | 12A | Petroleum Liquids | IC |  | S | X | X |  |  | 2.7 | 0.8 | 2 | 2 | 0.6 | N |  |  | OP | X | 12 | 1970 |  |  | N | Electric Utility | 1 | X | DFO | [9 empty] | N | N |  | 10M |  | N |  |  | N | [18 empty] | N | N | N
Vintage1970 | petroleum | TRUE | 5109 | DTE Electric Company | 1743 | St Clair | MI | St Clair | 12B | Petroleum Liquids | IC |  | S | X | X |  |  | 2.7 | 0.8 | 3 | 3 | 0.6 | N |  |  | OP | X | 12 | 1970 |  |  | N | Electric Utility | 1 | X | DFO | [9 empty] | N | N |  | 10M |  | N |  |  | N | [18 empty] | N | N | N
Vintage1953 | hard coal | TRUE | 5109 | DTE Electric Company | 1743 | St Clair | MI | St Clair | 2 | Conventional Steam Coal | ST |  | S | X | X |  |  | 156.2 | 0.8 | 154 | 162 | 35 | N |  |  | OP | X | 11 | 1953 | 12 | 2022 | N | Electric Utility | 1 | X | RC | SUB | DFO | RFO | WO | BIT | DFO | NG |  |  | N | N |  | OVER |  | Y |  |  | Y | [18 empty] | Y | Y | N
Vintage1954 | hard coal | TRUE | 5109 | DTE Electric Company | 1743 | St Clair | MI | St Clair | 3 | Conventional Steam Coal | ST |  | S | X | X |  |  | 156.2 | 0.8 | 160 | 168 | 35 | N |  |  | OP | X | 6 | 1954 | 12 | 2022 | N | Electric Utility | 1 | X | RC | SUB | DFO | RFO | WO | BIT | DFO | NG |  |  | N | N |  | OVER |  | Y |  |  | Y | [18 empty] | Y | Y | N
Vintage1961 | hard coal | TRUE | 5109 | DTE Electric Company | 1743 | St Clair | MI | St Clair | 6 | Conventional Steam Coal | ST |  | S | X | X |  |  | 352.7 | 0.85 | 311 | 320 | 125 | N |  |  | OP | X | 4 | 1961 | 12 | 2022 | N | Electric Utility | 1 | X X X: X; DFO RC RC: RC; DFO SUB SUB: SUB; DFO DFO DFO: BIT; DFO DFO DFO: NG |  |  | N | N |  | OVER |  | Y |  |  | Y | [18 empty] | Y | Y | N
Vintage1969 | hard coal | TRUE | 5109 | DTE Electric Company | 1743 | St Clair | MI | St Clair | 7 | Conventional Steam Coal | ST |  | S | X | X |  |  | 544.5 | 0.9 | 440 | 450 | 125 | N |  |  | OP | X | 4 | 1969 | 12 | 2022 | N | Electric Utility | 1 | X | RC | SUB | DFO | BIT |  |  | DFO |  |  |  | N | N |  | OVER |  | Y |  |  | Y | [18 empty] | Y | Y | N
Vintage1966 | petroleum | TRUE | 5109 | DTE Electric Company | 1744 | Superior | MI | Washtenaw | 1 | Petroleum Liquids | GT |  | S | X | X |  |  | 16 | 0.85 | 13 | 19 | 5 | N |  |  | OP | X | 10 | 1966 |  |  | N | Electric Utility | 1 | X X X: X; DFO RC RC: DFO |  |  | N | N |  | 1H | [23 empty] | N
Vintage1966 | petroleum | TRUE | 5109 | DTE Electric Company | 1744 | Superior | MI | Washtenaw | 2 | Petroleum Liquids | GT |  | S | X | X |  |  | 16 | 0.85 | 13 | 19 | 5 | N |  |  | OP | X | 10 | 1966 |  |  | N | Electric Utility | 1 | X X X: X; DFO RC RC: DFO |  |  | N | N |  | 1H | [23 empty] | N
Vintage1966 | petroleum | TRUE | 5109 | DTE Electric Company | 1744 | Superior | MI | Washtenaw | 3 | Petroleum Liquids | GT |  | S | X | X |  |  | 16 | 0.85 | 12 | 18 | 5 | N |  |  | OP | X | 10 | 1966 |  |  | N | Electric Utility | 1 | X X X: X; DFO RC RC: DFO |  |  | N | N |  | 1H | [23 empty] | N
Vintage1966 | petroleum | TRUE | 5109 | DTE Electric Company | 1744 | Superior | MI | Washtenaw | 4 | Petroleum Liquids | GT |  | S | X | X |  |  | 16 | 0.85 | 14 | 20 | 5 | N |  |  | OP | X | 10 | 1966 |  |  | N | Electric Utility | 1 | X X X: X; DFO RC RC: DFO |  |  | N |  |  | 1H | [23 empty] | N
Vintage1968 | hard coal | TRUE | 5109 | DTE Electric Company | 1745 | Trenton Channel | MI | Wayne | 9 | Conventional Steam Coal | ST |  | S | X | X |  |  | 535.5 | 0.9 | 495 | 495 | 158 | N |  |  | OP | X | 1 | 1968 | 12 | 2022 | N | Electric Utility | 1 | X | SUB | BIT | OTH | DFO |  |  | DFO |  |  |  | N | N |  | OVER |  | Y |  |  | Y | [18 empty] | Y | Y | N
Vintage1968 | petroleum | TRUE | 5109 | DTE Electric Company | 1746 | Wilmot | MI | Tuscola | 1 | Petroleum Liquids | IC |  | S | X | X |  |  | 2.7 | 0.8 | 2 | 2 | 0.6 | N |  |  | OP | X | 12 | 1968 |  |  | N | Electric Utility | 1 | X X X: X; DFO RC RC: DFO |  |  | N | N |  | 10M | [23 empty] | N
Vintage1968 | petroleum | TRUE | 5109 | DTE Electric Company | 1746 | Wilmot | MI | Tuscola | 2 | Petroleum Liquids | IC |  | S | X | X |  |  | 2.7 | 0.8 | 3 | 3 | 0.6 | N |  |  | OP | X | 12 | 1968 |  |  | N | Electric Utility | 1 | X X X: X; DFO RC RC: DFO |  |  | N | N |  | 10M | [23 empty] | N
Vintage1968 | petroleum | TRUE | 5109 | DTE Electric Company | 1746 | Wilmot | MI | Tuscola | 3 | Petroleum Liquids | IC |  | S | X | X |  |  | 2.7 | 0.8 | 3 | 3 | 0.6 | N |  |  | OP | X | 12 | 1968 |  |  | N | Electric Utility | 1 | X X X: X; DFO RC RC: DFO |  |  | N | N |  | 10M | [23 empty] | N
Vintage1968 | petroleum | TRUE | 5109 | DTE Electric Company | 1746 | Wilmot | MI | Tuscola | 4 | Petroleum Liquids | IC |  | S | X | X |  |  | 2.7 | 0.8 | 3 | 3 | 0.6 | N |  |  | OP | X | 12 | 1968 |  |  | N | Electric Utility | 1 | X X X: X; DFO RC RC: DFO |  |  | N | N |  | 10M | [23 empty] | N
Vintage1968 | petroleum | TRUE | 5109 | DTE Electric Company | 1746 | Wilmot | MI | Tuscola | 5 | Petroleum Liquids | IC |  | S | X | X |  |  | 2.7 | 0.8 | 3 | 3 | 0.6 | N |  |  | OP | X | 12 | 1968 |  |  | N | Electric Utility | 1 | X X X: X; DFO RC RC: DFO |  |  | N | N |  | 10M | [23 empty] | N
Vintage1960 | petroleum | TRUE | 3828 | Cloverland Electric Co-op | 1750 | Manistique | MI | Schoolcraft | 1 | Petroleum Liquids | IC |  | S | X | X | MIUP.MANSTQN1 |  | 2 | 0.9 | 2 | 2 | 2 | N |  |  | OP | X | 7 | 1960 |  |  | N | Electric Utility | 1 | X X X: X; DFO RC RC: DFO |  |  | N | N |  | 1H | [23 empty] | N | N | N
Vintage1972 | petroleum | TRUE | 3828 | Cloverland Electric Co-op | 1750 | Manistique | MI | Schoolcraft | 2 | Petroleum Liquids | IC |  | S | X | X | MIUP.MANSTQN1 |  | 2.8 | 0.9 | 2.8 | 2.8 | 2.8 | N |  |  | OP | X | 12 | 1972 |  |  | N | Electric Utility | 1 | X X X: X; DFO RC RC: DFO |  |  | N | N |  | 1H | [23 empty] | N | N | N
Vintage1963 | hydro | TRUE | 3828 | Cloverland Electric Co-op | 1751 | Edison Sault | MI | Chippewa | 10 | Conventional Hydroelectric | HY |  | S | X | X | MIUP.CLVHDRTN1 |  | 0.6 | 0.9 | 0.4 | 0.3 | 0.4 | N |  |  | OP | X | 7 | 1963 |  |  | N | Electric Utility | 1 | X X X: X; DFO RC RC: WAT |  |  | N | N |  | 10M
Vintage1963 | hydro | TRUE | 3828 | Cloverland Electric Co-op | 1751 | Edison Sault | MI | Chippewa | 11 | Conventional Hydroelectric | HY |  | S | X | X | MIUP.CLVHDRTN1 |  | 0.6 | 0.9 | 0.4 | 0.3 | 0.4 | N |  |  | OP | X | 7 | 1963 |  |  | N | Electric Utility | 1 | X X X: X; DFO RC RC: WAT | [5 empty] | 10M
Vintage1963 | hydro | TRUE | 3828 | Cloverland Electric Co-op | 1751 | Edison Sault | MI | Chippewa | 12 | Conventional Hydroelectric | HY |  | S | X | X | MIUP.CLVHDRTN1 |  | 0.6 | 0.9 | 0.4 | 0.3 | 0.4 | N |  |  | OP | X | 7 | 1963 |  |  | N | Electric Utility | 1 | X X X: X; DFO RC RC: WAT | [5 empty] | 10M
Vintage1963 | hydro | TRUE | 3828 | Cloverland Electric Co-op | 1751 | Edison Sault | MI | Chippewa | 13 | Conventional Hydroelectric | HY |  | S | X | X | MIUP.CLVHDRTN1 |  | 0.6 | 0.9 | 0.4 | 0.3 | 0.4 | N |  |  | OP | X | 7 | 1963 |  |  | N | Electric Utility | 1 | X X X: X; DFO RC RC: WAT | [5 empty] | 10M
Vintage1963 | hydro | TRUE | 3828 | Cloverland Electric Co-op | 1751 | Edison Sault | MI | Chippewa | 14 | Conventional Hydroelectric | HY |  | S | X | X | MIUP.CLVHDRTN1 |  | 0.6 | 0.9 | 0.4 | 0.3 | 0.4 | N |  |  | OP | X | 7 | 1963 |  |  | N | Electric Utility | 1 | X X X: X; DFO RC RC: WAT | [5 empty] | 10M
Vintage1963 | hydro | TRUE | 3828 | Cloverland Electric Co-op | 1751 | Edison Sault | MI | Chippewa | 15 | Conventional Hydroelectric | HY |  | S | X | X | MIUP.CLVHDRTN1 |  | 0.6 | 0.9 | 0.4 | 0.3 | 0.4 | N |  |  | OP | X | 7 | 1963 |  |  | N | Electric Utility | 1 | X X X: X; DFO RC RC: WAT | [5 empty] | 10M
Vintage1963 | hydro | TRUE | 3828 | Cloverland Electric Co-op | 1751 | Edison Sault | MI | Chippewa | 16 | Conventional Hydroelectric | HY |  | S | X | X | MIUP.CLVHDRTN1 |  | 0.6 | 0.9 | 0.4 | 0.3 | 0.4 | N |  |  | OP | X | 7 | 1963 |  |  | N | Electric Utility | 1 | X X X: X; DFO RC RC: WAT | [5 empty] | 10M
Vintage1963 | hydro | TRUE | 3828 | Cloverland Electric Co-op | 1751 | Edison Sault | MI | Chippewa | 17 | Conventional Hydroelectric | HY |  | S | X | X | MIUP.CLVHDRTN1 |  | 0.6 | 0.9 | 0.4 | 0.3 | 0.4 | N |  |  | OP | X | 7 | 1963 |  |  | N | Electric Utility | 1 | X X X: X; DFO RC RC: WAT | [5 empty] | 10M
Vintage1963 | hydro | TRUE | 3828 | Cloverland Electric Co-op | 1751 | Edison Sault | MI | Chippewa | 18 | Conventional Hydroelectric | HY |  | S | X | X | MIUP.CLVHDRTN1 |  | 0.6 | 0.9 | 0.4 | 0.3 | 0.4 | N |  |  | OP | X | 7 | 1963 |  |  | N | Electric Utility | 1 | X X X: X; DFO RC RC: WAT | [5 empty] | 10M
Vintage1963 | hydro | TRUE | 3828 | Cloverland Electric Co-op | 1751 | Edison Sault | MI | Chippewa | 19 | Conventional Hydroelectric | HY |  | S | X | X | MIUP.CLVHDRTN1 |  | 0.6 | 0.9 | 0.4 | 0.3 | 0.4 | N |  |  | OP | X | 7 | 1963 |  |  | N | Electric Utility | 1 | X X X: X; DFO RC RC: WAT | [5 empty] | 10M
Vintage1963 | hydro | TRUE | 3828 | Cloverland Electric Co-op | 1751 | Edison Sault | MI | Chippewa | 20 | Conventional Hydroelectric | HY |  | S | X | X | MIUP.CLVHDRTN1 |  | 0.6 | 0.9 | 0.4 | 0.3 | 0.4 | N |  |  | OP | X | 7 | 1963 |  |  | N | Electric Utility | 1 | X X X: X; DFO RC RC: WAT | [5 empty] | 10M
Vintage1963 | hydro | TRUE | 3828 | Cloverland Electric Co-op | 1751 | Edison Sault | MI | Chippewa | 21 | Conventional Hydroelectric | HY |  | S | X | X | MIUP.CLVHDRTN1 |  | 0.6 | 0.9 | 0.4 | 0.3 | 0.4 | N |  |  | OP | X | 7 | 1963 |  |  | N | Electric Utility | 1 | X X X: X; DFO RC RC: WAT | [5 empty] | 10M
Vintage1963 | hydro | TRUE | 3828 | Cloverland Electric Co-op | 1751 | Edison Sault | MI | Chippewa | 22 | Conventional Hydroelectric | HY |  | S | X | X | MIUP.CLVHDRTN1 |  | 0.6 | 0.9 | 0.4 | 0.3 | 0.4 | N |  |  | OP | X | 7 | 1963 |  |  | N | Electric Utility | 1 | X X X: X; DFO RC RC: WAT | [5 empty] | 10M
Vintage1963 | hydro | TRUE | 3828 | Cloverland Electric Co-op | 1751 | Edison Sault | MI | Chippewa | 23 | Conventional Hydroelectric | HY |  | S | X | X | MIUP.CLVHDRTN1 |  | 0.6 | 0.9 | 0.4 | 0.3 | 0.4 | N |  |  | OP | X | 7 | 1963 |  |  | N | Electric Utility | 1 | X X X: X; DFO RC RC: WAT | [5 empty] | 10M
Vintage1963 | hydro | TRUE | 3828 | Cloverland Electric Co-op | 1751 | Edison Sault | MI | Chippewa | 24 | Conventional Hydroelectric | HY |  | S | X | X | MIUP.CLVHDRTN1 |  | 0.6 | 0.9 | 0.4 | 0.3 | 0.4 | N |  |  | OP | X | 7 | 1963 |  |  | N | Electric Utility | 1 | X X X: X; DFO RC RC: WAT | [5 empty] | 10M
Vintage1963 | hydro | TRUE | 3828 | Cloverland Electric Co-op | 1751 | Edison Sault | MI | Chippewa | 25 | Conventional Hydroelectric | HY |  | S | X | X | MIUP.CLVHDRTN1 |  | 0.6 | 0.9 | 0.4 | 0.3 | 0.4 | N |  |  | OP | X | 7 | 1963 |  |  | N | Electric Utility | 1 | X X X: X; DFO RC RC: WAT | [5 empty] | 10M
Vintage1963 | hydro | TRUE | 3828 | Cloverland Electric Co-op | 1751 | Edison Sault | MI | Chippewa | 26 | Conventional Hydroelectric | HY |  | S | X | X | MIUP.CLVHDRTN1 |  | 0.6 | 0.9 | 0.4 | 0.3 | 0.4 | N |  |  | OP | X | 7 | 1963 |  |  | N | Electric Utility | 1 | X X X: X; DFO RC RC: WAT | [5 empty] | 10M
Vintage1963 | hydro | TRUE | 3828 | Cloverland Electric Co-op | 1751 | Edison Sault | MI | Chippewa | 27 | Conventional Hydroelectric | HY |  | S | X | X | MIUP.CLVHDRTN1 |  | 0.6 | 0.9 | 0.4 | 0.3 | 0.4 | N |  |  | OP | X | 7 | 1963 |  |  | N | Electric Utility | 1 | X X X: X; DFO RC RC: WAT | [5 empty] | 10M
Vintage1963 | hydro | TRUE | 3828 | Cloverland Electric Co-op | 1751 | Edison Sault | MI | Chippewa | 28 | Conventional Hydroelectric | HY |  | S | X | X | MIUP.CLVHDRTN1 |  | 0.6 | 0.9 | 0.4 | 0.3 | 0.4 | N |  |  | OP | X | 7 | 1963 |  |  | N | Electric Utility | 1 | X X X: X; DFO RC RC: WAT | [5 empty] | 10M
Vintage1963 | hydro | TRUE | 3828 | Cloverland Electric Co-op | 1751 | Edison Sault | MI | Chippewa | 29 | Conventional Hydroelectric | HY |  | S | X | X | MIUP.CLVHDRTN1 |  | 0.6 | 0.9 | 0.4 | 0.3 | 0.4 | N |  |  | OP | X | 7 | 1963 |  |  | N | Electric Utility | 1 | X X X: X; DFO RC RC: WAT | [5 empty] | 10M
Vintage1963 | hydro | TRUE | 3828 | Cloverland Electric Co-op | 1751 | Edison Sault | MI | Chippewa | 30 | Conventional Hydroelectric | HY |  | S | X | X | MIUP.CLVHDRTN1 |  | 0.6 | 0.9 | 0.4 | 0.3 | 0.4 | N |  |  | OP | X | 7 | 1963 |  |  | N | Electric Utility | 1 | X X X: X; DFO RC RC: WAT | [5 empty] | 10M
Vintage1963 | hydro | TRUE | 3828 | Cloverland Electric Co-op | 1751 | Edison Sault | MI | Chippewa | 31 | Conventional Hydroelectric | HY |  | S | X | X | MIUP.CLVHDRTN1 |  | 0.6 | 0.9 | 0.4 | 0.3 | 0.4 | N |  |  | OP | X | 7 | 1963 |  |  | N | Electric Utility | 1 | X X X: X; DFO RC RC: WAT | [5 empty] | 10M
Vintage1963 | hydro | TRUE | 3828 | Cloverland Electric Co-op | 1751 | Edison Sault | MI | Chippewa | 32 | Conventional Hydroelectric | HY |  | S | X | X | MIUP.CLVHDRTN1 |  | 0.6 | 0.9 | 0.4 | 0.3 | 0.4 | N |  |  | OP | X | 7 | 1963 |  |  | N | Electric Utility | 1 | X X X: X; DFO RC RC: WAT | [5 empty] | 10M
Vintage1963 | hydro | TRUE | 3828 | Cloverland Electric Co-op | 1751 | Edison Sault | MI | Chippewa | 33 | Conventional Hydroelectric | HY |  | S | X | X | MIUP.CLVHDRTN1 |  | 0.6 | 0.9 | 0.4 | 0.3 | 0.4 | N |  |  | OP | X | 7 | 1963 |  |  | N | Electric Utility | 1 | X X X: X; DFO RC RC: WAT | [5 empty] | 10M
Vintage1963 | hydro | TRUE | 3828 | Cloverland Electric Co-op | 1751 | Edison Sault | MI | Chippewa | 34 | Conventional Hydroelectric | HY |  | S | X | X | MIUP.CLVHDRTN1 |  | 0.6 | 0.9 | 0.4 | 0.3 | 0.4 | N |  |  | OP | X | 7 | 1963 |  |  | N | Electric Utility | 1 | X X X: X; DFO RC RC: WAT | [5 empty] | 10M
Vintage1963 | hydro | TRUE | 3828 | Cloverland Electric Co-op | 1751 | Edison Sault | MI | Chippewa | 35 | Conventional Hydroelectric | HY |  | S | X | X | MIUP.CLVHDRTN1 |  | 0.6 | 0.9 | 0.4 | 0.3 | 0.4 | N |  |  | OP | X | 7 | 1963 |  |  | N | Electric Utility | 1 | X X X: X; DFO RC RC: WAT | [5 empty] | 10M
Vintage1963 | hydro | TRUE | 3828 | Cloverland Electric Co-op | 1751 | Edison Sault | MI | Chippewa | 36 | Conventional Hydroelectric | HY |  | S | X | X | MIUP.CLVHDRTN1 |  | 0.6 | 0.9 | 0.4 | 0.3 | 0.4 | N |  |  | OP | X | 7 | 1963 |  |  | N | Electric Utility | 1 | X X X: X; DFO RC RC: WAT | [5 empty] | 10M
Vintage1963 | hydro | TRUE | 3828 | Cloverland Electric Co-op | 1751 | Edison Sault | MI | Chippewa | 37 | Conventional Hydroelectric | HY |  | S | X | X | MIUP.CLVHDRTN1 |  | 0.6 | 0.9 | 0.4 | 0.3 | 0.4 | N |  |  | OP | X | 7 | 1963 |  |  | N | Electric Utility | 1 | X X X: X; DFO RC RC: WAT | [5 empty] | 10M
Vintage1963 | hydro | TRUE | 3828 | Cloverland Electric Co-op | 1751 | Edison Sault | MI | Chippewa | 38 | Conventional Hydroelectric | HY |  | S | X | X | MIUP.CLVHDRTN1 |  | 0.6 | 0.9 | 0.4 | 0.3 | 0.4 | N |  |  | OP | X | 7 | 1963 |  |  | N | Electric Utility | 1 | X X X: X; DFO RC RC: WAT | [5 empty] | 10M
Vintage1963 | hydro | TRUE | 3828 | Cloverland Electric Co-op | 1751 | Edison Sault | MI | Chippewa | 39 | Conventional Hydroelectric | HY |  | S | X | X | MIUP.CLVHDRTN1 |  | 0.6 | 0.9 | 0.4 | 0.3 | 0.4 | N |  |  | OP | X | 7 | 1963 |  |  | N | Electric Utility | 1 | X X X: X; DFO RC RC: WAT | [5 empty] | 10M
Vintage1963 | hydro | TRUE | 3828 | Cloverland Electric Co-op | 1751 | Edison Sault | MI | Chippewa | 40 | Conventional Hydroelectric | HY |  | S | X | X | MIUP.CLVHDRTN1 |  | 0.6 | 0.9 | 0.4 | 0.3 | 0.4 | N |  |  | OP | X | 7 | 1963 |  |  | N | Electric Utility | 1 | X X X: X; DFO RC RC: WAT | [5 empty] | 10M
Vintage1901 | hydro | TRUE | 3828 | Cloverland Electric Co-op | 1751 | Edison Sault | MI | Chippewa | 41 | Conventional Hydroelectric | HY |  | S | X | X | MIUP.CLVHDRTN1 |  | 0.6 | 0.9 | 0.4 | 0.3 | 0.4 | N |  |  | OP | X | 7 | 1901 |  |  | N | Electric Utility | 1 | X X X: X; DFO RC RC: WAT | [5 empty] | 10M
Vintage1901 | hydro | TRUE | 3828 | Cloverland Electric Co-op | 1751 | Edison Sault | MI | Chippewa | 42 | Conventional Hydroelectric | HY |  | S | X | X | MIUP.CLVHDRTN1 |  | 0.5 | 0.9 | 0.4 | 0.3 | 0.4 | N |  |  | OP | X | 7 | 1901 |  |  | N | Electric Utility | 1 | X X X: X; DFO RC RC: WAT | [5 empty] | 10M
Vintage1916 | hydro | TRUE | 3828 | Cloverland Electric Co-op | 1751 | Edison Sault | MI | Chippewa | 45 | Conventional Hydroelectric | HY |  | S | X | X | MIUP.CLVHDRTN1 |  | 0.6 | 0.9 | 0.4 | 0.3 | 0.4 | N |  |  | OP | X | 7 | 1916 |  |  | N | Electric Utility | 1 | X X X: X; DFO RC RC: WAT | [5 empty] | 10M
Vintage1963 | hydro | TRUE | 3828 | Cloverland Electric Co-op | 1751 | Edison Sault | MI | Chippewa | 46 | Conventional Hydroelectric | HY |  | S | X | X | MIUP.CLVHDRTN1 |  | 0.6 | 0.9 | 0.4 | 0.4 | 0.4 | N |  |  | OP | X | 7 | 1963 |  |  | N | Electric Utility | 1 | X X X: X; DFO RC RC: WAT | [5 empty] | 10M
Vintage1963 | hydro | TRUE | 3828 | Cloverland Electric Co-op | 1751 | Edison Sault | MI | Chippewa | 47 | Conventional Hydroelectric | HY |  | S | X | X | MIUP.CLVHDRTN1 |  | 0.6 | 0.9 | 0.4 | 0.4 | 0.4 | N |  |  | OP | X | 7 | 1963 |  |  | N | Electric Utility | 1 | X X X: X; DFO RC RC: WAT | [5 empty] | 10M
Vintage1963 | hydro | TRUE | 3828 | Cloverland Electric Co-op | 1751 | Edison Sault | MI | Chippewa | 48 | Conventional Hydroelectric | HY |  | S | X | X | MIUP.CLVHDRTN1 |  | 0.6 | 0.9 | 0.4 | 0.4 | 0.4 | N |  |  | OP | X | 7 | 1963 |  |  | N | Electric Utility | 1 | X X X: X; DFO RC RC: WAT | [5 empty] | 10M
Vintage1963 | hydro | TRUE | 3828 | Cloverland Electric Co-op | 1751 | Edison Sault | MI | Chippewa | 49 | Conventional Hydroelectric | HY |  | S | X | X | MIUP.CLVHDRTN1 |  | 0.6 | 0.9 | 0.4 | 0.4 | 0.4 | N |  |  | OP | X | 7 | 1963 |  |  | N | Electric Utility | 1 | X X X: X; DFO RC RC: WAT | [5 empty] | 10M
Vintage1963 | hydro | TRUE | 3828 | Cloverland Electric Co-op | 1751 | Edison Sault | MI | Chippewa | 50 | Conventional Hydroelectric | HY |  | S | X | X | MIUP.CLVHDRTN1 |  | 0.6 | 0.9 | 0.4 | 0.4 | 0.4 | N |  |  | OP | X | 7 | 1963 |  |  | N | Electric Utility | 1 | X X X: X; DFO RC RC: WAT | [5 empty] | 10M
Vintage1963 | hydro | TRUE | 3828 | Cloverland Electric Co-op | 1751 | Edison Sault | MI | Chippewa | 51 | Conventional Hydroelectric | HY |  | S | X | X | MIUP.CLVHDRTN1 |  | 0.6 | 0.9 | 0.4 | 0.4 | 0.4 | N |  |  | OP | X | 7 | 1963 |  |  | N | Electric Utility | 1 | X X X: X; DFO RC RC: WAT | [5 empty] | 10M
Vintage1963 | hydro | TRUE | 3828 | Cloverland Electric Co-op | 1751 | Edison Sault | MI | Chippewa | 52 | Conventional Hydroelectric | HY |  | S | X | X | MIUP.CLVHDRTN1 |  | 0.6 | 0.9 | 0.4 | 0.3 | 0.4 | N |  |  | OP | X | 7 | 1963 |  |  | N | Electric Utility | 1 | X X X: X; DFO RC RC: WAT | [5 empty] | 10M
Vintage1963 | hydro | TRUE | 3828 | Cloverland Electric Co-op | 1751 | Edison Sault | MI | Chippewa | 53 | Conventional Hydroelectric | HY |  | S | X | X | MIUP.CLVHDRTN1 |  | 0.6 | 0.9 | 0.4 | 0.3 | 0.4 | N |  |  | OP | X | 7 | 1963 |  |  | N | Electric Utility | 1 | X X X: X; DFO RC RC: WAT | [5 empty] | 10M
Vintage1963 | hydro | TRUE | 3828 | Cloverland Electric Co-op | 1751 | Edison Sault | MI | Chippewa | 54 | Conventional Hydroelectric | HY |  | S | X | X | MIUP.CLVHDRTN1 |  | 0.6 | 0.9 | 0.4 | 0.3 | 0.4 | N |  |  | OP | X | 7 | 1963 |  |  | N | Electric Utility | 1 | X X X: X; DFO RC RC: WAT | [5 empty] | 10M
Vintage1963 | hydro | TRUE | 3828 | Cloverland Electric Co-op | 1751 | Edison Sault | MI | Chippewa | 55 | Conventional Hydroelectric | HY |  | S | X | X | MIUP.CLVHDRTN1 |  | 0.6 | 0.9 | 0.4 | 0.3 | 0.4 | N |  |  | OP | X | 7 | 1963 |  |  | N | Electric Utility | 1 | X X X: X; DFO RC RC: WAT | [5 empty] | 10M
Vintage1963 | hydro | TRUE | 3828 | Cloverland Electric Co-op | 1751 | Edison Sault | MI | Chippewa | 56 | Conventional Hydroelectric | HY |  | S | X | X | MIUP.CLVHDRTN1 |  | 0.6 | 0.9 | 0.4 | 0.3 | 0.4 | N |  |  | OP | X | 7 | 1963 |  |  | N | Electric Utility | 1 | X X X: X; DFO RC RC: WAT | [5 empty] | 10M
Vintage1963 | hydro | TRUE | 3828 | Cloverland Electric Co-op | 1751 | Edison Sault | MI | Chippewa | 57 | Conventional Hydroelectric | HY |  | S | X | X | MIUP.CLVHDRTN1 |  | 0.6 | 0.9 | 0.4 | 0.3 | 0.4 | N |  |  | OP | X | 7 | 1963 |  |  | N | Electric Utility | 1 | X X X: X; DFO RC RC: WAT | [5 empty] | 10M
Vintage1963 | hydro | TRUE | 3828 | Cloverland Electric Co-op | 1751 | Edison Sault | MI | Chippewa | 58 | Conventional Hydroelectric | HY |  | S | X | X | MIUP.CLVHDRTN1 |  | 0.6 | 0.9 | 0.4 | 0.3 | 0.4 | N |  |  | OP | X | 7 | 1963 |  |  | N | Electric Utility | 1 | X X X: X; DFO RC RC: WAT | [5 empty] | 10M
Vintage1963 | hydro | TRUE | 3828 | Cloverland Electric Co-op | 1751 | Edison Sault | MI | Chippewa | 59 | Conventional Hydroelectric | HY |  | S | X | X | MIUP.CLVHDRTN1 |  | 0.6 | 0.9 | 0.4 | 0.3 | 0.4 | N |  |  | OP | X | 7 | 1963 |  |  | N | Electric Utility | 1 | X X X: X; DFO RC RC: WAT | [5 empty] | 10M
Vintage1963 | hydro | TRUE | 3828 | Cloverland Electric Co-op | 1751 | Edison Sault | MI | Chippewa | 6 | Conventional Hydroelectric | HY |  | S | X | X | MIUP.CLVHDRTN1 |  | 0.6 | 0.9 | 0.4 | 0.3 | 0.4 | N |  |  | OP | X | 7 | 1963 |  |  | N | Electric Utility | 1 | X X X: X; DFO RC RC: WAT | [5 empty] | 10M
Vintage1963 | hydro | TRUE | 3828 | Cloverland Electric Co-op | 1751 | Edison Sault | MI | Chippewa | 60 | Conventional Hydroelectric | HY |  | S | X | X | MIUP.CLVHDRTN1 |  | 0.6 | 0.9 | 0.4 | 0.3 | 0.4 | N |  |  | OP | X | 7 | 1963 |  |  | N | Electric Utility | 1 | X X X: X; DFO RC RC: WAT | [5 empty] | 10M
Vintage1963 | hydro | TRUE | 3828 | Cloverland Electric Co-op | 1751 | Edison Sault | MI | Chippewa | 61 | Conventional Hydroelectric | HY |  | S | X | X | MIUP.CLVHDRTN1 |  | 0.6 | 0.9 | 0.4 | 0.3 | 0.4 | N |  |  | OP | X | 7 | 1963 |  |  | N | Electric Utility | 1 | X X X: X; DFO RC RC: WAT | [5 empty] | 10M
Vintage1916 | hydro | TRUE | 3828 | Cloverland Electric Co-op | 1751 | Edison Sault | MI | Chippewa | 62 | Conventional Hydroelectric | HY |  | S | X | X | MIUP.CLVHDRTN1 |  | 0.5 | 0.9 | 0.4 | 0.3 | 0.4 | N |  |  | OP | X | 7 | 1916 |  |  | N | Electric Utility | 1 | X X X: X; DFO RC RC: WAT | [5 empty] | 10M
Vintage1916 | hydro | TRUE | 3828 | Cloverland Electric Co-op | 1751 | Edison Sault | MI | Chippewa | 63 | Conventional Hydroelectric | HY |  | S | X | X | MIUP.CLVHDRTN1 |  | 0.5 | 0.9 | 0.4 | 0.3 | 0.4 | N |  |  | OP | X | 7 | 1916 |  |  | N | Electric Utility | 1 | X X X: X; DFO RC RC: WAT | [5 empty] | 10M
Vintage1916 | hydro | TRUE | 3828 | Cloverland Electric Co-op | 1751 | Edison Sault | MI | Chippewa | 64 | Conventional Hydroelectric | HY |  | S | X | X | MIUP.CLVHDRTN1 |  | 0.5 | 0.9 | 0.4 | 0.3 | 0.4 | N |  |  | OP | X | 7 | 1916 |  |  | N | Electric Utility | 1 | X X X: X; DFO RC RC: WAT | [5 empty] | 10M
Vintage1916 | hydro | TRUE | 3828 | Cloverland Electric Co-op | 1751 | Edison Sault | MI | Chippewa | 65 | Conventional Hydroelectric | HY |  | S | X | X | MIUP.CLVHDRTN1 |  | 0.5 | 0.9 | 0.4 | 0.3 | 0.4 | N |  |  | OP | X | 7 | 1916 |  |  | N | Electric Utility | 1 | X X X: X; DFO RC RC: WAT | [5 empty] | 10M
Vintage1916 | hydro | TRUE | 3828 | Cloverland Electric Co-op | 1751 | Edison Sault | MI | Chippewa | 66 | Conventional Hydroelectric | HY |  | S | X | X | MIUP.CLVHDRTN1 |  | 0.5 | 0.9 | 0.4 | 0.3 | 0.4 | N |  |  | OP | X | 7 | 1916 |  |  | N | Electric Utility | 1 | X X X: X; DFO RC RC: WAT | [5 empty] | 10M
Vintage1916 | hydro | TRUE | 3828 | Cloverland Electric Co-op | 1751 | Edison Sault | MI | Chippewa | 67 | Conventional Hydroelectric | HY |  | S | X | X | MIUP.CLVHDRTN1 |  | 0.5 | 0.9 | 0.4 | 0.3 | 0.4 | N |  |  | OP | X | 7 | 1916 |  |  | N | Electric Utility | 1 | X X X: X; DFO RC RC: WAT | [5 empty] | 10M
Vintage1916 | hydro | TRUE | 3828 | Cloverland Electric Co-op | 1751 | Edison Sault | MI | Chippewa | 68 | Conventional Hydroelectric | HY |  | S | X | X | MIUP.CLVHDRTN1 |  | 0.5 | 0.9 | 0.4 | 0.3 | 0.4 | N |  |  | OP | X | 7 | 1916 |  |  | N | Electric Utility | 1 | X X X: X; DFO RC RC: WAT | [5 empty] | 10M
Vintage1916 | hydro | TRUE | 3828 | Cloverland Electric Co-op | 1751 | Edison Sault | MI | Chippewa | 69 | Conventional Hydroelectric | HY |  | S | X | X | MIUP.CLVHDRTN1 |  | 0.5 | 0.9 | 0.4 | 0.3 | 0.4 | N |  |  | OP | X | 7 | 1916 |  |  | N | Electric Utility | 1 | X X X: X; DFO RC RC: WAT | [5 empty] | 10M
Vintage1963 | hydro | TRUE | 3828 | Cloverland Electric Co-op | 1751 | Edison Sault | MI | Chippewa | 7 | Conventional Hydroelectric | HY |  | S | X | X | MIUP.CLVHDRTN1 |  | 0.6 | 0.9 | 0.4 | 0.3 | 0.4 | N |  |  | OP | X | 7 | 1963 |  |  | N | Electric Utility | 1 | X X X: X; DFO RC RC: WAT | [5 empty] | 10M
Vintage1916 | hydro | TRUE | 3828 | Cloverland Electric Co-op | 1751 | Edison Sault | MI | Chippewa | 70 | Conventional Hydroelectric | HY |  | S | X | X | MIUP.CLVHDRTN1 |  | 0.5 | 0.9 | 0.4 | 0.3 | 0.4 | N |  |  | OP | X | 7 | 1916 |  |  | N | Electric Utility | 1 | X X X: X; DFO RC RC: WAT | [5 empty] | 10M
Vintage1916 | hydro | TRUE | 3828 | Cloverland Electric Co-op | 1751 | Edison Sault | MI | Chippewa | 71 | Conventional Hydroelectric | HY |  | S | X | X | MIUP.CLVHDRTN1 |  | 0.5 | 0.9 | 0.4 | 0.3 | 0.4 | N |  |  | OP | X | 7 | 1916 |  |  | N | Electric Utility | 1 | X X X: X; DFO RC RC: WAT | [5 empty] | 10M
Vintage1916 | hydro | TRUE | 3828 | Cloverland Electric Co-op | 1751 | Edison Sault | MI | Chippewa | 72 | Conventional Hydroelectric | HY |  | S | X | X | MIUP.CLVHDRTN1 |  | 0.5 | 0.9 | 0.4 | 0.3 | 0.4 | N |  |  | OP | X | 7 | 1916 |  |  | N | Electric Utility | 1 | X X X: X; DFO RC RC: WAT | [5 empty] | 10M
Vintage1916 | hydro | TRUE | 3828 | Cloverland Electric Co-op | 1751 | Edison Sault | MI | Chippewa | 73 | Conventional Hydroelectric | HY |  | S | X | X | MIUP.CLVHDRTN1 |  | 0.5 | 0.9 | 0.4 | 0.3 | 0.4 | N |  |  | OP | X | 7 | 1916 |  |  | N | Electric Utility | 1 | X X X: X; DFO RC RC: WAT | [5 empty] | 10M
Vintage1916 | hydro | TRUE | 3828 | Cloverland Electric Co-op | 1751 | Edison Sault | MI | Chippewa | 74 | Conventional Hydroelectric | HY |  | S | X | X | MIUP.CLVHDRTN1 |  | 0.5 | 0.9 | 0.4 | 0.3 | 0.4 | N |  |  | OP | X | 7 | 1916 |  |  | N | Electric Utility | 1 | X X X: X; DFO RC RC: WAT | [5 empty] | 10M
Vintage1916 | hydro | TRUE | 3828 | Cloverland Electric Co-op | 1751 | Edison Sault | MI | Chippewa | 75 | Conventional Hydroelectric | HY |  | S | X | X | MIUP.CLVHDRTN1 |  | 0.5 | 0.9 | 0.4 | 0.3 | 0.4 | N |  |  | OP | X | 7 | 1916 |  |  | N | Electric Utility | 1 | X X X: X; DFO RC RC: WAT | [5 empty] | 10M
Vintage1916 | hydro | TRUE | 3828 | Cloverland Electric Co-op | 1751 | Edison Sault | MI | Chippewa | 76 | Conventional Hydroelectric | HY |  | S | X | X | MIUP.CLVHDRTN1 |  | 0.5 | 0.9 | 0.4 | 0.3 | 0.4 | N |  |  | OP | X | 7 | 1916 |  |  | N | Electric Utility | 1 | X X X: X; DFO RC RC: WAT | [5 empty] | 10M
Vintage1916 | hydro | TRUE | 3828 | Cloverland Electric Co-op | 1751 | Edison Sault | MI | Chippewa | 77 | Conventional Hydroelectric | HY |  | S | X | X | MIUP.CLVHDRTN1 |  | 0.5 | 0.9 | 0.4 | 0.3 | 0.4 | N |  |  | OP | X | 7 | 1916 |  |  | N | Electric Utility | 1 | X X X: X; DFO RC RC: WAT | [5 empty] | 10M
Vintage1916 | hydro | TRUE | 3828 | Cloverland Electric Co-op | 1751 | Edison Sault | MI | Chippewa | 78 | Conventional Hydroelectric | HY |  | S | X | X | MIUP.CLVHDRTN1 |  | 0.5 | 0.9 | 0.4 | 0.3 | 0.4 | N |  |  | OP | X | 7 | 1916 |  |  | N | Electric Utility | 1 | X X X: X; DFO RC RC: WAT | [5 empty] | 10M
Vintage1916 | hydro | TRUE | 3828 | Cloverland Electric Co-op | 1751 | Edison Sault | MI | Chippewa | 79 | Conventional Hydroelectric | HY |  | S | X | X | MIUP.CLVHDRTN1 |  | 0.5 | 0.9 | 0.4 | 0.3 | 0.4 | N |  |  | OP | X | 7 | 1916 |  |  | N | Electric Utility | 1 | X X X: X; DFO RC RC: WAT | [5 empty] | 10M
Vintage1963 | hydro | TRUE | 3828 | Cloverland Electric Co-op | 1751 | Edison Sault | MI | Chippewa | 8 | Conventional Hydroelectric | HY |  | S | X | X | MIUP.CLVHDRTN1 |  | 0.6 | 0.9 | 0.4 | 0.3 | 0.4 | N |  |  | OP | X | 7 | 1963 |  |  | N | Electric Utility | 1 | X X X: X; DFO RC RC: WAT | [5 empty] | 10M
Vintage1916 | hydro | TRUE | 3828 | Cloverland Electric Co-op | 1751 | Edison Sault | MI | Chippewa | 80 | Conventional Hydroelectric | HY |  | S | X | X | MIUP.CLVHDRTN1 |  | 0.5 | 0.9 | 0.4 | 0.3 | 0.4 | N |  |  | OP | X | 7 | 1916 |  |  | N | Electric Utility | 1 | X X X: X; DFO RC RC: WAT | [5 empty] | 10M
Vintage1963 | hydro | TRUE | 3828 | Cloverland Electric Co-op | 1751 | Edison Sault | MI | Chippewa | 9 | Conventional Hydroelectric | HY |  | S | X | X | MIUP.CLVHDRTN1 |  | 0.6 | 0.9 | 0.4 | 0.3 | 0.4 | N |  |  | OP | X | 7 | 1963 |  |  | N | Electric Utility | 1 | X X X: X; DFO RC RC: WAT | [5 empty] | 10M
Vintage1996 | hydro | TRUE | 9324 | Indiana Michigan Power Co | 1753 | Berrien Springs | MI | Berrien | 10 | Conventional Hydroelectric | HY |  | S | X | X | 32418285 | 34497125 | 0.6 | 0.8 | 0.4 | 0.2 | 0.1 | N |  |  | OP | X | 11 | 1996 |  |  | N | Electric Utility | 1 | X X X: X; DFO RC RC: WAT |  |  |  |  | 0 | 1H
Vintage1996 | hydro | TRUE | 9324 | Indiana Michigan Power Co | 1753 | Berrien Springs | MI | Berrien | 11 | Conventional Hydroelectric | HY |  | S | X | X | 32418287 | 34497125 | 0.6 | 0.8 | 0.4 | 0.2 | 0.1 | N |  |  | OP | X | 11 | 1996 |  |  | N | Electric Utility | 1 | X X X: X; DFO RC RC: WAT |  |  |  |  | 0 | 1H
Vintage1996 | hydro | TRUE | 9324 | Indiana Michigan Power Co | 1753 | Berrien Springs | MI | Berrien | 12 | Conventional Hydroelectric | HY |  | S | X | X | 32418289 | 34497125 | 0.6 | 0.8 | 0.4 | 0.2 | 0.1 | N |  |  | OP | X | 11 | 1996 |  |  | N | Electric Utility | 1 | X X X: X; DFO RC RC: WAT |  |  |  |  | 0 | 1H
Vintage1996 | hydro | TRUE | 9324 | Indiana Michigan Power Co | 1753 | Berrien Springs | MI | Berrien | 1A | Conventional Hydroelectric | HY |  | S | X | X | 32418283 | 34497125 | 0.6 | 0.8 | 0.4 | 0.2 | 0.1 | N |  |  | OP | X | 1 | 1996 |  |  | N | Electric Utility | 1 | X X X: X; DFO RC RC: WAT |  |  |  |  | 0 | 1H
Vintage1996 | hydro | TRUE | 9324 | Indiana Michigan Power Co | 1753 | Berrien Springs | MI | Berrien | 2A | Conventional Hydroelectric | HY |  | S | X | X | 32418291 | 34497125 | 0.6 | 1 | 0.4 | 0.2 | 0.1 | N |  |  | OP | X | 1 | 1996 |  |  | N | Electric Utility | 1 | X X X: X; DFO RC RC: WAT |  |  |  |  | 0 | 1H
Vintage1996 | hydro | TRUE | 9324 | Indiana Michigan Power Co | 1753 | Berrien Springs | MI | Berrien | 3A | Conventional Hydroelectric | HY |  | S | X | X | 32418293 | 34497125 | 0.6 | 1 | 0.4 | 0.2 | 0.1 | N |  |  | OP | X | 1 | 1996 |  |  | N | Electric Utility | 1 | X X X: X; DFO RC RC: WAT |  |  |  |  | 0 | 1H
Vintage1996 | hydro | TRUE | 9324 | Indiana Michigan Power Co | 1753 | Berrien Springs | MI | Berrien | 4A | Conventional Hydroelectric | HY |  | S | X | X | 32418295 | 34497125 | 0.6 | 1 | 0.4 | 0.2 | 0.1 | N |  |  | OP | X | 1 | 1996 |  |  | N | Electric Utility | 1 | X X X: X; DFO RC RC: WAT |  |  |  |  | 0 | 1H
Vintage1996 | hydro | TRUE | 9324 | Indiana Michigan Power Co | 1753 | Berrien Springs | MI | Berrien | 5 | Conventional Hydroelectric | HY |  | S | X | X | 32418297 | 34497125 | 0.6 | 0.8 | 0.4 | 0.2 | 0.1 | N |  |  | OP | X | 1 | 1996 |  |  | N | Electric Utility | 1 | X X X: X; DFO RC RC: WAT |  |  |  |  | 0 | 1H
Vintage1996 | hydro | TRUE | 9324 | Indiana Michigan Power Co | 1753 | Berrien Springs | MI | Berrien | 6 | Conventional Hydroelectric | HY |  | S | X | X | 32418299 | 34497125 | 0.6 | 0.8 | 0.4 | 0.2 | 0.1 | N |  |  | OP | X | 1 | 1996 |  |  | N | Electric Utility | 1 | X X X: X; DFO RC RC: WAT |  |  |  |  | 0 | 1H
Vintage1996 | hydro | TRUE | 9324 | Indiana Michigan Power Co | 1753 | Berrien Springs | MI | Berrien | 7 | Conventional Hydroelectric | HY |  | S | X | X | 32418301 | 34497125 | 0.6 | 0.8 | 0.4 | 0.2 | 0.1 | N |  |  | OP | X | 11 | 1996 |  |  | N | Electric Utility | 1 | X X X: X; DFO RC RC: WAT |  |  |  |  | 0 | 1H
Vintage1996 | hydro | TRUE | 9324 | Indiana Michigan Power Co | 1753 | Berrien Springs | MI | Berrien | 8 | Conventional Hydroelectric | HY |  | S | X | X | 32418303 | 34497125 | 0.6 | 0.8 | 0.4 | 0.2 | 0.1 | N |  |  | OP | X | 11 | 1996 |  |  | N | Electric Utility | 1 | X X X: X; DFO RC RC: WAT |  |  |  |  | 0 | 1H
Vintage1996 | hydro | TRUE | 9324 | Indiana Michigan Power Co | 1753 | Berrien Springs | MI | Berrien | 9 | Conventional Hydroelectric | HY |  | S | X | X | 32418305 | 34497125 | 0.6 | 0.8 | 0.4 | 0.2 | 0.1 | N |  |  | OP | X | 11 | 1996 |  |  | N | Electric Utility | 1 | X X X: X; DFO RC RC: WAT |  |  |  |  | 0 | 1H
Vintage1919 | hydro | TRUE | 9324 | Indiana Michigan Power Co | 1754 | Buchanan (MI) | MI | Berrien | 1 | Conventional Hydroelectric | HY |  | S | X | X | 32418309 | 34497125 | 0.4 | 0.8 | 0.2 | 0.2 | 0.1 | N |  |  | OP | X | 1 | 1919 |  |  | N | Electric Utility | 1 | X X X: X; DFO RC RC: WAT |  |  |  |  | 0 | 1H
Vintage1927 | hydro | TRUE | 9324 | Indiana Michigan Power Co | 1754 | Buchanan (MI) | MI | Berrien | 10 | Conventional Hydroelectric | HY |  | S | X | X | 32418311 | 34497125 | 0.5 | 0.8 | 0.2 | 0.2 | 0.1 | N |  |  | OP | X | 1 | 1927 |  |  | N | Electric Utility | 1 | X X X: X; DFO RC RC: WAT |  |  |  |  | 0 | 1H
Vintage1919 | hydro | TRUE | 9324 | Indiana Michigan Power Co | 1754 | Buchanan (MI) | MI | Berrien | 2 | Conventional Hydroelectric | HY |  | S | X | X | 32418313 | 34497125 | 0.4 | 0.8 | 0.2 | 0.2 | 0.1 | N |  |  | OP | X | 1 | 1919 |  |  | N | Electric Utility | 1 | X X X: X; DFO RC RC: WAT |  |  |  |  | 0 | 1H
Vintage1919 | hydro | TRUE | 9324 | Indiana Michigan Power Co | 1754 | Buchanan (MI) | MI | Berrien | 3 | Conventional Hydroelectric | HY |  | S | X | X | 32418315 | 34497125 | 0.4 | 0.8 | 0.2 | 0.2 | 0.1 | N |  |  | OP | X | 1 | 1919 |  |  | N | Electric Utility | 1 | X X X: X; DFO RC RC: WAT |  |  |  |  | 0 | 1H
Vintage1919 | hydro | TRUE | 9324 | Indiana Michigan Power Co | 1754 | Buchanan (MI) | MI | Berrien | 4 | Conventional Hydroelectric | HY |  | S | X | X | 32418317 | 34497125 | 0.4 | 0.8 | 0.2 | 0.2 | 0.1 | N |  |  | OP | X | 1 | 1919 |  |  | N | Electric Utility | 1 | X X X: X; DFO RC RC: WAT |  |  |  |  | 0 | 1H
Vintage1919 | hydro | TRUE | 9324 | Indiana Michigan Power Co | 1754 | Buchanan (MI) | MI | Berrien | 5 | Conventional Hydroelectric | HY |  | S | X | X | 32418319 | 34497125 | 0.4 | 0.8 | 0.2 | 0.2 | 0.1 | N |  |  | OP | X | 1 | 1919 |  |  | N | Electric Utility | 1 | X X X: X; DFO RC RC: WAT |  |  |  |  | 0 | 1H
Vintage1919 | hydro | TRUE | 9324 | Indiana Michigan Power Co | 1754 | Buchanan (MI) | MI | Berrien | 6 | Conventional Hydroelectric | HY |  | S | X | X | 32418321 | 34497125 | 0.4 | 0.8 | 0.2 | 0.2 | 0.1 | N |  |  | OP | X | 1 | 1919 |  |  | N | Electric Utility | 1 | X X X: X; DFO RC RC: WAT |  |  |  |  | 0 | 1H
Vintage1927 | hydro | TRUE | 9324 | Indiana Michigan Power Co | 1754 | Buchanan (MI) | MI | Berrien | 7 | Conventional Hydroelectric | HY |  | S | X | X | 32418323 | 34497125 | 0.5 | 0.8 | 0.2 | 0.2 | 0.1 | N |  |  | OP | X | 1 | 1927 |  |  | N | Electric Utility | 1 | X X X: X; DFO RC RC: WAT |  |  |  |  | 0 | 1H
Vintage1927 | hydro | TRUE | 9324 | Indiana Michigan Power Co | 1754 | Buchanan (MI) | MI | Berrien | 8 | Conventional Hydroelectric | HY |  | S | X | X | 32418325 | 34497125 | 0.5 | 0.8 | 0.2 | 0.2 | 0.1 | N |  |  | OP | X | 1 | 1927 |  |  | N | Electric Utility | 1 | X X X: X; DFO RC RC: WAT |  |  |  |  | 0 | 1H
Vintage1927 | hydro | TRUE | 9324 | Indiana Michigan Power Co | 1754 | Buchanan (MI) | MI | Berrien | 9 | Conventional Hydroelectric | HY |  | S | X | X | 32418327 | 34497125 | 0.5 | 0.8 | 0.2 | 0.2 | 0.1 | N |  |  | OP | X | 1 | 1927 |  |  | N | Electric Utility | 1 | X X X: X; DFO RC RC: WAT |  |  |  |  | 0 | 1H
Vintage1913 | hydro | TRUE | 13781 | Northern States Power Co - Minnesota | 1756 | Saxon Falls | WI | Iron | 1 | Conventional Hydroelectric | HY |  | S | X | X | Saxon Falls |  | 0.8 | 1 | 0.5 | 0.5 | 0.2 | N |  |  | OP | X | 1 | 1913 | 12 | 2064 | N | Electric Utility | 1 | X X X: X; DFO RC RC: WAT |  |  | N | N |  | 1H | [23 empty] | N
Vintage1913 | hydro | TRUE | 13781 | Northern States Power Co - Minnesota | 1756 | Saxon Falls | WI | Iron | 2 | Conventional Hydroelectric | HY |  | S | X | X | Saxon Falls |  | 0.8 | 1 | 0.5 | 0.6 | 0.2 | N |  |  | OP | X | 1 | 1913 | 12 | 2064 | N | Electric Utility | 1 | X X X: X; DFO RC RC: WAT |  |  | N | N |  | 1H | [23 empty] | N
Vintage1917 | hydro | TRUE | 13781 | Northern States Power Co - Minnesota | 1757 | Superior Falls | MI | Gogebic | 1 | Conventional Hydroelectric | HY |  | S | X | X | Superior Falls |  | 0.7 | 0.8 | 0.5 | 0.6 | 0.2 | N |  |  | OP | X | 1 | 1917 | 12 | 2064 | N | Electric Utility | 1 | X X X: X; DFO RC RC: WAT |  |  | N | N |  | 1H | [23 empty] | N
Vintage1917 | hydro | TRUE | 13781 | Northern States Power Co - Minnesota | 1757 | Superior Falls | MI | Gogebic | 2 | Conventional Hydroelectric | HY |  | S | X | X | Superior Falls |  | 0.7 | 0.8 | 0.5 | 0.6 | 0.2 | N |  |  | OP | X | 1 | 1917 | 12 | 2064 | N | Electric Utility | 1 | X X X: X; DFO RC RC: WAT |  |  | N | N |  | 1H | [23 empty] | N
Vintage1923 | hydro | TRUE | 9324 | Indiana Michigan Power Co | 1760 | Constantine | MI | St Joseph | 1 | Conventional Hydroelectric | HY |  | S | X | X | 32418375 | 34497125 | 0.3 | 0.8 | 0.1 | 0.2 | 0.1 | N |  |  | OP | X | 1 | 1923 |  |  | N | Electric Utility | 1 | X X X: X; DFO RC RC: WAT |  |  |  |  | 0 | 1H
Vintage1923 | hydro | TRUE | 9324 | Indiana Michigan Power Co | 1760 | Constantine | MI | St Joseph | 2 | Conventional Hydroelectric | HY |  | S | X | X | 32418377 | 34497125 | 0.3 | 0.8 | 0.1 | 0.2 | 0.1 | N |  |  | OP | X | 1 | 1923 |  |  | N | Electric Utility | 1 | X X X: X; DFO RC RC: WAT |  |  |  |  | 0 | 1H
Vintage1929 | hydro | TRUE | 9324 | Indiana Michigan Power Co | 1760 | Constantine | MI | St Joseph | 3 | Conventional Hydroelectric | HY |  | S | X | X | 32418379 | 34497125 | 0.3 | 0.8 | 0.1 | 0.2 | 0.1 | N |  |  | OP | X | 1 | 1929 |  |  | N | Electric Utility | 1 | X X X: X; DFO RC RC: WAT |  |  |  |  | 0 | 1H
Vintage1923 | hydro | TRUE | 9324 | Indiana Michigan Power Co | 1760 | Constantine | MI | St Joseph | 4 | Conventional Hydroelectric | HY |  | S | X | X | 32418381 | 34497125 | 0.3 | 0.8 | 0.1 | 0.2 | 0.1 | N |  |  | OP | X | 1 | 1923 |  |  | N | Electric Utility | 1 | X X X: X; DFO RC RC: WAT |  |  |  |  | 0 | 1H
Vintage1923 | hydro | TRUE | 9324 | Indiana Michigan Power Co | 1761 | Mottville | MI | St Joseph | 1 | Conventional Hydroelectric | HY |  | S | X | X | 32418473 | 34497125 | 0.4 | 0.8 | 0.1 | 0.2 | 0.1 | N |  |  | OP | X | 1 | 1923 |  |  | N | Electric Utility | 1 | X X X: X; DFO RC RC: WAT |  |  |  |  | 0 | 1H
Vintage1923 | hydro | TRUE | 9324 | Indiana Michigan Power Co | 1761 | Mottville | MI | St Joseph | 2 | Conventional Hydroelectric | HY |  | S | X | X | 32418475 | 34497125 | 0.4 | 0.8 | 0.1 | 0.2 | 0.1 | N |  |  | OP | X | 1 | 1923 |  |  | N | Electric Utility | 1 | X X X: X; DFO RC RC: WAT |  |  |  |  | 0 | 1H
Vintage1923 | hydro | TRUE | 9324 | Indiana Michigan Power Co | 1761 | Mottville | MI | St Joseph | 3 | Conventional Hydroelectric | HY |  | S | X | X | 32418477 | 34497125 | 0.4 | 0.8 | 0.1 | 0.2 | 0.1 | N |  |  | OP | X | 1 | 1923 |  |  | N | Electric Utility | 1 | X X X: X; DFO RC RC: WAT |  |  |  |  | 0 | 1H
Vintage1923 | hydro | TRUE | 9324 | Indiana Michigan Power Co | 1761 | Mottville | MI | St Joseph | 4 | Conventional Hydroelectric | HY |  | S | X | X | 32418479 | 34497125 | 0.4 | 0.8 | 0.1 | 0.2 | 0.1 | N |  |  | OP | X | 1 | 1923 |  |  | N | Electric Utility | 1 | X X X: X; DFO RC RC: WAT |  |  |  |  | 0 | 1H
Vintage1959 | biomass | TRUE | 56133 | L'Anse Warden Electric Company LLC | 1772 | John H Warden | MI | Baraga | 1 | Wood/Wood Waste Biomass | ST |  | S | X | X |  |  | 22 | 0.85 | 17.7 | 17.7 | 6 | N |  |  | OP | X | 8 | 1959 |  |  | N | IPP Non-CHP | 2 | X X X: X; DFO RC RC: WDS; DFO SUB SUB: TDF; DFO DFO DFO: NG |  |  | N | N |  | OVER | [23 empty] | Y | Y | N
Vintage1931 | hydro | TRUE | 19578 | Upper Peninsula Power Company | 1773 | Prickett | MI | Baraga | 1 | Conventional Hydroelectric | HY |  | S | X | X | UPPC.INTEGRATD | UPPC.INTEGRATD | 1.1 | 0.8 | 0.4 | 0.4 | 0 | N |  |  | OP | X | 11 | 1931 |  |  | N | Electric Utility | 1 | X X X: X; DFO RC RC: WAT |  |  | N | N | 0 | 10M | [23 empty] | N
Vintage1931 | hydro | TRUE | 19578 | Upper Peninsula Power Company | 1773 | Prickett | MI | Baraga | 2 | Conventional Hydroelectric | HY |  | S | X | X | UPPC.INTEGRATD | UPPC.INTEGRATD | 1.1 | 0.8 | 0.4 | 0.4 | 0 | N |  |  | OP | X | 11 | 1931 |  |  | N | Electric Utility | 1 | X X X: X; DFO RC RC: WAT |  |  | N | N |  | 10M | [23 empty] | N
Vintage1931 | hydro | TRUE | 19578 | Upper Peninsula Power Company | 1774 | Victoria Dam | MI | Ontonagon | 1 | Conventional Hydroelectric | HY |  | S | X | X | UPPC.VICTORIA1 | UPPC.VICTORIA1 | 6 | 0.8 | 5.9 | 5.9 | 0 | N |  |  | OP | X | 1 | 1931 |  |  | N | Electric Utility | 1 | X X X: X; DFO RC RC: WAT |  |  | N | N | 0 | 10M | [23 empty] | N
Vintage1931 | hydro | TRUE | 19578 | Upper Peninsula Power Company | 1774 | Victoria Dam | MI | Ontonagon | 2 | Conventional Hydroelectric | HY |  | S | X | X | UPPC.VICTORIA2 | UPPC.VICTORIA2 | 6 | 0.8 | 5.9 | 5.9 | 0 | N |  |  | OP | X | 1 | 1931 |  |  | N | Electric Utility | 1 | X X X: X; DFO RC RC: WAT |  |  | N | N | 0 | 10M | [23 empty] | N
Vintage1919 | hydro | TRUE | 20847 | Wisconsin Electric Power Co | 1775 | Brule | WI | Florence | 1 | Conventional Hydroelectric | HY |  | S | X | X |  |  | 1.3 | 0.8 | 1.3 | 1.3 | 0.1 | N |  |  | OP | X | 8 | 1919 |  |  | N | Electric Utility | 1 | X X X: X; DFO RC RC: WAT |  |  | N | N | 0 | 10M | [20 empty] | N |  |  | N
Vintage1919 | hydro | TRUE | 20847 | Wisconsin Electric Power Co | 1775 | Brule | WI | Florence | 2 | Conventional Hydroelectric | HY |  | S | X | X |  |  | 2 | 0.8 | 2 | 2 | 0.1 | N |  |  | OP | X | 1 | 1919 |  |  | N | Electric Utility | 1 | X X X: X; DFO RC RC: WAT |  |  | N | N | 0 | 10M | [20 empty] | N |  |  | N
Vintage1921 | hydro | TRUE | 20847 | Wisconsin Electric Power Co | 1775 | Brule | WI | Florence | 3 | Conventional Hydroelectric | HY |  | S | X | X |  |  | 2 | 0.8 | 2 | 2 | 0.1 | N |  |  | OP | X | 4 | 1921 |  |  | N | Electric Utility | 1 | X X X: X; DFO RC RC: WAT |  |  | N | N | 0 | 10M | [20 empty] | N |  |  | N
Vintage1927 | hydro | TRUE | 20847 | Wisconsin Electric Power Co | 1776 | Chalk Hill | MI | Menominee | 1 | Conventional Hydroelectric | HY |  | S | X | X |  |  | 2.6 | 0.8 | 2.6 | 2.6 | 0.6 | N |  |  | OP | X | 5 | 1927 |  |  | N | Electric Utility | 1 | X X X: X; DFO RC RC: WAT |  |  | N | N | 0 | 10M | [20 empty] | N |  |  | N
Vintage1927 | hydro | TRUE | 20847 | Wisconsin Electric Power Co | 1776 | Chalk Hill | MI | Menominee | 2 | Conventional Hydroelectric | HY |  | S | X | X |  |  | 2.6 | 0.8 | 2.6 | 2.6 | 0.7 | N |  |  | OP | X | 5 | 1927 |  |  | N | Electric Utility | 1 | X X X: X; DFO RC RC: WAT |  |  | N | N | 0 | 10M | [20 empty] | N |  |  | N
Vintage1927 | hydro | TRUE | 20847 | Wisconsin Electric Power Co | 1776 | Chalk Hill | MI | Menominee | 3 | Conventional Hydroelectric | HY |  | S | X | X |  |  | 2.6 | 0.8 | 2.6 | 2.6 | 1.7 | N |  |  | OP | X | 5 | 1927 |  |  | N | Electric Utility | 1 | X X X: X; DFO RC RC: WAT |  |  | N | N | 0 | 10M | [20 empty] | N |  |  | N
Vintage1953 | hydro | TRUE | 20847 | Wisconsin Electric Power Co | 1777 | Hemlock Falls | MI | Iron | 1 | Conventional Hydroelectric | HY |  | S | X | X |  |  | 2.8 | 0.9 | 2.8 | 2.8 | 0.4 | N |  |  | OP | X | 8 | 1953 |  |  | N | Electric Utility | 1 | X X X: X; DFO RC RC: WAT |  |  | N | N | 0 | 10M | [20 empty] | N |  |  | N
Vintage1924 | hydro | TRUE | 20847 | Wisconsin Electric Power Co | 1778 | Kingsford | MI | Dickinson | 1 | Conventional Hydroelectric | HY |  | S | X | X |  |  | 2.4 | 0.8 | 2.4 | 2.4 | 0.9 | N |  |  | OP | X | 5 | 1924 |  |  | N | Electric Utility | 1 | X X X: X; DFO RC RC: WAT |  |  | N | N | 0 | 10M | [20 empty] | N |  |  | N
Vintage1924 | hydro | TRUE | 20847 | Wisconsin Electric Power Co | 1778 | Kingsford | MI | Dickinson | 2 | Conventional Hydroelectric | HY |  | S | X | X |  |  | 2.4 | 0.8 | 2.4 | 2.4 | 0.9 | N |  |  | OP | X | 5 | 1924 |  |  | N | Electric Utility | 1 | X X X: X; DFO RC RC: WAT |  |  | N | N | 0 | 10M | [20 empty] | N |  |  | N
Vintage1924 | hydro | TRUE | 20847 | Wisconsin Electric Power Co | 1778 | Kingsford | MI | Dickinson | 3 | Conventional Hydroelectric | HY |  | S | X | X |  |  | 2.4 | 0.8 | 2.4 | 2.4 | 0.9 | N |  |  | OP | X | 5 | 1924 |  |  | N | Electric Utility | 1 | X X X: X; DFO RC RC: WAT |  |  | N | N | 0 | 10M | [20 empty] | N |  |  | N
Vintage1953 | hydro | TRUE | 20847 | Wisconsin Electric Power Co | 1780 | Michigamme Falls | MI | Iron | 1 | Conventional Hydroelectric | HY |  | S | X | X |  |  | 4.8 | 0.9 | 4.8 | 4.8 | 0.6 | N |  |  | OP | X | 6 | 1953 |  |  | N | Electric Utility | 1 | X X X: X; DFO RC RC: WAT |  |  | N | N | 0 | 10M | [20 empty] | N |  |  | N
Vintage1953 | hydro | TRUE | 20847 | Wisconsin Electric Power Co | 1780 | Michigamme Falls | MI | Iron | 2 | Conventional Hydroelectric | HY |  | S | X | X |  |  | 4.8 | 0.9 | 4.8 | 4.8 | 0.5 | N |  |  | OP | X | 7 | 1953 |  |  | N | Electric Utility | 1 | X X X: X; DFO RC RC: WAT |  |  | N | N | 0 | 10M | [20 empty] | N |  |  | N
Vintage1943 | hydro | TRUE | 20847 | Wisconsin Electric Power Co | 1781 | Peavy Falls | MI | Iron | 1 | Conventional Hydroelectric | HY |  | S | X | X |  |  | 6 | 0.8 | 6 | 6 | 5.2 | N |  |  | OP | X | 1 | 1943 |  |  | N | Electric Utility | 1 | X X X: X; DFO RC RC: WAT |  |  | N | N | 0 | 10M | [20 empty] | N |  |  | N
Vintage1943 | hydro | TRUE | 20847 | Wisconsin Electric Power Co | 1781 | Peavy Falls | MI | Iron | 2 | Conventional Hydroelectric | HY |  | S | X | X |  |  | 6 | 0.8 | 6 | 6 | 5.2 | N |  |  | OP | X | 2 | 1943 |  |  | N | Electric Utility | 1 | X X X: X; DFO RC RC: WAT |  |  | N | N | 0 | 10M | [20 empty] | N |  |  | N
Vintage1949 | hydro | TRUE | 20847 | Wisconsin Electric Power Co | 1785 | Way Dam | MI | Iron | 1 | Conventional Hydroelectric | HY |  | S | X | X |  |  | 1.8 | 0.8 | 1.8 | 1.8 | 0.1 | N |  |  | OP | X | 12 | 1949 |  |  | N | Electric Utility | 1 | X X X: X; DFO RC RC: WAT |  |  | N | N | 0 | 10M | [20 empty] | N |  |  | N
Vintage1927 | hydro | TRUE | 20847 | Wisconsin Electric Power Co | 1786 | White Rapids | MI | Menominee | 1 | Conventional Hydroelectric | HY |  | S | X | X |  |  | 3 | 0.8 | 2.6 | 2.6 | 1.1 | N |  |  | OP | X | 10 | 1927 |  |  | N | Electric Utility | 1 | X X X: X; DFO RC RC: WAT |  |  | N | N | 0 | 10M | [20 empty] | N |  |  | N
Vintage1927 | hydro | TRUE | 20847 | Wisconsin Electric Power Co | 1786 | White Rapids | MI | Menominee | 2 | Conventional Hydroelectric | HY |  | S | X | X |  |  | 3 | 0.8 | 2 | 2 | 0.1 | N |  |  | OP | X | 10 | 1927 |  |  | N | Electric Utility | 1 | X X X: X; DFO RC RC: WAT |  |  | N | N | 0 | 10M | [20 empty] | N |  |  | N
Vintage1927 | hydro | TRUE | 20847 | Wisconsin Electric Power Co | 1786 | White Rapids | MI | Menominee | 3 | Conventional Hydroelectric | HY |  | S | X | X |  |  | 3 | 0.8 | 2.6 | 2.6 | 1.3 | N |  |  | OP | X | 10 | 1927 |  |  | N | Electric Utility | 1 | X X X: X; DFO RC RC: WAT |  |  | N | N | 0 | 10M | [20 empty] | N |  |  | N
Vintage1940 | hydro | TRUE | 20860 | Wisconsin Public Service Corp | 1787 | Grand Rapids | MI | Menominee | 1 | Conventional Hydroelectric | HY |  | S | X | X | WPS.WPSM | WPS.WPSM | 1.1 | 1 | 1.1 | 1.1 | 0 | N |  |  | OP | X | 7 | 1940 |  |  | N | Electric Utility | 1 | X X X: X; DFO RC RC: WAT |  |  | N | N | 0 | 10M | [20 empty] | N |  |  | N
Vintage1941 | hydro | TRUE | 20860 | Wisconsin Public Service Corp | 1787 | Grand Rapids | MI | Menominee | 2 | Conventional Hydroelectric | HY |  | S | X | X | WPS.WPSM | WPS.WPSM | 1.1 | 1 | 1.1 | 1.1 | 0 | N |  |  | OP | X | 7 | 1941 |  |  | N | Electric Utility | 1 | X X X: X; DFO RC RC: WAT |  |  | N | N | 0 | 10M | [20 empty] | N |  |  | N
Vintage1945 | hydro | TRUE | 20860 | Wisconsin Public Service Corp | 1787 | Grand Rapids | MI | Menominee | 3 | Conventional Hydroelectric | HY |  | S | X | X | WPS.WPSM | WPS.WPSM | 1.5 | 1 | 1.5 | 1.5 | 0 | N |  |  | OP | X | 6 | 1945 |  |  | N | Electric Utility | 1 | X X X: X; DFO RC RC: WAT |  |  | N | N |  | 10M | [20 empty] | N |  |  | N
Vintage1918 | hydro | TRUE | 20860 | Wisconsin Public Service Corp | 1787 | Grand Rapids | MI | Menominee | 4 | Conventional Hydroelectric | HY |  | S | X | X | WPS.WPSM | WPS.WPSM | 1.9 | 0.8 | 1.9 | 1.9 | 0 | N |  |  | OP | X | 6 | 1918 |  |  | N | Electric Utility | 1 | X X X: X; DFO RC RC: WAT |  |  | N | N | 0 | 10M | [20 empty] | N |  |  | N
Vintage1923 | hydro | TRUE | 20860 | Wisconsin Public Service Corp | 1787 | Grand Rapids | MI | Menominee | 5 | Conventional Hydroelectric | HY |  | S | X | X | WPS.WPSM | WPS.WPSM | 1.9 | 0.85 | 1.9 | 1.9 | 0 | N |  |  | OP | X | 6 | 1923 |  |  | N | Electric Utility | 1 | X X X: X; DFO RC RC: WAT |  |  | N | N |  | 10M | [20 empty] | N |  |  | N
Vintage1914 | hydro | TRUE | 4604 | City of Crystal Falls | 1821 | Crystal Falls | MI | Iron | 1 | Conventional Hydroelectric | HY |  | S | X | X |  |  | 0.3 | 1 | 0.3 | 0.3 | 0.1 | N |  |  | OP | X | 6 | 1914 |  |  | N | Electric Utility | 1 | X X X: X; DFO RC RC: WAT |  |  | N | N |  | 10M | [23 empty] | N
Vintage1924 | hydro | TRUE | 4604 | City of Crystal Falls | 1821 | Crystal Falls | MI | Iron | 2 | Conventional Hydroelectric | HY |  | S | X | X |  |  | 0.3 | 1 | 0.3 | 0.3 | 0.1 | N |  |  | OP | X | 6 | 1924 |  |  | N | Electric Utility | 1 | X X X: X; DFO RC RC: WAT |  |  | N | N |  | 10M | [23 empty] | N
Vintage1954 | hydro | TRUE | 4604 | City of Crystal Falls | 1821 | Crystal Falls | MI | Iron | 3 | Conventional Hydroelectric | HY |  | S | X | X |  |  | 0.4 | 1 | 0.4 | 0.4 | 0.1 | N |  |  | OP | X | 6 | 1954 |  |  | N | Electric Utility | 1 | X X X: X; DFO RC RC: WAT |  |  | N | N |  | 10M | [23 empty] | N
Vintage1964 | natural gas peaker | TRUE | 8205 | City of Hart Hydro - (MI) | 1827 | Hart | MI | Oceana | 4 | Natural Gas Internal Combustion Engine | IC |  | S | X | X |  |  | 1.4 | 0.8 | 1.4 | 1.4 | 0.4 | N |  |  | OP | X | 3 | 1964 |  |  | N | Electric Utility | 1 | X X X: X; DFO RC RC: NG; DFO SUB SUB: DFO |  |  | N | N |  | 1H | [23 empty] | Y | N | Y
Vintage1985 | petroleum | TRUE | 8205 | City of Hart Hydro - (MI) | 1827 | Hart | MI | Oceana | IC1 | Petroleum Liquids | IC |  | S | X | X |  |  | 1.7 | 0.8 | 1.7 | 1.7 | 0.4 | N |  |  | OP | X | 3 | 1985 |  |  | N | Electric Utility | 1 | X X X: X; DFO RC RC: DFO; DFO SUB SUB: NG |  |  | N | N |  | 1H | [23 empty] | Y | N | Y
Vintage1985 | petroleum | TRUE | 8205 | City of Hart Hydro - (MI) | 1827 | Hart | MI | Oceana | IC3 | Petroleum Liquids | IC |  | S | X | X |  |  | 2 | 0.8 | 2 | 2 | 0.4 | N |  |  | OP | X | 4 | 1985 |  |  | N | Electric Utility | 1 | X X X: X; DFO RC RC: DFO; DFO SUB SUB: NG |  |  | N |  |  | 1H | [23 empty] | Y | N | Y
Vintage1973 | natural gas peaker | TRUE | 8631 | Hillsdale Board of Public Wks | 1829 | Hillsdale | MI | Hillsdale | 5 | Natural Gas Internal Combustion Engine | IC |  | S | X | X |  |  | 5.6 | 0.8 | 5.6 | 5.6 | 4.5 | N |  |  | OP | X | 9 | 1973 |  |  | N | Electric Utility | 1 | X X X: X; DFO RC RC: NG; DFO SUB SUB: DFO |  |  | N | N |  | 1H | [20 empty] | N |  |  | Y | N | Y
Vintage1976 | natural gas peaker | TRUE | 8631 | Hillsdale Board of Public Wks | 1829 | Hillsdale | MI | Hillsdale | 6 | Natural Gas Internal Combustion Engine | IC |  | S | X | X |  |  | 6 | 0.8 | 6 | 6 | 4.8 | N |  |  | OP | X | 4 | 1976 |  |  | N | Electric Utility | 1 | X X X: X; DFO RC RC: NG; DFO SUB SUB: DFO |  |  | N | N |  | 1H | [20 empty] | N |  |  | Y | N | Y
Vintage1973 | hard coal | TRUE | 56155 | Lansing Board of Water and Light | 1832 | Erickson Station | MI | Eaton | 1 | Conventional Steam Coal | ST |  | S | X | X |  |  | 154.7 | 0.85 | 154.5 | 156.1 | 100 | N |  |  | OP | X | 2 | 1973 | 12 | 2025 | N | Electric Utility | 1 | X X X: X; DFO RC RC: SUB; DFO DFO DFO: DFO |  |  | N | N |  | 12H |  | Y |  |  | Y | [18 empty] | N
Vintage1979 | petroleum | TRUE | 11701 | City of Marquette - (MI) | 1840 | Plant Four | MI | Marquette | CT1 | Petroleum Liquids | GT |  | S | X | X |  |  | 24 | 0.95 | 20 | 22 | 5 | N |  |  | SB | Y | 5 | 1979 |  |  | N | Electric Utility | 1 | X X X: X; DFO RC RC: DFO |  |  | N |  |  | 1H | [23 empty] | N |  | N
Vintage1919 | hydro | TRUE | 11701 | City of Marquette - (MI) | 1842 | James R Smith | MI | Marquette | 1 | Conventional Hydroelectric | HY |  | S | X | X |  |  | 1.6 | 0.8 | 1.6 | 1.6 | 0.1 | N |  |  | OP | X | 1 | 1919 |  |  | N | Electric Utility | 1 | X X X: X; DFO RC RC: WAT |  |  |  |  | 0 | 1H | [23 empty] | N
Vintage1922 | hydro | TRUE | 11701 | City of Marquette - (MI) | 1842 | James R Smith | MI | Marquette | 2 | Conventional Hydroelectric | HY |  | S | X | X |  |  | 1.6 | 0.8 | 1.6 | 1.6 | 0.1 | N |  |  | OP | X | 1 | 1922 |  |  | N | Electric Utility | 1 | X X X: X; DFO RC RC: WAT |  |  |  |  | 0 | 1H | [23 empty] | N
Vintage1928 | hydro | TRUE | 11713 | City of Marshall - (MI) | 1844 | Marshall (MI) | MI | Calhoun | 1 | Conventional Hydroelectric | HY |  | S | X | X |  |  | 0.2 | 0.8 | 0.1 | 0.1 | 0.1 | N |  |  | OP | X | 6 | 1928 |  |  | N | Electric Utility | 1 | X X X: X; DFO RC RC: WAT |  |  | N | N |  | 1H | [23 empty] | N
Vintage1929 | hydro | TRUE | 11713 | City of Marshall - (MI) | 1844 | Marshall (MI) | MI | Calhoun | 3 | Conventional Hydroelectric | HY |  | S | X | X |  |  | 0.1 | 0.8 | 0.1 | 0.1 | 0.1 | N |  |  | OS | X | 6 | 1929 |  |  | N | Electric Utility | 1 | X X X: X; DFO RC RC: WAT |  |  | N | N |  | 1H | [23 empty] | N
Vintage1973 | natural gas peaker | TRUE | 11713 | City of Marshall - (MI) | 1844 | Marshall (MI) | MI | Calhoun | IC3 | Natural Gas Internal Combustion Engine | IC |  | S | X | X |  |  | 2.1 | 0.8 | 1.9 | 1.9 | 1 | N |  |  | OP | X | 8 | 1973 |  |  | N | Electric Utility | 1 | X X X: X; DFO RC RC: NG; DFO SUB SUB: DFO |  |  | N | N |  | 1H | [23 empty] | Y | N | Y
Vintage1948 | natural gas peaker | TRUE | 11713 | City of Marshall - (MI) | 1844 | Marshall (MI) | MI | Calhoun | IC5 | Natural Gas Internal Combustion Engine | IC |  | S | X | X |  |  | 1.7 | 0.8 | 1.4 | 1.4 | 0.5 | N |  |  | OP | X | 4 | 1948 |  |  | N | Electric Utility | 1 | X X X: X; DFO RC RC: NG; DFO SUB SUB: DFO |  |  | N | N |  | 1H | [23 empty] | Y | N | Y
Vintage1978 | natural gas peaker | TRUE | 11713 | City of Marshall - (MI) | 1844 | Marshall (MI) | MI | Calhoun | IC6 | Natural Gas Internal Combustion Engine | IC |  | S | X | X |  |  | 5.7 | 0.8 | 5.6 | 5.6 | 1.2 | N |  |  | OP | X | 7 | 1978 |  |  | N | Electric Utility | 1 | X X X: X; DFO RC RC: NG; DFO SUB SUB: DFO |  |  |  | N |  | 1H | [23 empty] | Y | N | Y
Vintage1974 | petroleum | TRUE | 13525 | Newberry Water & Light Board | 1846 | Newberry | MI | Luce | 1 | Petroleum Liquids | IC |  | S | X | X |  |  | 3 | 0.9 | 2.5 | 2.5 | 2.5 | N |  |  | OS | X | 6 | 1974 |  |  | N | Electric Utility | 1 | X X X: X; DFO RC RC: DFO |  |  | N | N | 0 | OVER | [20 empty] | N |  |  | N | N | N
Vintage1948 | petroleum | TRUE | 13525 | Newberry Water & Light Board | 1846 | Newberry | MI | Luce | 2 | Petroleum Liquids | IC |  | S | X | X |  |  | 0.7 | 0.9 | 0.5 | 0.5 | 0.5 | N |  |  | OS | X | 9 | 1948 |  |  | N | Electric Utility | 1 | X X X: X; DFO RC RC: DFO |  |  | N | N |  | OVER | [20 empty] | N |  |  | N | N | N
Vintage1988 | petroleum | TRUE | 13525 | Newberry Water & Light Board | 1846 | Newberry | MI | Luce | 4 | Petroleum Liquids | IC |  | S | X | X |  |  | 1.8 | 0.9 | 1.5 | 1.5 | 1.5 | N |  |  | OS | X | 7 | 1988 |  |  | N | Electric Utility | 1 | X X X: X; DFO RC RC: DFO |  |  | N | N | 0 | OVER | [20 empty] | N |  |  | N | N | N
Vintage1905 | hydro | TRUE | 13826 | City of Norway | 1848 | Norway (MI) | MI | Dickinson | 1 | Conventional Hydroelectric | HY |  | S | X | X |  |  | 2.7 | 1 | 3 | 3 | 1 | N |  |  | OP | X | 6 | 1905 |  |  | N | Electric Utility | 1 | X X X: X; DFO RC RC: WAT |  |  | N |  |  | 1H
Vintage1905 | hydro | TRUE | 13826 | City of Norway | 1848 | Norway (MI) | MI | Dickinson | 2 | Conventional Hydroelectric | HY |  | S | X | X |  |  | 1.2 | 1 | 1.2 | 1.2 | 0.8 | N |  |  | OP | X | 6 | 1905 |  |  | N | Electric Utility | 1 | X X X: X; DFO RC RC: WAT |  |  | N |  |  | 1H
Vintage1988 | hydro | TRUE | 13826 | City of Norway | 1848 | Norway (MI) | MI | Dickinson | 3 | Conventional Hydroelectric | HY |  | S | X | X |  |  | 1.2 | 1 | 1.1 | 1.1 | 0.8 | N |  |  | OP | X | 11 | 1988 |  |  | N | Electric Utility | 1 | X X X: X; DFO RC RC: WAT |  |  | N |  |  | 1H
Vintage1986 | hydro | TRUE | 13826 | City of Norway | 1848 | Norway (MI) | MI | Dickinson | 4 | Conventional Hydroelectric | HY |  | S | X | X |  |  | 1.2 | 1 | 0.9 | 0.9 | 0.8 | N |  |  | OP | X | 7 | 1986 |  |  | N | Electric Utility | 1 | X X X: X; DFO RC RC: WAT |  |  | N |  |  | 1H
Vintage1950 | petroleum | TRUE | 15246 | City of Portland - (MI) | 1851 | Frank Jenkins | MI | Ionia | 4 | Petroleum Liquids | IC |  | S | X | X |  |  | 0.8 | 1 | 0.8 | 0.8 | 0.1 | N |  |  | SB | Y | 5 | 1950 |  |  | N | Electric Utility | 1 | X X X: X; DFO RC RC: DFO |  |  | N | N |  | 12H | [23 empty] | N | N
Vintage1995 | petroleum | TRUE | 15246 | City of Portland - (MI) | 1851 | Frank Jenkins | MI | Ionia | 5 | Petroleum Liquids | IC |  | S | X | X |  |  | 2 | 1 | 1.7 | 1.7 | 0.2 | N |  |  | SB | Y | 8 | 1995 |  |  | N | Electric Utility | 1 | X X X: X; DFO RC RC: DFO; DFO SUB SUB: NG |  |  | N | N |  | 12H | [23 empty] | Y | Y | Y
Vintage2002 | petroleum | TRUE | 15246 | City of Portland - (MI) | 1851 | Frank Jenkins | MI | Ionia | 6 | Petroleum Liquids | IC |  | S | X | X |  |  | 1 | 1 | 1 | 1 | 0.1 | N |  |  | SB | Y | 7 | 2002 |  |  | N | Electric Utility | 1 | X X X: X; DFO RC RC: DFO; DFO SUB SUB: NG |  |  | N | N |  | 12H | [23 empty] | Y | Y | Y
Vintage1958 | petroleum | TRUE | 17886 | City of St Louis - (MI) | 1852 | St Louis | MI | Gratiot | 1 | Petroleum Liquids | IC |  | S | X | X |  |  | 1.3 | 0.9 | 1.3 | 1.3 | 0.1 | N |  |  | SB | Y | 1 | 1958 |  |  | N | Electric Utility | 1 | X X X: X; DFO RC RC: DFO; DFO SUB SUB: NG |  |  | N | N |  | 1H | [23 empty] | Y | N | Y
Vintage1945 | petroleum | TRUE | 17886 | City of St Louis - (MI) | 1852 | St Louis | MI | Gratiot | 2 | Petroleum Liquids | IC |  | S | X | X |  |  | 0.6 | 0.9 | 0.6 | 0.6 | 0.1 | N |  |  | SB | Y | 1 | 1945 |  |  | N | Electric Utility | 1 | X X X: X; DFO RC RC: DFO |  |  | N | N |  | 1H | [23 empty] | N
Vintage1951 | petroleum | TRUE | 17886 | City of St Louis - (MI) | 1852 | St Louis | MI | Gratiot | 3 | Petroleum Liquids | IC |  | S | X | X |  |  | 0.9 | 0.9 | 0.9 | 0.9 | 0.1 | N |  |  | SB | Y | 1 | 1951 |  |  | N | Electric Utility | 1 | X X X: X; DFO RC RC: DFO |  |  | N | N |  | 1H | [23 empty] | N
Vintage1919 | hydro | TRUE | 17886 | City of St Louis - (MI) | 1852 | St Louis | MI | Gratiot | 5 | Conventional Hydroelectric | HY |  | S | X | X |  |  | 0.2 | 0.9 | 0.2 | 0.2 | 0.1 | N |  |  | OP | X | 1 | 1919 |  |  | N | Electric Utility | 1 | X X X: X; DFO RC RC: WAT |  |  | N |  |  | 10M | [23 empty] | N
Vintage1919 | hydro | TRUE | 17886 | City of St Louis - (MI) | 1852 | St Louis | MI | Gratiot | 6 | Conventional Hydroelectric | HY |  | S | X | X |  |  | 0.2 | 0.9 | 0.2 | 0.2 | 0.1 | N |  |  | OP | X | 1 | 1919 |  |  | N | Electric Utility | 1 | X X X: X; DFO RC RC: WAT |  |  | N |  |  | 10M | [23 empty] | N
Vintage1996 | petroleum | TRUE | 17886 | City of St Louis - (MI) | 1852 | St Louis | MI | Gratiot | 7 | Petroleum Liquids | IC |  | S | X | X |  |  | 1.1 | 0.9 | 1.1 | 1.1 | 0.1 | N |  |  | SB | Y | 7 | 1996 |  |  | N | Electric Utility | 1 | X X X: X; DFO RC RC: DFO; DFO SUB SUB: NG |  |  | N |  |  | 1H | [23 empty] | Y | N | Y
Vintage2003 | petroleum | TRUE | 17886 | City of St Louis - (MI) | 1852 | St Louis | MI | Gratiot | 8 | Petroleum Liquids | IC |  | S | X | X |  |  | 1.5 | 0.9 | 1.5 | 1.5 | 0.1 | N |  |  | OP | X | 5 | 2003 |  |  | N | Electric Utility | 1 | X X X: X; DFO RC RC: DFO |  |  | N |  |  | 1H | [23 empty] | N
Vintage2003 | petroleum | TRUE | 17886 | City of St Louis - (MI) | 1852 | St Louis | MI | Gratiot | 9 | Petroleum Liquids | IC |  | S | X | X |  |  | 1.3 | 0.9 | 1.1 | 1.1 | 0.1 | N |  |  | SB | Y | 5 | 2003 |  |  | N | Electric Utility | 1 | X X X: X; DFO RC RC: DFO |  |  | N |  |  | 1H | [23 empty] | N
Vintage1961 | petroleum | TRUE | 16873 | Village of Sebewaing - (MI) | 1853 | Main Street (MI) | MI | Huron | 1 | Petroleum Liquids | IC |  | S | X | X | CONS.MPPA | MISO-CONS.MPPA | 1 | 0.95 | 0.9 | 1 | 0.1 | N |  |  | SB | Y | 3 | 1961 |  |  | N | Electric Utility | 1 | X X X: X; DFO RC RC: DFO |  |  | N | N |  | 12H | [23 empty] | N | N | N
Vintage1947 | petroleum | TRUE | 16873 | Village of Sebewaing - (MI) | 1853 | Main Street (MI) | MI | Huron | 2 | Petroleum Liquids | IC |  | S | X | X | CONS.MPPA | MISO-CONS.MPPA | 0.9 | 0.95 | 0.8 | 0.9 | 0.1 | N |  |  | SB | Y | 6 | 1947 |  |  | N | Electric Utility | 1 | X X X: X; DFO RC RC: DFO |  |  | N | N |  | 12H | [23 empty] | N | N | N
Vintage1966 | petroleum | TRUE | 16873 | Village of Sebewaing - (MI) | 1853 | Main Street (MI) | MI | Huron | 3 | Petroleum Liquids | IC |  | S | X | X | CONS.MPPA | MISO-CONS.MPPA | 1.1 | 0.95 | 1.1 | 1.1 | 0.1 | N |  |  | SB | Y | 8 | 1966 |  |  | N | Electric Utility | 1 | X X X: X; DFO RC RC: DFO |  |  | N | N |  | 12H | [23 empty] | N | N | N
Vintage1966 | petroleum | TRUE | 16873 | Village of Sebewaing - (MI) | 1853 | Main Street (MI) | MI | Huron | 4 | Petroleum Liquids | IC |  | S | X | X | CONS.MPPA | MISO-CONS.MPPA | 1.3 | 0.95 | 1.2 | 1.3 | 0.1 | N |  |  | SB | Y | 10 | 1966 |  |  | N | Electric Utility | 1 | X X X: X; DFO RC RC: DFO |  |  | N | N |  | 12H | [23 empty] | N | N | N
Vintage1979 | petroleum | TRUE | 16873 | Village of Sebewaing - (MI) | 1853 | Main Street (MI) | MI | Huron | 5 | Petroleum Liquids | IC |  | S | X | X | CONS.MPPA | MISO-CONS.MPPA | 1.1 | 0.95 | 1 | 1.1 | 0.1 | N |  |  | SB | Y | 9 | 1979 |  |  | N | Electric Utility | 1 | X X X: X; DFO RC RC: DFO |  |  | N | N |  | 12H | [23 empty] | N | N | N
Vintage1967 | petroleum | TRUE | 16873 | Village of Sebewaing - (MI) | 1853 | Main Street (MI) | MI | Huron | 6 | Petroleum Liquids | IC |  | S | X | X | CONS.MPPA | MISO-CONS.MPPA | 0.6 | 0.95 | 0.6 | 0.6 | 0.1 | N |  |  | SB | Y | 4 | 1967 |  |  | N | Electric Utility | 1 | X X X: X; DFO RC RC: DFO |  |  | N | N |  | 12H | [23 empty] | N | N | N
Vintage1981 | natural gas peaker | TRUE | 18252 | City of Sturgis | 1855 | Sturgis City Diesel Plant | MI | St Joseph | 6 | Natural Gas Internal Combustion Engine | IC |  | S | X | X |  |  | 6 | 1 | 6 | 6 | 3 | N |  |  | OP | X | 12 | 1981 |  |  | N | Electric Utility | 1 | X X X: X; DFO RC RC: NG; DFO SUB SUB: DFO; DFO DFO DFO: DFO |  |  | N | N |  | 1H | [23 empty] | Y | Y | Y
Vintage1911 | hydro | TRUE | 18252 | City of Sturgis | 1856 | Hydro Plant | MI | St Joseph | 1 | Conventional Hydroelectric | HY |  | S | X | X |  |  | 0.4 | 0.8 | 0.4 | 0.4 | 0.2 | N |  |  | OP | X | 9 | 1911 |  |  | N | Electric Utility | 1 | X X X: X; DFO RC RC: WAT |  |  | N | N |  | 1H | [23 empty] | N
Vintage1911 | hydro | TRUE | 18252 | City of Sturgis | 1856 | Hydro Plant | MI | St Joseph | 2 | Conventional Hydroelectric | HY |  | S | X | X |  |  | 0.4 | 0.8 | 0.4 | 0.4 | 0.1 | N |  |  | OP | X | 9 | 1911 |  |  | N | Electric Utility | 1 | X X X: X; DFO RC RC: WAT |  |  | N | N |  | 1H | [23 empty] | N
Vintage1983 | hydro | TRUE | 18252 | City of Sturgis | 1856 | Hydro Plant | MI | St Joseph | 3 | Conventional Hydroelectric | HY |  | S | X | X |  |  | 0.7 | 1 | 0.7 | 0.7 | 0.4 | N |  |  | OP | X | 4 | 1983 |  |  | N | Electric Utility | 1 | X X X: X; DFO RC RC: WAT |  |  | N | N |  | 1H | [23 empty] | N
Vintage1983 | hydro | TRUE | 18252 | City of Sturgis | 1856 | Hydro Plant | MI | St Joseph | 4 | Conventional Hydroelectric | HY |  | S | X | X |  |  | 0.7 | 1 | 0.7 | 0.7 | 0.4 | N |  |  | OP | X | 4 | 1983 |  |  | N | Electric Utility | 1 | X X X: X; DFO RC RC: WAT |  |  | N | N |  | 1H | [23 empty] | N
Vintage1951 | hydro | TRUE | 21264 | USACE-Detroit District | 1865 | Saint Marys Falls | MI | Chippewa | 1 | Conventional Hydroelectric | HY |  | S | X | X |  |  | 6.2 | 0.9 | 5.1 | 5.1 | 1 | N |  |  | OP | X | 10 | 1951 |  |  | N | Electric Utility | 1 | X X X: X; DFO RC RC: WAT |  |  | N |  |  | 1H
Vintage1932 | hydro | TRUE | 21264 | USACE-Detroit District | 1865 | Saint Marys Falls | MI | Chippewa | 10 | Conventional Hydroelectric | HY |  | S | X | X |  |  | 2.6 | 0.8 | 2.6 | 2.6 | 1.2 | N |  |  | OP | X | 7 | 1932 |  |  | N | Electric Utility | 1 | X X X: X; DFO RC RC: WAT |  |  | N |  |  | 1H
Vintage1951 | hydro | TRUE | 21264 | USACE-Detroit District | 1865 | Saint Marys Falls | MI | Chippewa | 2 | Conventional Hydroelectric | HY |  | S | X | X |  |  | 6.2 | 0.9 | 5.2 | 5.2 | 1 | N |  |  | OP | X | 11 | 1951 |  |  | N | Electric Utility | 1 | X X X: X; DFO RC RC: WAT |  |  | N |  |  | 1H
Vintage1952 | hydro | TRUE | 21264 | USACE-Detroit District | 1865 | Saint Marys Falls | MI | Chippewa | 3 | Conventional Hydroelectric | HY |  | S | X | X |  |  | 6.2 | 0.9 | 5.2 | 5.2 | 1 | N |  |  | OP | X | 1 | 1952 |  |  | N | Electric Utility | 1 | X X X: X; DFO RC RC: WAT | [5 empty] | 1H
Vintage1954 | hydro | TRUE | 21264 | USACE-Detroit District | 1865 | Saint Marys Falls | MI | Chippewa | 3A | Conventional Hydroelectric | HY |  | S | X | X |  |  | 2.5 | 0.91 | 2.5 | 2.5 | 0.5 | N |  |  | OP | X | 2 | 1954 |  |  | N | Electric Utility | 1 | X X X: X; DFO RC RC: WAT | [5 empty] | 1H
Vintage1948 | natural gas steam turbine | TRUE | 21048 | Wyandotte Municipal Serv Comm | 1866 | Wyandotte | MI | Wayne | 4 | Natural Gas Steam Turbine | ST |  | S | X | X |  |  | 11.5 | 0.85 | 10.5 | 11.5 | 5 | N |  |  | OP | X | 1 | 1948 |  |  | N | Electric Utility | 1 | [11 empty] | N | N |  | 12H | N | N |  |  | N | [18 empty] | N | N | N | bar: X X X to DFO RC RC; DFO DFO DFO
Vintage1986 | natural gas steam turbine | TRUE | 21048 | Wyandotte Municipal Serv Comm | 1866 | Wyandotte | MI | Wayne | 7 | Natural Gas Steam Turbine | ST |  | S | X | X |  |  | 32 | 0.85 | 32 | 35 | 5 | N |  |  | OP | X | 7 | 1986 |  |  | N | Electric Utility | 1 | [11 empty] | N | N |  | 12H | N | N | [21 empty] | N | N | N | bar: X X X to DFO RC RC; DFO DFO DFO
Vintage2007 | petroleum | TRUE | 21048 | Wyandotte Municipal Serv Comm | 1866 | Wyandotte | MI | Wayne | DG1 | Petroleum Liquids | IC |  | S | X | X |  |  | 1.8 | 0.85 | 1.8 | 1.8 | 1.8 | N |  |  | OP | X | 1 | 2007 |  |  | N | Electric Utility | 1 | X X X: X; DFO RC RC: DFO |  |  | N | N |  | 1H | [23 empty] | N | N | N
Vintage2007 | petroleum | TRUE | 21048 | Wyandotte Municipal Serv Comm | 1866 | Wyandotte | MI | Wayne | DG2 | Petroleum Liquids | IC |  | S | X | X |  |  | 1.8 | 0.85 | 1.8 | 1.8 | 1.8 | N |  |  | OP | X | 1 | 2007 |  |  | N | Electric Utility | 1 | X X X: X; DFO RC RC: DFO |  |  | N | N |  | 1H | [23 empty] | N | N | N
Vintage2007 | petroleum | TRUE | 21048 | Wyandotte Municipal Serv Comm | 1866 | Wyandotte | MI | Wayne | DG3 | Petroleum Liquids | IC |  | S | X | X |  |  | 1.8 | 0.85 | 1.8 | 1.8 | 1.8 | N |  |  | OP | X | 1 | 2007 |  |  | N | Electric Utility | 1 | X X X: X; DFO RC RC: DFO |  |  | N | N |  | 1H | [23 empty] | N | N | N
Vintage1966 | natural gas peaker | TRUE | 21158 | City of Zeeland - (MI) | 1867 | Zeeland | MI | Ottawa | 1 | Natural Gas Internal Combustion Engine | IC |  | S | X | X | CONS.MPPA | CONS.MPPA | 1.4 | 0.8 | 1.5 | 1.5 | 0.7 | N |  |  | OP | X | 11 | 1966 |  |  | N | Electric Utility | 1 | X X X: X; DFO RC RC: NG; DFO SUB SUB: DFO |  |  | N | N |  | 1H | [23 empty] | Y | N | Y
Vintage1974 | natural gas peaker | TRUE | 21158 | City of Zeeland - (MI) | 1867 | Zeeland | MI | Ottawa | 10 | Natural Gas Internal Combustion Engine | IC |  | S | X | X | CONS.MPPA | CONS.MPPA | 5.6 | 0.8 | 6 | 6.2 | 2.8 | N |  |  | OP | X | 12 | 1974 |  |  | N | Electric Utility | 1 | X X X: X; DFO RC RC: NG; DFO SUB SUB: DFO |  |  | N | N |  | 1H | [23 empty] | Y | N | Y
Vintage1980 | natural gas peaker | TRUE | 21158 | City of Zeeland - (MI) | 1867 | Zeeland | MI | Ottawa | 11 | Natural Gas Internal Combustion Engine | IC |  | S | X | X | CONS.MPPA | CONS.MPPA | 6 | 0.8 | 6.4 | 6.6 | 3 | N |  |  | OP | X | 7 | 1980 |  |  | N | Electric Utility | 1 | X X X: X; DFO RC RC: NG; DFO SUB SUB: DFO |  |  | N | N |  | 1H | [23 empty] | Y | N | Y
Vintage1967 | natural gas peaker | TRUE | 21158 | City of Zeeland - (MI) | 1867 | Zeeland | MI | Ottawa | 2 | Natural Gas Internal Combustion Engine | IC |  | S | X | X | CONS.MPPA | CONS.MPPA | 1.1 | 0.8 | 1.2 | 1.2 | 0.6 | N |  |  | OP | X | 3 | 1967 |  |  | N | Electric Utility | 1 | X X X: X; DFO RC RC: NG; DFO SUB SUB: DFO |  |  | N | N |  | 1H | [23 empty] | Y | N | Y
Vintage1957 | natural gas peaker | TRUE | 21158 | City of Zeeland - (MI) | 1867 | Zeeland | MI | Ottawa | 7 | Natural Gas Internal Combustion Engine | IC |  | S | X | X | CONS.MPPA | CONS.MPPA | 2 | 0.8 | 2 | 2 | 1 | N |  |  | OP | X | 1 | 1957 |  |  | N | Electric Utility | 1 | X X X: X; DFO RC RC: NG; DFO SUB SUB: DFO |  |  | N | N |  | 1H | [23 empty] | Y | N | Y
Vintage1963 | natural gas peaker | TRUE | 21158 | City of Zeeland - (MI) | 1867 | Zeeland | MI | Ottawa | 8 | Natural Gas Internal Combustion Engine | IC |  | S | X | X | CONS.MPPA | CONS.MPPA | 1.7 | 0.8 | 1.6 | 1.6 | 0.9 | N |  |  | OP | X | 1 | 1963 |  |  | N | Electric Utility | 1 | X X X: X; DFO RC RC: NG; DFO SUB SUB: DFO |  |  | N | N |  | 1H | [23 empty] | Y | N | Y
Vintage1971 | natural gas peaker | TRUE | 21158 | City of Zeeland - (MI) | 1867 | Zeeland | MI | Ottawa | 9 | Natural Gas Internal Combustion Engine | IC |  | S | X | X | CONS.MPPA | CONS.MPPA | 4.5 | 0.8 | 5 | 5 | 2.3 | N |  |  | OP | X | 1 | 1971 |  |  | N | Electric Utility | 1 | X X X: X; DFO RC RC: NG; DFO SUB SUB: DFO |  |  | N |  |  | 1H | [23 empty] | Y | N | Y
Vintage2021 | petroleum | TRUE | 3828 | Cloverland Electric Co-op | 1868 | Dafter | MI | Chippewa | 1C | Petroleum Liquids | IC |  | S | X | X | MIUP.DFTR13N1 |  | 2 | 0.9 | 1.8 | 1.8 | 1.8 | N |  |  | OP | X | 12 | 2021 |  |  | N | Electric Utility | 1 | X X X: X; DFO RC RC: DFO |  |  | N | N |  | 1H | [23 empty] | N
Vintage2021 | petroleum | TRUE | 3828 | Cloverland Electric Co-op | 1868 | Dafter | MI | Chippewa | 2C | Petroleum Liquids | IC |  | S | X | X | MIUP.DFTR13N1 |  | 2 | 0.9 | 1.8 | 1.8 | 1.8 | N |  |  | OP | X | 12 | 2021 |  |  | N | Electric Utility | 1 | X X X: X; DFO RC RC: DFO |  |  | N | N |  | 1H | [23 empty] | N
Vintage2021 | petroleum | TRUE | 3828 | Cloverland Electric Co-op | 1868 | Dafter | MI | Chippewa | 3C | Petroleum Liquids | IC |  | S | X | X | MIUP.DFTR13N1 |  | 2 | 0.9 | 1.8 | 1.8 | 1.8 | N |  |  | OP | X | 12 | 2021 |  |  | N | Electric Utility | 1 | X X X: X; DFO RC RC: DFO | [5 empty] | 1H | [23 empty] | N
Vintage1960 | petroleum | TRUE | 3828 | Cloverland Electric Co-op | 1868 | Dafter | MI | Chippewa | 4 | Petroleum Liquids | IC |  | S | X | X | MIUP.DFTR13N1 |  | 3 | 0.9 | 2.5 | 2.5 | 2.5 | N |  |  | OP | X | 6 | 1960 |  |  | N | Electric Utility | 1 | X X X: X; DFO RC RC: DFO |  |  | N |  |  | 1H | [23 empty] | N
Vintage2021 | petroleum | TRUE | 3828 | Cloverland Electric Co-op | 1868 | Dafter | MI | Chippewa | 4C | Petroleum Liquids | IC |  | S | X | X | MIUP.DFTR13N1 |  | 2 | 0.9 | 1.8 | 1.8 | 1.8 | N |  |  | OP | X | 12 | 2021 |  |  | N | Electric Utility | 1 | X X X: X; DFO RC RC: DFO | [5 empty] | 1H | [23 empty] | N
Vintage1949 | hydro | TRUE | 19037 | Tower Kleber Ltd Partnership | 1871 | Kleber | MI | Cheboygan | K1 | Conventional Hydroelectric | HY |  | S | X | X |  |  | 0.6 | 1 | 0.6 | 0.6 | 0.2 | N |  |  | OP | X | 1 | 1949 |  |  | N | IPP Non-CHP | 2 | X X X: X; DFO RC RC: WAT | [5 empty] | 10M
Vintage1949 | hydro | TRUE | 19037 | Tower Kleber Ltd Partnership | 1871 | Kleber | MI | Cheboygan | K2 | Conventional Hydroelectric | HY |  | S | X | X |  |  | 0.6 | 1 | 0.6 | 0.6 | 0.2 | N |  |  | OP | X | 1 | 1949 |  |  | N | IPP Non-CHP | 2 | X X X: X; DFO RC RC: WAT | [5 empty] | 10M
Vintage1925 | hydro | TRUE | 19037 | Tower Kleber Ltd Partnership | 1871 | Kleber | MI | Cheboygan | T1 | Conventional Hydroelectric | HY |  | S | X | X |  |  | 0.3 | 1 | 0.3 | 0.3 | 0.1 | N |  |  | OP | X | 1 | 1925 |  |  | N | IPP Non-CHP | 2 | X X X: X; DFO RC RC: WAT | [5 empty] | 10M
Vintage1925 | hydro | TRUE | 19037 | Tower Kleber Ltd Partnership | 1871 | Kleber | MI | Cheboygan | T2 | Conventional Hydroelectric | HY |  | S | X | X |  |  | 0.3 | 1 | 0.3 | 0.3 | 0.1 | N |  |  | OP | X | 1 | 1925 |  |  | N | IPP Non-CHP | 2 | X X X: X; DFO RC RC: WAT | [5 empty] | 10M
Vintage1971 | petroleum | TRUE | 20910 | Wolverine Power Supply Coop | 1873 | Tower | MI | Cheboygan | GT4 | Petroleum Liquids | GT |  | S | X | X |  |  | 21.3 | 0.85 | 19.3 | 24.7 | 5 | N |  |  | OP | X | 3 | 1971 |  |  | N | Electric Utility | 1 | X X X: X; DFO RC RC: DFO |  |  | N |  |  | 1H | [23 empty] | N
Vintage1949 | petroleum | TRUE | 18895 | Thumb Electric Coop of Mich | 1874 | Caro | MI | Tuscola | 1 | Petroleum Liquids | IC |  | S | X | X |  |  | 1.3 | 0.8 | 1 | 1 | 0.5 | N |  |  | OP | X | 8 | 1949 |  |  | N | Electric Utility | 1 | X X X: X; DFO RC RC: DFO |  |  | N | N |  | 1H | [23 empty] | N |  | N
Vintage1949 | petroleum | TRUE | 18895 | Thumb Electric Coop of Mich | 1874 | Caro | MI | Tuscola | 2 | Petroleum Liquids | IC |  | S | X | X |  |  | 1.3 | 0.8 | 1 | 1 | 0.5 | N |  |  | OP | X | 8 | 1949 |  |  | N | Electric Utility | 1 | X X X: X; DFO RC RC: DFO |  |  | N |  |  | 1H | [23 empty] | N |  | N
Vintage1952 | petroleum | TRUE | 18895 | Thumb Electric Coop of Mich | 1874 | Caro | MI | Tuscola | 3 | Petroleum Liquids | IC |  | S | X | X |  |  | 1.3 | 0.8 | 1 | 1 | 0.5 | N |  |  | OP | X | 8 | 1952 |  |  | N | Electric Utility | 1 | X X X: X; DFO RC RC: DFO |  |  | N |  |  | 1H | [23 empty] | N |  | N
Vintage1984 | petroleum | TRUE | 18895 | Thumb Electric Coop of Mich | 1874 | Caro | MI | Tuscola | 4 | Petroleum Liquids | IC |  | S | X | X |  |  | 1.5 | 1 | 1.5 | 1.5 | 0.8 | N |  |  | OP | X | 8 | 1984 |  |  | N | Electric Utility | 1 | X X X: X; DFO RC RC: DFO |  |  | N | N |  | 1H | [23 empty] | N |  | N
Vintage1999 | petroleum | TRUE | 18895 | Thumb Electric Coop of Mich | 1874 | Caro | MI | Tuscola | 5 | Petroleum Liquids | IC |  | S | X | X |  |  | 2 | 1 | 2 | 2 | 1 | N |  |  | OP | X | 5 | 1999 |  |  | N | Electric Utility | 1 | X X X: X; DFO RC RC: DFO |  |  | N | N |  | 1H | [23 empty] | N |  | N
Vintage2000 | petroleum | TRUE | 18895 | Thumb Electric Coop of Mich | 1874 | Caro | MI | Tuscola | 6 | Petroleum Liquids | IC |  | S | X | X |  |  | 2 | 1 | 2 | 2 | 1 | N |  |  | OP | X | 4 | 2000 |  |  | N | Electric Utility | 1 | X X X: X; DFO RC RC: DFO |  |  | N | N |  | 1H | [23 empty] | N |  | N
Vintage1938 | petroleum | TRUE | 18895 | Thumb Electric Coop of Mich | 1875 | Ubly | MI | Huron | 1 | Petroleum Liquids | IC |  | S | X | X |  |  | 0.6 | 0.8 | 0.6 | 0.6 | 0.3 | N |  |  | OP | X | 6 | 1938 |  |  | N | Electric Utility | 1 | X X X: X; DFO RC RC: DFO |  |  | N | N |  | 1H | [23 empty] | N |  | N
Vintage1938 | petroleum | TRUE | 18895 | Thumb Electric Coop of Mich | 1875 | Ubly | MI | Huron | 2 | Petroleum Liquids | IC |  | S | X | X |  |  | 0.7 | 0.8 | 0.6 | 0.6 | 0.3 | N |  |  | OP | X | 6 | 1938 |  |  | N | Electric Utility | 1 | X X X: X; DFO RC RC: DFO |  |  | N | N |  | 1H | [23 empty] | N |  | N
Vintage1938 | petroleum | TRUE | 18895 | Thumb Electric Coop of Mich | 1875 | Ubly | MI | Huron | 3 | Petroleum Liquids | IC |  | S | X | X |  |  | 0.7 | 0.8 | 0.7 | 0.7 | 0.4 | N |  |  | OP | X | 6 | 1938 |  |  | N | Electric Utility | 1 | X X X: X; DFO RC RC: DFO |  |  | N | N |  | 1H | [23 empty] | N |  | N
Vintage1947 | petroleum | TRUE | 18895 | Thumb Electric Coop of Mich | 1875 | Ubly | MI | Huron | 4 | Petroleum Liquids | IC |  | S | X | X |  |  | 0.9 | 0.8 | 0.9 | 0.9 | 0.5 | N |  |  | OP | X | 8 | 1947 |  |  | N | Electric Utility | 1 | X X X: X; DFO RC RC: DFO |  |  | N | N |  | 1H | [23 empty] | N |  | N
Vintage1987 | petroleum | TRUE | 18895 | Thumb Electric Coop of Mich | 1875 | Ubly | MI | Huron | 5 | Petroleum Liquids | IC |  | S | X | X |  |  | 1.5 | 0.8 | 1.5 | 1.5 | 0.8 | N |  |  | OP | X | 10 | 1987 |  |  | N | Electric Utility | 1 | X X X: X; DFO RC RC: DFO |  |  | N | N |  | 1H | [23 empty] | N |  | N
Vintage1993 | petroleum | TRUE | 18895 | Thumb Electric Coop of Mich | 1875 | Ubly | MI | Huron | 6 | Petroleum Liquids | IC |  | S | X | X |  |  | 1.5 | 0.8 | 1.5 | 1.5 | 0.8 | N |  |  | OP | X | 11 | 1993 |  |  | N | Electric Utility | 1 | X X X: X; DFO RC RC: DFO; DFO SUB SUB: NG |  |  | N | N |  | 1H | [23 empty] | Y | N | Y
Vintage2000 | petroleum | TRUE | 18895 | Thumb Electric Coop of Mich | 1875 | Ubly | MI | Huron | 7 | Petroleum Liquids | IC |  | S | X | X |  |  | 2.5 | 1 | 2.5 | 2.5 | 1.8 | N |  |  | OP | X | 5 | 2000 |  |  | N | Electric Utility | 1 | X X X: X; DFO RC RC: DFO |  |  | N | N |  | 1H | [23 empty] | N |  | N
Vintage2001 | petroleum | TRUE | 18895 | Thumb Electric Coop of Mich | 1875 | Ubly | MI | Huron | 8 | Petroleum Liquids | IC |  | S | X | X |  |  | 2.5 | 1 | 2.5 | 2.5 | 1.8 | N |  |  | OP | X | 10 | 2001 |  |  | N | Electric Utility | 1 | X X X: X; DFO RC RC: DFO; DFO SUB SUB: NG |  |  | N | N |  | 1H | [23 empty] | Y | N | Y
Vintage2002 | petroleum | TRUE | 18895 | Thumb Electric Coop of Mich | 1875 | Ubly | MI | Huron | 9 | Petroleum Liquids | IC |  | S | X | X |  |  | 1.5 | 1 | 1.5 | 1.5 | 0.8 | N |  |  | OP | X | 8 | 2002 |  |  | N | Electric Utility | 1 | X X X: X; DFO RC RC: DFO; DFO SUB SUB: NG |  |  | N | N |  | 1H | [23 empty] | Y | N | Y
Vintage2000 | natural gas peaker | TRUE | 20910 | Wolverine Power Supply Coop | 1877 | George Johnson | MI | Osceola | 10 | Natural Gas Fired Combustion Turbine | GT |  | S | X | X |  |  | 25 | 0.85 | 24.3 | 30.4 | 19 | N |  |  | OP | X | 6 | 2000 |  |  | N | Electric Utility | 1 | [11 empty] | N |  |  | 1H | [23 empty] | N | bar: X X X to DFO RC RC
Vintage1993 | petroleum | TRUE | 20910 | Wolverine Power Supply Coop | 1877 | George Johnson | MI | Osceola | 11 | Petroleum Liquids | IC |  | S | X | X |  |  | 1 | 0.8 | 1 | 1 | 0.6 | N |  |  | SB | Y | 9 | 1993 |  |  | N | Electric Utility | 1 | X X X: X; DFO RC RC: DFO |  |  | N |  |  | 1H | [23 empty] | N
Vintage2000 | natural gas peaker | TRUE | 20910 | Wolverine Power Supply Coop | 1877 | George Johnson | MI | Osceola | 9 | Natural Gas Fired Combustion Turbine | GT |  | S | X | X |  |  | 25 | 0.85 | 24.4 | 29.7 | 19 | N |  |  | OP | X | 6 | 2000 |  |  | N | Electric Utility | 1 | [11 empty] | N |  |  | 1H | [23 empty] | N | bar: X X X to DFO RC RC
Vintage2001 | natural gas peaker | TRUE | 20910 | Wolverine Power Supply Coop | 1880 | Claude Vandyke | MI | Allegan | 8 | Natural Gas Fired Combustion Turbine | GT |  | S | X | X |  |  | 24.8 | 0.8 | 20.2 | 27.3 | 17.4 | N |  |  | OP | X | 9 | 2001 |  |  | N | Electric Utility | 1 | [11 empty] | N |  |  | 12H | [23 empty] | N | bar: X X X to DFO RC RC
Vintage1972 | natural gas peaker | TRUE | 20910 | Wolverine Power Supply Coop | 1881 | Vestaburg | MI | Montcalm | 8 | Natural Gas Fired Combustion Turbine | GT |  | S | X | X |  |  | 23.7 | 0.9 | 18.5 | 25.5 | 5 | N |  |  | OP | X | 7 | 1972 |  |  | N | Electric Utility | 1 | X X X: X; DFO RC RC: NG; DFO SUB SUB: DFO |  |  | N |  |  | 1H | [23 empty] | Y | Y | Y
Vintage1953 | natural gas steam turbine | TRUE | 12647 | ALLETE, Inc. | 1891 | Syl Laskin | MN | St Louis | 1 | Natural Gas Steam Turbine | ST |  | S | X | X | MP.LASKIN1 | MP.LASKIN1 | 58 | 0.85 | 49 | 49 | 17 | N |  |  | OP | X | 6 | 1953 |  |  | N | Electric Utility | 1 | [11 empty] | N | N |  | OVER |  | N |  |  | N | N | [14 empty] | N |  |  | N | N | N | bar: X X X to DFO RC RC; DFO DFO DFO
Vintage1953 | natural gas steam turbine | TRUE | 12647 | ALLETE, Inc. | 1891 | Syl Laskin | MN | St Louis | 2 | Natural Gas Steam Turbine | ST |  | S | X | X | MP.LASKIN2 | MP.LASKIN2 | 58 | 0.85 | 49 | 49 | 17 | N |  |  | OP | X | 9 | 1953 |  |  | N | Electric Utility | 1 | [11 empty] | N | N |  | OVER |  | N |  |  | N | N | [14 empty] | N |  |  | N | N | N | bar: X X X to DFO RC RC; DFO DFO DFO
Vintage1925 | hydro | TRUE | 12647 | ALLETE, Inc. | 1892 | Blanchard | MN | Morrison | 1 | Conventional Hydroelectric | HY |  | S | X | X | MP.BLNCHR123 | MP.BLNCHR123 | 6 | 0.8 | 5.4 | 5.4 | 0.8 | N |  |  | OP | X | 2 | 1925 |  |  | N | Electric Utility | 1 | X X X: X; DFO RC RC: WAT |  |  | N | N |  | 10M | [20 empty] | N |  |  | N
Vintage1925 | hydro | TRUE | 12647 | ALLETE, Inc. | 1892 | Blanchard | MN | Morrison | 2 | Conventional Hydroelectric | HY |  | S | X | X | MP.BLNCHR123 | MP.BLNCHR123 | 6 | 0.8 | 5.4 | 5.4 | 0.8 | N |  |  | OP | X | 2 | 1925 |  |  | N | Electric Utility | 1 | X X X: X; DFO RC RC: WAT |  |  | N | N |  | 10M | [20 empty] | N |  |  | N
Vintage1988 | hydro | TRUE | 12647 | ALLETE, Inc. | 1892 | Blanchard | MN | Morrison | 3 | Conventional Hydroelectric | HY |  | S | X | X | MP.BLNCHR123 | MP.BLNCHR123 | 6 | 1 | 5.4 | 5.4 | 0.8 | N |  |  | OP | X | 8 | 1988 |  |  | N | Electric Utility | 1 | X X X: X; DFO RC RC: WAT |  |  | N | N |  | 10M | [20 empty] | N |  |  | N
Vintage1973 | hard coal | TRUE | 12647 | ALLETE, Inc. | 1893 | Clay Boswell | MN | Itasca | 3 | Conventional Steam Coal | ST |  | S | X | X | MP.BOS233 | MP.BOS233 | 364.5 | 0.9 | 352 | 352 | 75 | N |  |  | OP | X | 5 | 1973 | 12 | 2029 | N | Electric Utility | 1 | X X X: X; DFO RC RC: RC; DFO SUB SUB: SUB; DFO DFO DFO: NG; DFO DFO DFO: NG |  |  | N | N |  | OVER |  | Y |  |  | Y | N | [14 empty] | N |  |  | Y | Y | N
Vintage1980 | hard coal | TRUE | 12647 | ALLETE, Inc. | 1893 | Clay Boswell | MN | Itasca | 4 | Conventional Steam Coal | ST |  | J | X | X | MP.MP_BOS4 | MP.MP_BOS4 | 558 | 0.9 | 585 | 585 | 185 | N |  |  | OP | X | 5 | 1980 |  |  | N | Electric Utility | 1 | X X X: X; DFO RC RC: RC; DFO SUB SUB: SUB; DFO DFO DFO: NG; DFO DFO DFO: NG |  |  | N | N |  | OVER |  | Y |  |  | Y | N | [14 empty] | N |  |  | Y | Y | N
Vintage1980 | petroleum | TRUE | 12647 | ALLETE, Inc. | 1893 | Clay Boswell | MN | Itasca | D4 | Petroleum Liquids | IC |  | J | X | X |  |  | 0.8 | 0.8 | 0.8 | 0.8 | 0.8 | N |  |  | SB | Y | 4 | 1980 |  |  | N | Electric Utility | 1 | X X X: X; DFO RC RC: DFO |  |  | N |  |  | 1H | [20 empty] | N |  |  | N
Vintage1924 | hydro | TRUE | 12647 | ALLETE, Inc. | 1894 | Fond Du Lac | MN | St Louis | 1 | Conventional Hydroelectric | HY |  | S | X | X | MP.FONDLA1 | MP.FONDLA1 | 12 | 0.8 | 13.1 | 13.1 | 0.5 | N |  |  | OP | X | 1 | 1924 |  |  | N | Electric Utility | 1 | X X X: X; DFO RC RC: WAT |  |  | N | N |  | 10M | [20 empty] | N |  |  | N
Vintage1922 | hydro | TRUE | 12647 | ALLETE, Inc. | 1895 | Knife Falls | MN | Carlton | 1 | Conventional Hydroelectric | HY |  | S | X | X |  |  | 0.8 | 0.8 | 0.8 | 0.8 | 0.1 | N |  |  | OP | X | 1 | 1922 |  |  | N | Electric Utility | 1 | X X X: X; DFO RC RC: WAT |  |  | N | N |  | 10M | [20 empty] | N |  |  | N
Vintage1922 | hydro | TRUE | 12647 | ALLETE, Inc. | 1895 | Knife Falls | MN | Carlton | 2 | Conventional Hydroelectric | HY |  | S | X | X |  |  | 0.8 | 0.8 | 0.8 | 0.8 | 0.1 | N |  |  | OP | X | 1 | 1922 |  |  | N | Electric Utility | 1 | X X X: X; DFO RC RC: WAT |  |  | N |  |  | 10M | [20 empty] | N |  |  | N
Vintage1922 | hydro | TRUE | 12647 | ALLETE, Inc. | 1895 | Knife Falls | MN | Carlton | 3 | Conventional Hydroelectric | HY |  | S | X | X |  |  | 0.8 | 0.8 | 0.7 | 0.7 | 0.1 | N |  |  | OP | X | 1 | 1922 |  |  | N | Electric Utility | 1 | X X X: X; DFO RC RC: WAT |  |  | N |  |  | 10M | [20 empty] | N |  |  | N
Vintage1919 | hydro | TRUE | 12647 | ALLETE, Inc. | 1896 | Little Falls (MN) | MN | Morrison | 1 | Conventional Hydroelectric | HY |  | S | X | X |  |  | 0.8 | 0.8 | 0.9 | 0.9 | 0.1 | N |  |  | OP | X | 1 | 1919 |  |  | N | Electric Utility | 1 | X X X: X; DFO RC RC: WAT |  |  | N | N |  | 10M | [20 empty] | N |  |  | N
Vintage1919 | hydro | TRUE | 12647 | ALLETE, Inc. | 1896 | Little Falls (MN) | MN | Morrison | 2 | Conventional Hydroelectric | HY |  | S | X | X |  |  | 0.8 | 0.8 | 0.9 | 0.9 | 0.1 | N |  |  | OP | X | 1 | 1919 |  |  | N | Electric Utility | 1 | X X X: X; DFO RC RC: WAT |  |  | N | N |  | 10M | [20 empty] | N |  |  | N
Vintage1920 | hydro | TRUE | 12647 | ALLETE, Inc. | 1896 | Little Falls (MN) | MN | Morrison | 3 | Conventional Hydroelectric | HY |  | S | X | X |  |  | 1 | 0.8 | 1 | 1 | 0.3 | N |  |  | OP | X | 1 | 1920 |  |  | N | Electric Utility | 1 | X X X: X; DFO RC RC: WAT |  |  | N | N |  | 10M | [20 empty] | N |  |  | N
Vintage1979 | hydro | TRUE | 12647 | ALLETE, Inc. | 1896 | Little Falls (MN) | MN | Morrison | 4 | Conventional Hydroelectric | HY |  | S | X | X |  |  | 1.2 | 0.8 | 1.3 | 1.3 | 0.5 | N |  |  | OP | X | 11 | 1979 |  |  | N | Electric Utility | 1 | X X X: X; DFO RC RC: WAT |  |  | N | N |  | 10M | [20 empty] | N |  |  | N
Vintage1906 | hydro | TRUE | 12647 | ALLETE, Inc. | 1896 | Little Falls (MN) | MN | Morrison | 5 | Conventional Hydroelectric | HY |  | S | X | X |  |  | 0.4 | 0.8 | 0.5 | 0.5 | 0.1 | N |  |  | OP | X | 1 | 1906 |  |  | N | Electric Utility | 1 | X X X: X; DFO RC RC: WAT |  |  | N | N |  | 10M | [20 empty] | N |  |  | N
Vintage1906 | hydro | TRUE | 12647 | ALLETE, Inc. | 1896 | Little Falls (MN) | MN | Morrison | 6 | Conventional Hydroelectric | HY |  | S | X | X |  |  | 0.4 | 0.8 | 0.5 | 0.5 | 0.1 | N |  |  | OP | X | 1 | 1906 |  |  | N | Electric Utility | 1 | X X X: X; DFO RC RC: WAT |  |  | N | N |  | 10M | [20 empty] | N |  |  | N
Vintage1949 | biomass | TRUE | 12647 | ALLETE, Inc. | 1897 | M L Hibbard | MN | St Louis | 3 | Wood/Wood Waste Biomass | ST |  | S | X | X | MP.HIBBAR3 | MP.HIBBAR3 | 35.3 | 0.85 | 30 | 30 | 10 | N |  |  | OP | X | 6 | 1949 |  |  | Y | Commercial CHP | 5 | T | WDS | SUB | NG |  |  |  | NG | SUB | WDS |  | N | N |  | 12H |  | N | Y |  | Y | [15 empty] | N |  |  | Y | Y | N
Vintage1951 | biomass | TRUE | 12647 | ALLETE, Inc. | 1897 | M L Hibbard | MN | St Louis | 4 | Wood/Wood Waste Biomass | ST |  | S | X | X | MP.HIBBAR4 | MP.HIBBAR4 | 37.5 | 0.85 | 30 | 30 | 10 | N |  |  | OP | X | 6 | 1951 |  |  | Y | Commercial CHP | 5 | T | WDS | SUB | NG |  |  |  | NG | SUB | WDS |  | N | N |  | 12H |  | N | Y |  | Y | [15 empty] | N |  |  | Y | Y | N
Vintage1917 | hydro | TRUE | 12647 | ALLETE, Inc. | 1898 | Pillager | MN | Cass | 1 | Conventional Hydroelectric | HY |  | S | X | X |  |  | 0.8 | 0.8 | 0.9 | 0.9 | 0.1 | N |  |  | OP | X | 1 | 1917 |  |  | N | Electric Utility | 1 | X X X: X; DFO RC RC: WAT |  |  | N | N |  | 10M | [20 empty] | N |  |  | N
Vintage1917 | hydro | TRUE | 12647 | ALLETE, Inc. | 1898 | Pillager | MN | Cass | 2 | Conventional Hydroelectric | HY |  | S | X | X |  |  | 0.8 | 0.8 | 0.8 | 0.8 | 0.1 | N |  |  | OP | X | 1 | 1917 |  |  | N | Electric Utility | 1 | X X X: X; DFO RC RC: WAT |  |  | N | N |  | 10M | [20 empty] | N |  |  | N
Vintage1923 | hydro | TRUE | 12647 | ALLETE, Inc. | 1899 | Scanlon | MN | Carlton | 1 | Conventional Hydroelectric | HY |  | S | X | X |  |  | 0.4 | 0.8 | 0.4 | 0.4 | 0.1 | N |  |  | OP | X | 1 | 1923 |  |  | N | Electric Utility | 1 | X X X: X; DFO RC RC: WAT |  |  | N | N |  | 10M | [20 empty] | N |  |  | N
Vintage1923 | hydro | TRUE | 12647 | ALLETE, Inc. | 1899 | Scanlon | MN | Carlton | 2 | Conventional Hydroelectric | HY |  | S | X | X |  |  | 0.4 | 0.8 | 0.4 | 0.4 | 0.1 | N |  |  | OP | X | 1 | 1923 |  |  | N | Electric Utility | 1 | X X X: X; DFO RC RC: WAT |  |  | N | N |  | 10M | [20 empty] | N |  |  | N
Vintage1923 | hydro | TRUE | 12647 | ALLETE, Inc. | 1899 | Scanlon | MN | Carlton | 3 | Conventional Hydroelectric | HY |  | S | X | X |  |  | 0.4 | 0.8 | 0.4 | 0.4 | 0.1 | N |  |  | OP | X | 1 | 1923 |  |  | N | Electric Utility | 1 | X X X: X; DFO RC RC: WAT |  |  | N | N |  | 10M | [20 empty] | N |  |  | N
Vintage1923 | hydro | TRUE | 12647 | ALLETE, Inc. | 1899 | Scanlon | MN | Carlton | 4 | Conventional Hydroelectric | HY |  | S | X | X |  |  | 0.4 | 0.8 | 0.4 | 0.4 | 0.1 | N |  |  | OP | X | 1 | 1923 |  |  | N | Electric Utility | 1 | X X X: X; DFO RC RC: WAT |  |  | N | N |  | 10M | [20 empty] | N |  |  | N
Vintage1913 | hydro | TRUE | 12647 | ALLETE, Inc. | 1900 | Sylvan | MN | Cass | 1 | Conventional Hydroelectric | HY |  | S | X | X | MP.LASKIN1 | MP.LASKIN1 | 0.6 | 1 | 0.6 | 0.6 | 0.1 | N |  |  | OP | X | 1 | 1913 |  |  | N | Electric Utility | 1 | X X X: X; DFO RC RC: WAT |  |  | N | N |  | 10M | [20 empty] | N |  |  | N
Vintage1913 | hydro | TRUE | 12647 | ALLETE, Inc. | 1900 | Sylvan | MN | Cass | 2 | Conventional Hydroelectric | HY |  | S | X | X | MP.LASKIN2 | MP.LASKIN2 | 0.6 | 1 | 0.6 | 0.6 | 0.1 | N |  |  | OP | X | 1 | 1913 |  |  | N | Electric Utility | 1 | X X X: X; DFO RC RC: WAT |  |  | N | N |  | 10M | [20 empty] | N |  |  | N
Vintage1915 | hydro | TRUE | 12647 | ALLETE, Inc. | 1900 | Sylvan | MN | Cass | 3 | Conventional Hydroelectric | HY |  | S | X | X |  |  | 0.6 | 0.8 | 0.6 | 0.6 | 0.1 | N |  |  | OP | X | 1 | 1915 |  |  | N | Electric Utility | 1 | X X X: X; DFO RC RC: WAT |  |  | N | N |  | 10M | [20 empty] | N |  |  | N
Vintage1907 | hydro | TRUE | 12647 | ALLETE, Inc. | 1901 | Thomson | MN | Carlton | 1 | Conventional Hydroelectric | HY |  | S | X | X | MP.THOMSON | MP.THOMSON | 13 | 0.8 | 12.5 | 12.5 | 0.5 | N |  |  | OP | X | 1 | 1907 |  |  | N | Electric Utility | 1 | X X X: X; DFO RC RC: WAT |  |  | N | N |  | 10M | [20 empty] | N |  |  | N
Vintage1907 | hydro | TRUE | 12647 | ALLETE, Inc. | 1901 | Thomson | MN | Carlton | 2 | Conventional Hydroelectric | HY |  | S | X | X |  |  | 13 | 0.8 | 12.5 | 12.5 | 0.5 | N |  |  | OP | X | 1 | 1907 |  |  | N | Electric Utility | 1 | X X X: X; DFO RC RC: WAT |  |  | N | N |  | 10M | [20 empty] | N |  |  | N
Vintage1907 | hydro | TRUE | 12647 | ALLETE, Inc. | 1901 | Thomson | MN | Carlton | 3 | Conventional Hydroelectric | HY |  | S | X | X |  |  | 13 | 0.8 | 12.5 | 12.5 | 0.5 | N |  |  | OP | X | 1 | 1907 |  |  | N | Electric Utility | 1 | X X X: X; DFO RC RC: WAT |  |  | N | N |  | 10M | [20 empty] | N |  |  | N
Vintage1914 | hydro | TRUE | 12647 | ALLETE, Inc. | 1901 | Thomson | MN | Carlton | 4 | Conventional Hydroelectric | HY |  | S | X | X |  |  | 10.8 | 0.8 | 12.1 | 12.1 | 0.5 | N |  |  | OP | X | 1 | 1914 |  |  | N | Electric Utility | 1 | X X X: X; DFO RC RC: WAT |  |  | N | N |  | 10M | [20 empty] | N |  |  | N
Vintage1919 | hydro | TRUE | 12647 | ALLETE, Inc. | 1901 | Thomson | MN | Carlton | 5 | Conventional Hydroelectric | HY |  | S | X | X |  |  | 10.8 | 0.8 | 11.9 | 11.9 | 0.5 | N |  |  | OP | X | 1 | 1919 |  |  | N | Electric Utility | 1 | X X X: X; DFO RC RC: WAT |  |  | N | N |  | 10M | [20 empty] | N |  |  | N
Vintage1949 | hydro | TRUE | 12647 | ALLETE, Inc. | 1901 | Thomson | MN | Carlton | 6 | Conventional Hydroelectric | HY |  | S | X | X |  |  | 12 | 0.8 | 14.7 | 14.7 | 0.5 | N |  |  | OP | X | 1 | 1949 |  |  | N | Electric Utility | 1 | X X X: X; DFO RC RC: WAT |  |  | N | N |  | 10M | [20 empty] | N |  |  | N
Vintage1923 | hydro | TRUE | 12647 | ALLETE, Inc. | 1902 | Winton | MN | Lake | 2 | Conventional Hydroelectric | HY |  | S | X | X |  |  | 2 | 0.8 | 2.1 | 2.1 | 0.3 | N |  |  | OP | X | 8 | 1923 |  |  | N | Electric Utility | 1 | X X X: X; DFO RC RC: WAT |  |  | N | N |  | 10M | [20 empty] | N |  |  | N
Vintage1923 | hydro | TRUE | 12647 | ALLETE, Inc. | 1902 | Winton | MN | Lake | 3 | Conventional Hydroelectric | HY |  | S | X | X |  |  | 2 | 0.8 | 2 | 2 | 0.3 | N |  |  | OP | X | 9 | 1923 |  |  | N | Electric Utility | 1 | X X X: X; DFO RC RC: WAT |  |  | N | N |  | 10M | [20 empty] | N |  |  | N
Vintage1954 | natural gas combined cycle | TRUE | 13781 | Northern States Power Co - Minnesota | 1904 | Black Dog | MN | Dakota | 2 | Natural Gas Fired Combined Cycle | CA | BDS0 | S | Y | X | NSP BLK_DOG BLK_DO_2_UNIT | CC_BLACKDOG52 | 136.9 | 0.88 | 117 | 117 | 66 | N |  |  | OP | X | 10 | 1954 | 12 | 2031 | N | Electric Utility | 1 | [11 empty] | N | N |  | 12H | [23 empty] | N | N | bar: X X X to DFO RC RC
Vintage2002 | natural gas combined cycle | TRUE | 13781 | Northern States Power Co - Minnesota | 1904 | Black Dog | MN | Dakota | 5 | Natural Gas Fired Combined Cycle | CT | BDS0 | S | X | Y | NSP BLK_DOG BLK_DO_5_UNIT | NSP BLK_DOG BLK_DO_5_UNIT | 187.9 | 0.85 | 165 | 181 | 94 | N |  |  | OP | X | 6 | 2002 | 12 | 2031 | N | Electric Utility | 1 | [11 empty] | N | N |  | 12H | [23 empty] | N | N | N | bar: X X X to DFO RC RC
Vintage2018 | natural gas peaker | TRUE | 13781 | Northern States Power Co - Minnesota | 1904 | Black Dog | MN | Dakota | 6-1 | Natural Gas Fired Combustion Turbine | GT |  | S | X | X | NSP.BLKDO6 | NSP BLK_DOG BLK_DO_6_UNIT | 238 | 0.85 | 212 | 228 | 60 | N |  |  | OP | X | 4 | 2018 | 12 | 2058 | N | Electric Utility | 1 | [14 empty] | 1H | [23 empty] | N | N | N | bar: X X X to DFO RC RC
Vintage1954 | hydro | TRUE | 13781 | Northern States Power Co - Minnesota | 1911 | Hennepin Island | MN | Hennepin | 1 | Conventional Hydroelectric | HY |  | S | X | X | NSP MAIN_ST MAIN_S_1 | NSP MAIN_ST MAIN_S_1 | 2.8 | 0.9 | 1.2 | 1.4 | 0.6 | N |  |  | OP | X | 10 | 1954 |  |  | N | Electric Utility | 1 | X X X: X; DFO RC RC: WAT |  |  | N | N |  | 10M | [23 empty] | N
Vintage1955 | hydro | TRUE | 13781 | Northern States Power Co - Minnesota | 1911 | Hennepin Island | MN | Hennepin | 2 | Conventional Hydroelectric | HY |  | S | X | X | NSP MAIN_ST MAIN_S_1 | NSP MAIN_ST MAIN_S_1 | 2.8 | 0.9 | 1.2 | 1.4 | 0.6 | N |  |  | OP | X | 3 | 1955 |  |  | N | Electric Utility | 1 | X X X: X; DFO RC RC: WAT |  |  | N | N |  | 10M | [23 empty] | N
Vintage1955 | hydro | TRUE | 13781 | Northern States Power Co - Minnesota | 1911 | Hennepin Island | MN | Hennepin | 3 | Conventional Hydroelectric | HY |  | S | X | X | NSP MAIN_ST MAIN_S_1 | NSP MAIN_ST MAIN_S_1 | 2.8 | 0.9 | 1.2 | 1.4 | 0.6 | N |  |  | OP | X | 10 | 1955 |  |  | N | Electric Utility | 1 | X X X: X; DFO RC RC: WAT |  |  | N | N |  | 10M | [23 empty] | N
Vintage1954 | hydro | TRUE | 13781 | Northern States Power Co - Minnesota | 1911 | Hennepin Island | MN | Hennepin | 4 | Conventional Hydroelectric | HY |  | S | X | X | NSP MAIN_ST MAIN_S_1 | NSP MAIN_ST MAIN_S_1 | 2.8 | 0.9 | 1.2 | 1.4 | 0.6 | N |  |  | OP | X | 10 | 1954 |  |  | N | Electric Utility | 1 | X X X: X; DFO RC RC: WAT |  |  | N | N |  | 10M | [23 empty] | N
Vintage1955 | hydro | TRUE | 13781 | Northern States Power Co - Minnesota | 1911 | Hennepin Island | MN | Hennepin | 5 | Conventional Hydroelectric | HY |  | S | X | X | NSP MAIN_ST MAIN_S_1 | NSP MAIN_ST MAIN_S_1 | 2.5 | 0.8 | 1.3 | 1.5 | 0.6 | N |  |  | OP | X | 11 | 1955 |  |  | N | Electric Utility | 1 | X X X: X; DFO RC RC: WAT |  |  | N | N |  | 10M | [23 empty] | N
Vintage2008 | natural gas combined cycle | TRUE | 13781 | Northern States Power Co - Minnesota | 1912 | High Bridge | MN | Ramsey | 7 | Natural Gas Fired Combined Cycle | CT | HBR0 | S | X | Y | NSP HIBRDGE HIBRDG_7_UNIT | NSP HIBRDGE HIBRDG_7_UNIT | 197 | 0.85 | 152 | 185 | 88 | N |  |  | OP | X | 5 | 2008 |  |  | N | Electric Utility | 1 | [11 empty] | N | N |  | 12H | [23 empty] | N | N | bar: X X X to DFO RC RC
Vintage2008 | natural gas combined cycle | TRUE | 13781 | Northern States Power Co - Minnesota | 1912 | High Bridge | MN | Ramsey | 8 | Natural Gas Fired Combined Cycle | CT | HBR0 | S | X | Y | NSP HIBRDGE HIBRDG_8_UNIT | NSP HIBRDGE HIBRDG_8_UNIT | 197 | 0.85 | 152 | 185 | 88 | N |  |  | OP | X | 5 | 2008 |  |  | N | Electric Utility | 1 | [11 empty] | N | N |  | 12H | [23 empty] | N | N | bar: X X X to DFO RC RC
Vintage2008 | natural gas combined cycle | TRUE | 13781 | Northern States Power Co - Minnesota | 1912 | High Bridge | MN | Ramsey | 9 | Natural Gas Fired Combined Cycle | CA | HBR0 | S | Y | X | NSP HIBRDGE HIBRD9_1_UNIT | NSP HIBRDGE HIBRD9_1_UNIT | 250 | 0.85 | 226 | 236 | 162 | N |  |  | OP | X | 5 | 2008 |  |  | N | Electric Utility | 1 | [11 empty] | N | N |  | 12H | [23 empty] | N | N | bar: X X X to DFO RC RC
Vintage1972 | natural gas peaker | TRUE | 13781 | Northern States Power Co - Minnesota | 1913 | Inver Hills | MN | Dakota | 1 | Natural Gas Fired Combustion Turbine | GT |  | S | X | X | NSP INVRHLS INVRHL_1_UNIT | NSP INVRHLS INVRHL_1_UNIT | 46.8 | 0.85 | 47 | 62 | 10 | N |  |  | OP | X | 4 | 1972 | 12 | 2026 | N | Electric Utility | 1 | X X X: X; DFO RC RC: NG; DFO SUB SUB: DFO |  |  | N | N |  | 1H | [23 empty] | Y | Y | Y
Vintage1972 | natural gas peaker | TRUE | 13781 | Northern States Power Co - Minnesota | 1913 | Inver Hills | MN | Dakota | 2 | Natural Gas Fired Combustion Turbine | GT |  | S | X | X | NSP INVRHLS INVRHL_2_UNIT | NSP INVRHLS INVRHL_2_UNIT | 46.8 | 0.85 | 47 | 62 | 10 | N |  |  | OP | X | 4 | 1972 | 12 | 2026 | N | Electric Utility | 1 | X X X: X; DFO RC RC: NG; DFO SUB SUB: DFO |  |  | N | N |  | 1H | [23 empty] | Y | Y | Y
Vintage1972 | natural gas peaker | TRUE | 13781 | Northern States Power Co - Minnesota | 1913 | Inver Hills | MN | Dakota | 3 | Natural Gas Fired Combustion Turbine | GT |  | S | X | X | NSP INVRHLS INVRHL_3_UNIT | NSP INVRHLS INVRHL_3_UNIT | 46.8 | 0.85 | 47 | 62 | 10 | N |  |  | OP | X | 4 | 1972 | 12 | 2026 | N | Electric Utility | 1 | X X X: X; DFO RC RC: NG; DFO SUB SUB: DFO |  |  | N | N |  | 1H | [23 empty] | Y | Y | Y
Vintage1972 | natural gas peaker | TRUE | 13781 | Northern States Power Co - Minnesota | 1913 | Inver Hills | MN | Dakota | 4 | Natural Gas Fired Combustion Turbine | GT |  | S | X | X | NSP INVRHLS INVRHL_4_UNIT | NSP INVRHLS INVRHL_4_UNIT | 46.8 | 0.85 | 47 | 62 | 10 | N |  |  | OP | X | 4 | 1972 | 12 | 2026 | N | Electric Utility | 1 | X X X: X; DFO RC RC: NG; DFO SUB SUB: DFO |  |  | N | N |  | 1H | [23 empty] | Y | Y | Y
Vintage1972 | natural gas peaker | TRUE | 13781 | Northern States Power Co - Minnesota | 1913 | Inver Hills | MN | Dakota | 5 | Natural Gas Fired Combustion Turbine | GT |  | S | X | X | NSP INVRHLS INVRHL_5_UNIT | NSP INVRHLS INVRHL_5_UNIT | 46.8 | 0.85 | 47 | 61 | 10 | N |  |  | OP | X | 4 | 1972 | 12 | 2026 | N | Electric Utility | 1 | X X X: X; DFO RC RC: NG; DFO SUB SUB: DFO |  |  | N | N |  | 1H | [23 empty] | Y | Y | Y
Vintage1972 | natural gas peaker | TRUE | 13781 | Northern States Power Co - Minnesota | 1913 | Inver Hills | MN | Dakota | 6 | Natural Gas Fired Combustion Turbine | GT |  | S | X | X | NSP INVRHLS INVRHL_6_UNIT | NSP INVRHLS INVRHL_6_UNIT | 46.8 | 0.85 | 47 | 62 | 10 | N |  |  | OP | X | 4 | 1972 | 12 | 2026 | N | Electric Utility | 1 | X X X: X; DFO RC RC: NG; DFO SUB SUB: DFO |  |  | N | N |  | 1H | [23 empty] | Y | Y | Y
Vintage1997 | petroleum | TRUE | 13781 | Northern States Power Co - Minnesota | 1913 | Inver Hills | MN | Dakota | 7 | Petroleum Liquids | GT |  | S | X | X |  |  | 1.8 | 0.8 | 1.8 | 1.8 | 0.8 | N |  |  | SB | Y | 6 | 1997 | 12 | 2026 | N | Electric Utility | 1 | X X X: X; DFO RC RC: DFO |  |  | N | N |  | 1H | [23 empty] | N
Vintage1997 | petroleum | TRUE | 13781 | Northern States Power Co - Minnesota | 1913 | Inver Hills | MN | Dakota | 8 | Petroleum Liquids | GT |  | S | X | X |  |  | 1.8 | 0.8 | 1.8 | 1.8 | 0.8 | N |  |  | SB | Y | 6 | 1997 | 12 | 2026 | N | Electric Utility | 1 | X X X: X; DFO RC RC: DFO |  |  | N | N |  | 1H | [23 empty] | N
Vintage1958 | hard coal | TRUE | 13781 | Northern States Power Co - Minnesota | 1915 | Allen S King | MN | Washington | 1 | Conventional Steam Coal | ST |  | S | X | X | NSP KING KING_1_UNIT | NSP KING KING_1_UNIT | 598.4 | 0.85 | 511 | 511 | 345 | N |  |  | OP | X | 3 | 1958 |  |  | N | Electric Utility | 1 | X | SUB | NG | DFO |  |  |  | NG | DFO |  |  | N | N |  | OVER |  | N |  | Y |  | Y | [17 empty] | Y | N | N
Vintage1971 | nuclear | TRUE | 13781 | Northern States Power Co - Minnesota | 1922 | Monticello Nuclear Facility | MN | Wright | 1 | Nuclear | ST |  | S | X | X | NSP MNTCELO MNTCEL_1_UNIT | NSP MNTCELO MNTCEL_1_UNIT | 685 | 0.95 | 617 | 646 | 500 | N |  |  | OP | X | 6 | 1971 |  |  | N | Electric Utility | 1 | X X X: X; DFO RC RC: NUC |  |  | N | N |  | OVER | [23 empty] | N | N | N
Vintage1974 | nuclear | TRUE | 13781 | Northern States Power Co - Minnesota | 1925 | Prairie Island | MN | Goodhue | 1 | Nuclear | ST |  | S | X | X | NSP PR_ISLD PR_ISL_1_UNIT | NSP PR_ISLD PR_ISL_1_UNIT | 593.1 | 0.9 | 521 | 546 | 500 | N |  |  | OP | X | 2 | 1974 |  |  | N | Electric Utility | 1 | X X X: X; DFO RC RC: NUC |  |  | N | N |  | OVER | [23 empty] | N
Vintage1974 | nuclear | TRUE | 13781 | Northern States Power Co - Minnesota | 1925 | Prairie Island | MN | Goodhue | 2 | Nuclear | ST |  | S | X | X | NSP PR_ISLD PR_ISL_2_UNIT | NSP PR_ISLD PR_ISL_2_UNIT | 593.1 | 0.9 | 519 | 546 | 500 | N |  |  | OP | X | 10 | 1974 |  |  | N | Electric Utility | 1 | X X X: X; DFO RC RC: NUC |  |  | N | N |  | OVER | [23 empty] | N
Vintage1949 | municipal solid waste | TRUE | 13781 | Northern States Power Co - Minnesota | 1926 | Red Wing | MN | Goodhue | 1 | Municipal Solid Waste | ST |  | S | X | X | NSP REDWING REDWIN_1_UNIT | NSP REDWING REDWIN_1_UNIT | 11.5 | 0.85 | 9 | 9 | 6 | N |  |  | OP | X | 10 | 1949 | 12 | 2027 | N | Electric Utility | 1 | X X X: X; DFO RC RC: MSW; DFO SUB SUB: WDS; DFO DFO DFO: NG; DFO DFO DFO: NG |  |  | N | N |  | 12H |  |  | N |  | N | [18 empty] | Y | Y | N
Vintage1949 | municipal solid waste | TRUE | 13781 | Northern States Power Co - Minnesota | 1926 | Red Wing | MN | Goodhue | 2 | Municipal Solid Waste | ST |  | S | X | X | NSP REDWING REDWIN_2_UNIT | NSP REDWING REDWIN_2_UNIT | 11.5 | 0.85 | 9 | 9 | 6 | N |  |  | OP | X | 11 | 1949 | 12 | 2027 | N | Electric Utility | 1 | X X X: X; DFO RC RC: MSW; DFO SUB SUB: WDS; DFO DFO DFO: NG; DFO DFO DFO: NG |  |  | N | N |  | 12H |  |  | N |  | N | [18 empty] | Y | Y | N
Vintage2009 | natural gas combined cycle | TRUE | 13781 | Northern States Power Co - Minnesota | 1927 | Riverside (MN) | MN | Hennepin | 10 | Natural Gas Fired Combined Cycle | CT | RIV0 | S | X | Y | NSP RIVRSID RIVRS_10_UN | NSP RIVRSID RIVRS_10_UN | 210.6 | 0.9 | 147 | 171 | 79 | N |  |  | OP | X | 5 | 2009 |  |  | N | Electric Utility | 1 | X X X: X; DFO RC RC: NG; DFO SUB SUB: DFO |  |  | N | N |  | 12H | [23 empty] | Y | N | N
Vintage2009 | natural gas combined cycle | TRUE | 13781 | Northern States Power Co - Minnesota | 1927 | Riverside (MN) | MN | Hennepin | 9 | Natural Gas Fired Combined Cycle | CT | RIV0 | S | X | Y | NSP RIVRSID RIVRSI_9_UN | NSP RIVRSID RIVRSI_9_UN | 210.6 | 0.9 | 147 | 171 | 79 | N |  |  | OP | X | 5 | 2009 |  |  | N | Electric Utility | 1 | X X X: X; DFO RC RC: NG; DFO SUB SUB: DFO |  |  | N | N |  | 12H | [23 empty] | Y | N | N
Vintage1987 | natural gas combined cycle | TRUE | 13781 | Northern States Power Co - Minnesota | 1927 | Riverside (MN) | MN | Hennepin | ST7 | Natural Gas Fired Combined Cycle | CA | RIV0 | S | N | X | NSP RIVRSID RIVRSI_7_UN1 | NSP RIVRSID RIVRSI_7_UN1 | 164.7 | 0.9 | 160 | 158 | 76 | N |  |  | OP | X | 4 | 1987 |  |  | N | Electric Utility | 1 | [11 empty] | N | N |  | 12H |  | N | [21 empty] | N | N | bar: X X X to DFO RC RC
Vintage2002 | petroleum | TRUE | 17876 | City of St James - (MN) | 1929 | St James | MN | Watonwan | 1 | Petroleum Liquids | IC |  | S | X | X | NSP.MRES.STJM |  | 2 | 0.8 | 2 | 2 | 1.5 | N |  |  | OP | X | 7 | 2002 |  |  | N | Electric Utility | 1 | X X X: X; DFO RC RC: DFO |  |  | N |  |  | 10M | [23 empty] | N
Vintage2002 | petroleum | TRUE | 17876 | City of St James - (MN) | 1929 | St James | MN | Watonwan | 2 | Petroleum Liquids | IC |  | S | X | X | NSP.MRES.STJM |  | 2 | 0.8 | 2 | 2 | 1.5 | N |  |  | OP | X | 7 | 2002 |  |  | N | Electric Utility | 1 | X X X: X; DFO RC RC: DFO |  |  | N |  |  | 10M | [23 empty] | N
Vintage2002 | petroleum | TRUE | 17876 | City of St James - (MN) | 1929 | St James | MN | Watonwan | 3 | Petroleum Liquids | IC |  | S | X | X | NSP.MRES.STJM |  | 2 | 0.8 | 2 | 2 | 1.5 | N |  |  | OP | X | 7 | 2002 |  |  | N | Electric Utility | 1 | X X X: X; DFO RC RC: DFO |  |  | N |  |  | 10M | [23 empty] | N
Vintage2002 | petroleum | TRUE | 17876 | City of St James - (MN) | 1929 | St James | MN | Watonwan | 4 | Petroleum Liquids | IC |  | S | X | X | NSP.MRES.STJM |  | 2 | 0.8 | 2 | 2 | 1.5 | N |  |  | OP | X | 7 | 2002 |  |  | N | Electric Utility | 1 | X X X: X; DFO RC RC: DFO |  |  | N |  |  | 10M | [23 empty] | N
Vintage2002 | petroleum | TRUE | 17876 | City of St James - (MN) | 1929 | St James | MN | Watonwan | 5 | Petroleum Liquids | IC |  | S | X | X | NSP.MRES.STJM |  | 2 | 0.8 | 2 | 2 | 1.5 | N |  |  | OP | X | 7 | 2002 |  |  | N | Electric Utility | 1 | X X X: X; DFO RC RC: DFO |  |  | N |  |  | 10M | [23 empty] | N
Vintage2002 | petroleum | TRUE | 17876 | City of St James - (MN) | 1929 | St James | MN | Watonwan | 6 | Petroleum Liquids | IC |  | S | X | X | NSP.MRES.STJM |  | 2 | 0.8 | 2 | 2 | 1.5 | N |  |  | OP | X | 7 | 2002 |  |  | N | Electric Utility | 1 | X X X: X; DFO RC RC: DFO |  |  | N |  |  | 10M | [23 empty] | N
Vintage1948 | municipal solid waste | TRUE | 13781 | Northern States Power Co - Minnesota | 1934 | Wilmarth | MN | Blue Earth | 1 | Municipal Solid Waste | ST |  | S | X | X | NSP WILMART WILMAR_1_UNIT | NSP WILMART WILMAR_1_UNIT | 12.5 | 0.8 | 9 | 9 | 1 | N |  |  | OP | X | 9 | 1948 | 12 | 2027 | N | Electric Utility | 1 | X X X: X; DFO RC RC: MSW; DFO SUB SUB: NG; DFO DFO DFO: NG |  |  | N | N |  | 12H | [23 empty] | Y | Y | N
Vintage1951 | municipal solid waste | TRUE | 13781 | Northern States Power Co - Minnesota | 1934 | Wilmarth | MN | Blue Earth | 2 | Municipal Solid Waste | ST |  | S | X | X | NSP WILMART WILMAR_2_UNIT | NSP WILMART WILMAR_2_UNIT | 12.5 | 0.8 | 9 | 9 | 1 | N |  |  | OP | X | 3 | 1951 | 12 | 2027 | N | Electric Utility | 1 | X X X: X; DFO RC RC: MSW; DFO SUB SUB: NG; DFO DFO DFO: NG |  |  | N | N |  | 12H | [23 empty] | Y | Y | N
Vintage1914 | hydro | TRUE | 14232 | Otter Tail Power Co | 1943 | Hoot Lake | MN | Otter Tail | H1 | Conventional Hydroelectric | HY |  | S | X | X |  |  | 1 | 0.8 | 0.8 | 0.8 | 0 | N |  |  | OP | X | 9 | 1914 |  |  | N | Electric Utility | 1 | X X X: X; DFO RC RC: WAT |  |  | N | N |  | 10M | [23 empty] | N
Vintage2005 | petroleum | TRUE | 150 | Adrian Public Utilities Comm | 1956 | Adrian | MN | Nobles | 5 | Petroleum Liquids | IC |  | S | X | X | ALTW.MRES |  | 2 | 0.8 | 2 | 2 | 0.8 | N |  |  | OP | X | 5 | 2005 |  |  | N | Electric Utility | 1 | X X X: X; DFO RC RC: DFO |  |  | N |  |  | 10M | [23 empty] | N
Vintage1948 | petroleum | TRUE | 295 | City of Alexandria - (MN) | 1958 | Alexandria | MN | Douglas | IC1 | Petroleum Liquids | IC |  | S | X | X | OTP.MRES |  | 1.2 | 0.8 | 1 | 1 | 0.1 | N |  |  | SB | Y | 1 | 1948 |  |  | N | Electric Utility | 1 | X X X: X; DFO RC RC: DFO |  |  | N | N |  | 1H | [20 empty] | N |  |  | N |  | N
Vintage1967 | petroleum | TRUE | 295 | City of Alexandria - (MN) | 1958 | Alexandria | MN | Douglas | IC2 | Petroleum Liquids | IC |  | S | X | X | OTP.MRES |  | 4 | 0.8 | 3.6 | 3.6 | 0.1 | N |  |  | SB | Y | 1 | 1967 |  |  | N | Electric Utility | 1 | X X X: X; DFO RC RC: DFO; DFO SUB SUB: NG |  |  | N | N |  | 1H | [20 empty] | N |  |  | N |  | N
Vintage1967 | petroleum | TRUE | 295 | City of Alexandria - (MN) | 1958 | Alexandria | MN | Douglas | IC3 | Petroleum Liquids | IC |  | S | X | X | OTP.MRES |  | 4 | 0.8 | 3.6 | 3.6 | 0.1 | N |  |  | SB | Y | 1 | 1967 |  |  | N | Electric Utility | 1 | X X X: X; DFO RC RC: DFO; DFO SUB SUB: NG |  |  | N | N |  | 1H | [20 empty] | N |  |  | N |  | N
Vintage2002 | petroleum | TRUE | 1573 | City of Benson - (MN) | 1964 | Benson City of | MN | Swift | 10 | Petroleum Liquids | IC |  | S | X | X | OTP.MRES |  | 1.8 | 0.8 | 1.8 | 1.8 | 0.4 | N |  |  | OP | X | 5 | 2002 |  |  | N | Electric Utility | 1 | X X X: X; DFO RC RC: DFO |  |  | N |  |  | 10M | [23 empty] | N
Vintage2002 | petroleum | TRUE | 1573 | City of Benson - (MN) | 1964 | Benson City of | MN | Swift | 11 | Petroleum Liquids | IC |  | S | X | X | OTP.MRES |  | 1.8 | 0.8 | 1.8 | 1.8 | 0.4 | N |  |  | OP | X | 5 | 2002 |  |  | N | Electric Utility | 1 | X X X: X; DFO RC RC: DFO |  |  | N |  |  | 10M | [23 empty] | N
Vintage2002 | petroleum | TRUE | 1573 | City of Benson - (MN) | 1964 | Benson City of | MN | Swift | 7 | Petroleum Liquids | IC |  | S | X | X | OTP.MRES |  | 1.8 | 0.8 | 1.8 | 1.8 | 0.4 | N |  |  | OP | X | 5 | 2002 |  |  | N | Electric Utility | 1 | X X X: X; DFO RC RC: DFO |  |  | N |  |  | 10M | [23 empty] | N
Vintage2002 | petroleum | TRUE | 1573 | City of Benson - (MN) | 1964 | Benson City of | MN | Swift | 8 | Petroleum Liquids | IC |  | S | X | X | OTP.MRES |  | 1.8 | 0.8 | 1.8 | 1.8 | 0.4 | N |  |  | OP | X | 5 | 2002 |  |  | N | Electric Utility | 1 | X X X: X; DFO RC RC: DFO |  |  | N |  |  | 10M | [23 empty] | N
Vintage2002 | petroleum | TRUE | 1573 | City of Benson - (MN) | 1964 | Benson City of | MN | Swift | 9 | Petroleum Liquids | IC |  | S | X | X | OTP.MRES |  | 1.8 | 0.8 | 1.8 | 1.8 | 0.4 | N |  |  | OP | X | 5 | 2002 |  |  | N | Electric Utility | 1 | X X X: X; DFO RC RC: DFO |  |  | N |  |  | 10M | [23 empty] | N
Vintage1974 | petroleum | TRUE | 1871 | City of Blooming Prairie - (MN) | 1966 | Blooming Prairie | MN | Steele | 4 | Petroleum Liquids | IC |  | S | X | X |  |  | 1.2 | 0.96 | 1.3 | 1.3 | 0.8 | N |  |  | SB | Y | 8 | 1974 |  |  | N | Electric Utility | 1 | X X X: X; DFO RC RC: DFO |  |  | N |  |  | 1H | [23 empty] | N
Vintage2003 | petroleum | TRUE | 1871 | City of Blooming Prairie - (MN) | 1966 | Blooming Prairie | MN | Steele | 5 | Petroleum Liquids | IC |  | S | X | X |  |  | 2.3 | 0.96 | 2 | 2 | 1 | N |  |  | SB | Y | 4 | 2003 |  |  | N | Electric Utility | 1 | X X X: X; DFO RC RC: DFO |  |  | N |  |  | 10M | [23 empty] | N | N | N
Vintage2009 | petroleum | TRUE | 1871 | City of Blooming Prairie - (MN) | 1966 | Blooming Prairie | MN | Steele | 6 | Petroleum Liquids | IC |  | S | X | X |  |  | 2 | 0.96 | 1.9 | 1.9 | 1 | N |  |  | SB | Y | 4 | 2009 |  |  | N | Electric Utility | 1 | X X X: X; DFO RC RC: DFO |  |  | N |  |  | 10M | [23 empty] | N | N | N
Vintage2012 | petroleum | TRUE | 1871 | City of Blooming Prairie - (MN) | 1966 | Blooming Prairie | MN | Steele | 7 | Petroleum Liquids | IC |  | S | X | X |  |  | 1.3 | 0.96 | 1.3 | 1.3 | 1.3 | N |  |  | SB | Y | 10 | 2012 |  |  | N | Electric Utility | 1 | X X X: X; DFO RC RC: DFO |  |  | N |  |  | 1H |  |  |  | N | [19 empty] | N | N | N
Vintage1960 | petroleum | TRUE | 1883 | Blue Earth Light & Water | 1967 | Blue Earth | MN | Faribault | IC1 | Petroleum Liquids | IC |  | S | X | X |  |  | 1.5 | 0.9 | 1.5 | 1.5 | 0.5 | N |  |  | OP | X | 11 | 1960 |  |  | N | Electric Utility | 1 | X X X: X; DFO RC RC: DFO |  |  | N |  |  | 1H | [23 empty] | N | N | N
Vintage1993 | petroleum | TRUE | 1883 | Blue Earth Light & Water | 1967 | Blue Earth | MN | Faribault | IC3 | Petroleum Liquids | IC |  | S | X | X |  |  | 1.6 | 0.9 | 1.6 | 1.6 | 0.5 | N |  |  | OP | X | 11 | 1993 |  |  | N | Electric Utility | 1 | X X X: X; DFO RC RC: DFO |  |  | N |  |  | 1H | [23 empty] | N | N
Vintage1993 | petroleum | TRUE | 1883 | Blue Earth Light & Water | 1967 | Blue Earth | MN | Faribault | IC4 | Petroleum Liquids | IC |  | S | X | X |  |  | 1.6 | 0.9 | 1.6 | 1.6 | 0.5 | N |  |  | OP | X | 11 | 1993 |  |  | N | Electric Utility | 1 | X X X: X; DFO RC RC: DFO |  |  | N |  |  | 1H | [23 empty] | N | N
Vintage1993 | petroleum | TRUE | 1883 | Blue Earth Light & Water | 1967 | Blue Earth | MN | Faribault | IC5 | Petroleum Liquids | IC |  | S | X | X |  |  | 1.6 | 0.9 | 1.6 | 1.6 | 0.5 | N |  |  | OP | X | 11 | 1993 |  |  | N | Electric Utility | 1 | X X X: X; DFO RC RC: DFO |  |  | N |  |  | 1H | [23 empty] | N
Vintage1996 | petroleum | TRUE | 1883 | Blue Earth Light & Water | 1967 | Blue Earth | MN | Faribault | IC6 | Petroleum Liquids | IC |  | S | X | X |  |  | 1.8 | 0.9 | 1.8 | 1.8 | 0.5 | N |  |  | OP | X | 2 | 1996 |  |  | N | Electric Utility | 1 | X X X: X; DFO RC RC: DFO |  |  | N |  |  | 1H | [20 empty] | N |  |  | N | N
Vintage2015 | petroleum | TRUE | 1883 | Blue Earth Light & Water | 1967 | Blue Earth | MN | Faribault | IC7 | Petroleum Liquids | IC |  | S | X | X |  |  | 1.1 | 0.9 | 1.1 | 1.1 | 0.5 | N |  |  | OP | X | 9 | 2015 |  |  | N | Electric Utility | 1 | X X X: X; DFO RC RC: DFO |  |  | N |  |  | 1H | [20 empty] | N |  |  | N | N
Vintage2015 | petroleum | TRUE | 1883 | Blue Earth Light & Water | 1967 | Blue Earth | MN | Faribault | IC8 | Petroleum Liquids | IC |  | S | X | X |  |  | 1.8 | 0.9 | 1.8 | 1.8 | 0.5 | N |  |  | OP | X | 9 | 2015 |  |  | N | Electric Utility | 1 | X X X: X; DFO RC RC: DFO |  |  | N |  |  | 1H | [20 empty] | N |  |  | N | N
Vintage1972 | natural gas peaker | TRUE | 5015 | Delano Municipal Utilities | 1969 | Delano | MN | Wright | 2 | Natural Gas Internal Combustion Engine | IC |  | S | X | X |  |  | 1.1 | 0.8 | 1.1 | 1.1 | 0.3 | N |  |  | OP | X | 11 | 1972 |  |  | N | Electric Utility | 1 | X X X: X; DFO RC RC: NG; DFO SUB SUB: DFO |  |  | N | N |  | 1H | [23 empty] | N | N | N
Vintage1973 | natural gas peaker | TRUE | 5015 | Delano Municipal Utilities | 1969 | Delano | MN | Wright | 3 | Natural Gas Internal Combustion Engine | IC |  | S | X | X |  |  | 1.3 | 0.8 | 1.3 | 1.3 | 0.4 | N |  |  | OP | X | 3 | 1973 |  |  | N | Electric Utility | 1 | X X X: X; DFO RC RC: NG; DFO SUB SUB: DFO |  |  | N | N |  | 1H | [23 empty] | N | N | N
Vintage1946 | petroleum | TRUE | 5015 | Delano Municipal Utilities | 1969 | Delano | MN | Wright | 5 | Petroleum Liquids | IC |  | S | X | X |  |  | 0.8 | 0.8 | 0.8 | 0.8 | 0.3 | N |  |  | OP | X | 10 | 1946 |  |  | N | Electric Utility | 1 | X X X: X; DFO RC RC: DFO |  |  | N | N |  | 1H | [23 empty] | N |  | N
Vintage1989 | petroleum | TRUE | 5015 | Delano Municipal Utilities | 1969 | Delano | MN | Wright | 6 | Petroleum Liquids | IC |  | S | X | X |  |  | 1.2 | 0.8 | 1.2 | 1.2 | 0.4 | N |  |  | OP | X | 8 | 1989 |  |  | N | Electric Utility | 1 | X X X: X; DFO RC RC: DFO |  |  | N | N |  | 1H | [23 empty] | N |  | N
Vintage1994 | petroleum | TRUE | 5015 | Delano Municipal Utilities | 1969 | Delano | MN | Wright | 7 | Petroleum Liquids | IC |  | S | X | X |  |  | 3 | 0.8 | 3 | 3 | 0.9 | N |  |  | OP | X | 8 | 1994 |  |  | N | Electric Utility | 1 | X X X: X; DFO RC RC: DFO |  |  | N | N |  | 1H | [23 empty] | N |  | N
Vintage1999 | petroleum | TRUE | 5015 | Delano Municipal Utilities | 1969 | Delano | MN | Wright | 8 | Petroleum Liquids | IC |  | S | X | X |  |  | 3.1 | 0.8 | 3.1 | 3.1 | 0.9 | N |  |  | OP | X | 6 | 1999 |  |  | N | Electric Utility | 1 | X X X: X; DFO RC RC: DFO |  |  | N | N |  | 1H | [23 empty] | N |  | N
Vintage1968 | petroleum | TRUE | 5111 | City of Detroit Lakes - (MN) | 1970 | Detroit Lakes | MN | Becker | 1 | Petroleum Liquids | GT |  | S | X | X | OTP.MRES |  | 12.5 | 0.8 | 9.6 | 10.6 | 5 | N |  |  | OP | X | 7 | 1968 |  |  | N | Electric Utility | 1 | X X X: X; DFO RC RC: DFO |  |  | N |  |  | 10M | [23 empty] | N
Vintage1948 | petroleum | TRUE | 5773 | City of Elk River | 1971 | Elk River City of | MN | Sherburne | 1 | Petroleum Liquids | IC |  | S | X | X |  |  | 0.5 | 0.8 | 0.5 | 0.5 | 0.4 | N |  |  | SB | Y | 3 | 1948 |  |  | N | Electric Utility | 1 | X X X: X; DFO RC RC: DFO |  |  | N | N |  | 1H | [23 empty] | U |  | N
Vintage1948 | petroleum | TRUE | 5773 | City of Elk River | 1971 | Elk River City of | MN | Sherburne | 2 | Petroleum Liquids | IC |  | S | X | X |  |  | 0.5 | 0.8 | 0.5 | 0.5 | 0.4 | N |  |  | SB | Y | 3 | 1948 |  |  | N | Electric Utility | 1 | X X X: X; DFO RC RC: DFO |  |  | N | N |  | 1H | [23 empty] | U |  | N
Vintage1962 | petroleum | TRUE | 5773 | City of Elk River | 1971 | Elk River City of | MN | Sherburne | 3 | Petroleum Liquids | IC |  | S | X | X |  |  | 3 | 0.8 | 3 | 3 | 2.8 | N |  |  | SB | Y | 3 | 1962 |  |  | N | Electric Utility | 1 | X X X: X; DFO RC RC: DFO; DFO SUB SUB: NG |  |  | N | N |  | 1H | [23 empty] | Y | N | Y
Vintage1972 | petroleum | TRUE | 5773 | City of Elk River | 1971 | Elk River City of | MN | Sherburne | 4 | Petroleum Liquids | IC |  | S | X | X |  |  | 5 | 0.8 | 5 | 5 | 4.3 | N |  |  | SB | Y | 8 | 1972 |  |  | N | Electric Utility | 1 | X X X: X; DFO RC RC: DFO; DFO SUB SUB: NG |  |  | N | N |  | 1H | [23 empty] | Y | N | Y
Vintage2002 | biomass | TRUE | 5773 | City of Elk River | 1971 | Elk River City of | MN | Sherburne | 5 | Landfill Gas | IC |  | S | X | X |  |  | 0.8 | 0.8 | 0.8 | 0.8 | 0.2 | N |  |  | OP | X | 10 | 2002 | 10 | 2022 | N | Electric Utility | 1 | X X X: X; DFO RC RC: LFG |  |  | N | N |  | 1H | [23 empty] | U |  | N
Vintage2002 | biomass | TRUE | 5773 | City of Elk River | 1971 | Elk River City of | MN | Sherburne | 6 | Landfill Gas | IC |  | S | X | X |  |  | 0.8 | 0.8 | 0.8 | 0.8 | 0.2 | N |  |  | OP | X | 10 | 2002 | 10 | 2022 | N | Electric Utility | 1 | X X X: X; DFO RC RC: LFG |  |  | N | N |  | 1H | [23 empty] | U |  | N
Vintage2002 | biomass | TRUE | 5773 | City of Elk River | 1971 | Elk River City of | MN | Sherburne | 7 | Landfill Gas | IC |  | S | X | X |  |  | 0.8 | 0.8 | 0.8 | 0.8 | 0.2 | N |  |  | OP | X | 10 | 2002 | 10 | 2022 | N | Electric Utility | 1 | X X X: X; DFO RC RC: LFG |  |  | N | N |  | 1H | [23 empty] | U |  | N
Vintage2006 | biomass | TRUE | 5773 | City of Elk River | 1971 | Elk River City of | MN | Sherburne | 8 | Landfill Gas | IC |  | S | X | X |  |  | 0.8 | 0.8 | 0.8 | 0.8 | 0.2 | N |  |  | OP | X | 7 | 2006 | 10 | 2022 | N | Electric Utility | 1 | X X X: X; DFO RC RC: LFG |  |  | N | N |  | 1H | [23 empty] | U |  | N
Vintage2001 | petroleum | TRUE | 6138 | City of Fairfax - (MN) | 1972 | Fairfax | MN | Renville | 2A | Petroleum Liquids | IC |  | S | X | X |  |  | 2 | 0.8 | 1.9 | 1.9 | 1.5 | N |  |  | SB | Y | 8 | 2001 |  |  | N | Electric Utility | 1 | X X X: X; DFO RC RC: DFO |  |  | N |  |  | 10M | [23 empty] | N | N | N
Vintage2014 | natural gas peaker | TRUE | 40580 | Southern Minnesota Mun P Agny | 1973 | Fairmont (MN) | MN | Martin | 10 | Natural Gas Internal Combustion Engine | IC |  | S | X | X | ALTW.FAIR_SIG | ALTW.FAIR_SIG | 6.5 | 0.8 | 6.5 | 6.5 | 3 | N |  |  | OP | X | 3 | 2014 |  |  | N | Electric Utility | 1 | [14 empty] | 1H | [23 empty] | N | bar: X X X to DFO RC RC
Vintage2014 | natural gas peaker | TRUE | 40580 | Southern Minnesota Mun P Agny | 1973 | Fairmont (MN) | MN | Martin | 11 | Natural Gas Internal Combustion Engine | IC |  | S | X | X | ALTW.FAIR_SIG | ALTW.FAIR_SIG | 6.5 | 0.8 | 6.5 | 6.5 | 3 | N |  |  | OP | X | 3 | 2014 |  |  | N | Electric Utility | 1 | [14 empty] | 1H | [23 empty] | N | bar: X X X to DFO RC RC
Vintage2014 | natural gas peaker | TRUE | 40580 | Southern Minnesota Mun P Agny | 1973 | Fairmont (MN) | MN | Martin | 12 | Natural Gas Internal Combustion Engine | IC |  | S | X | X | ALTW.FAIR_SIG | ALTW.FAIR_SIG | 6.5 | 0.8 | 6.5 | 6.5 | 3 | N |  |  | OP | X | 3 | 2014 |  |  | N | Electric Utility | 1 | [14 empty] | 1H | [23 empty] | N | bar: X X X to DFO RC RC
Vintage1975 | petroleum | TRUE | 40580 | Southern Minnesota Mun P Agny | 1973 | Fairmont (MN) | MN | Martin | 6 | Petroleum Liquids | IC |  | S | X | X | ALTW.FAIR_DSL | ALTW.FAIR_DSL | 6.5 | 0.8 | 6 | 6 | 3.5 | N |  |  | OP | X | 1 | 1975 |  |  | N | Electric Utility | 1 | X X X: X; DFO RC RC: DFO; DFO SUB SUB: NG |  |  | N | N |  | 1H | [23 empty] | Y | Y | N
Vintage1975 | petroleum | TRUE | 40580 | Southern Minnesota Mun P Agny | 1973 | Fairmont (MN) | MN | Martin | 7 | Petroleum Liquids | IC |  | S | X | X | ALTW.FAIR_DSL | ALTW.FAIR_DSL | 6.5 | 0.8 | 6 | 6 | 3.5 | N |  |  | OP | X | 1 | 1975 |  |  | N | Electric Utility | 1 | X X X: X; DFO RC RC: DFO; DFO SUB SUB: NG |  |  | N | N |  | 1H | [23 empty] | Y | Y | N
Vintage2014 | natural gas peaker | TRUE | 40580 | Southern Minnesota Mun P Agny | 1973 | Fairmont (MN) | MN | Martin | 9 | Natural Gas Internal Combustion Engine | IC |  | S | X | X | ALTW.FAIR_SIG | ALTW.FAIR_SIG | 6.5 | 0.8 | 6.5 | 6.5 | 3 | N |  |  | OP | X | 3 | 2014 |  |  | N | Electric Utility | 1 | [14 empty] | 1H | [23 empty] | N | bar: X X X to DFO RC RC
Vintage1985 | petroleum | TRUE | 7292 | Glencoe Light & Power Comm | 1975 | Glencoe | MN | McLeod | 10 | Petroleum Liquids | IC |  | S | X | X |  |  | 7 | 0.8 | 5.6 | 5.6 | 3 | N |  |  | OP | X | 10 | 1985 |  |  | N | Electric Utility | 1 | X X X: X; DFO RC RC: DFO |  |  | N | N |  | 1H | [23 empty] | N | N | N
Vintage1998 | petroleum | TRUE | 7292 | Glencoe Light & Power Comm | 1975 | Glencoe | MN | McLeod | 11 | Petroleum Liquids | IC |  | S | X | X |  |  | 4.8 | 0.8 | 4.8 | 4.8 | 2 | N |  |  | OP | X | 6 | 1998 |  |  | N | Electric Utility | 1 | X X X: X; DFO RC RC: DFO |  |  | N | N |  | 1H | [23 empty] | N | N | N
Vintage1998 | petroleum | TRUE | 7292 | Glencoe Light & Power Comm | 1975 | Glencoe | MN | McLeod | 12 | Petroleum Liquids | IC |  | S | X | X |  |  | 4.8 | 0.8 | 4.8 | 4.8 | 2 | N |  |  | OP | X | 7 | 1998 |  |  | N | Electric Utility | 1 | X X X: X; DFO RC RC: DFO |  |  | N | N |  | 1H | [23 empty] | N | N | N
Vintage2006 | petroleum | TRUE | 7292 | Glencoe Light & Power Comm | 1975 | Glencoe | MN | McLeod | 14 | Petroleum Liquids | IC |  | S | X | X |  |  | 4.8 | 0.8 | 4.8 | 4.8 | 2 | N |  |  | OP | X | 9 | 2006 |  |  | N | Electric Utility | 1 | X X X: X; DFO RC RC: DFO |  |  | N | N |  | 1H | [23 empty] | N | N | N
Vintage1957 | petroleum | TRUE | 7292 | Glencoe Light & Power Comm | 1975 | Glencoe | MN | McLeod | 5 | Petroleum Liquids | IC |  | S | X | X |  |  | 1.3 | 0.8 | 1 | 1 | 0.5 | N |  |  | OP | X | 6 | 1957 |  |  | N | Electric Utility | 1 | X X X: X; DFO RC RC: DFO; DFO SUB SUB: NG |  |  | N | N |  | 1H | [23 empty] | Y | Y | Y
Vintage1966 | petroleum | TRUE | 7292 | Glencoe Light & Power Comm | 1975 | Glencoe | MN | McLeod | 7 | Petroleum Liquids | IC |  | S | X | X |  |  | 4.1 | 0.8 | 3.2 | 3.2 | 2 | N |  |  | OP | X | 11 | 1966 |  |  | N | Electric Utility | 1 | X X X: X; DFO RC RC: DFO; DFO SUB SUB: NG |  |  | N | N |  | 1H | [23 empty] | Y | Y | Y
Vintage1969 | petroleum | TRUE | 7292 | Glencoe Light & Power Comm | 1975 | Glencoe | MN | McLeod | 8 | Petroleum Liquids | IC |  | S | X | X |  |  | 5.6 | 0.8 | 5.4 | 5.4 | 2 | N |  |  | OP | X | 7 | 1969 |  |  | N | Electric Utility | 1 | X X X: X; DFO RC RC: DFO; DFO SUB SUB: NG |  |  | N | N |  | 1H | [23 empty] | Y | Y | Y
Vintage1973 | petroleum | TRUE | 7292 | Glencoe Light & Power Comm | 1975 | Glencoe | MN | McLeod | 9 | Petroleum Liquids | IC |  | S | X | X |  |  | 7.1 | 0.8 | 6.1 | 6.1 | 3 | N |  |  | OP | X | 8 | 1973 |  |  | N | Electric Utility | 1 | X X X: X; DFO RC RC: DFO; DFO SUB SUB: NG |  |  | N | N |  | 1H | [23 empty] | Y | Y | Y
Vintage2004 | petroleum | TRUE | 7487 | City of Grand Marais - (MN) | 1976 | Grand Marais | MN | Cook | 7 | Petroleum Liquids | IC |  | S | X | X |  |  | 2.7 | 0.8 | 2.5 | 2.5 | 1.8 | N |  |  | OP | X | 2 | 2004 |  |  | N | Electric Utility | 1 | X X X: X; DFO RC RC: DFO |  |  | N |  |  | 10M | [23 empty] | N
Vintage2004 | petroleum | TRUE | 7487 | City of Grand Marais - (MN) | 1976 | Grand Marais | MN | Cook | 8 | Petroleum Liquids | IC |  | S | X | X |  |  | 2 | 0.8 | 1.8 | 1.8 | 1.8 | N |  |  | OP | X | 2 | 2004 |  |  | N | Electric Utility | 1 | X X X: X; DFO RC RC: DFO |  |  | N |  |  | 10M | [23 empty] | N
Vintage2004 | petroleum | TRUE | 7487 | City of Grand Marais - (MN) | 1976 | Grand Marais | MN | Cook | 9 | Petroleum Liquids | IC |  | S | X | X |  |  | 2 | 0.8 | 1.8 | 1.8 | 1.8 | N |  |  | OP | X | 2 | 2004 |  |  | N | Electric Utility | 1 | X X X: X; DFO RC RC: DFO |  |  | N |  |  | 10M | [23 empty] | N
Vintage1940 | hydro | TRUE | 7494 | City of Granite Falls - (MN) | 1977 | Granite Falls | MN | Chippewa | 1 | Conventional Hydroelectric | HY |  | S | X | X |  |  | 0.3 | 0.8 | 0.2 | 0.2 | 0.2 | N |  |  | OP | X | 8 | 1940 |  |  | N | Electric Utility | 1 | X X X: X; DFO RC RC: WAT |  |  | N | N |  | 10M | [23 empty] | N
Vintage1932 | hydro | TRUE | 7494 | City of Granite Falls - (MN) | 1977 | Granite Falls | MN | Chippewa | 2 | Conventional Hydroelectric | HY |  | S | X | X |  |  | 0.2 | 0.8 | 0.2 | 0.2 | 0.2 | N |  |  | OP | X | 8 | 1932 |  |  | N | Electric Utility | 1 | X X X: X; DFO RC RC: WAT |  |  | N | N |  | 10M | [23 empty] | N
Vintage1986 | hydro | TRUE | 7494 | City of Granite Falls - (MN) | 1977 | Granite Falls | MN | Chippewa | HC3 | Conventional Hydroelectric | HY |  | S | X | X |  |  | 0.8 | 0.834 | 0.7 | 0.7 | 0.7 | N |  |  | OS | X | 6 | 1986 |  |  | N | Electric Utility | 1 | X X X: X; DFO RC RC: WAT |  |  | N | N |  | 10M | [15 empty] | HA | WAT | 0.8 | 6 | 2022 |  |  |  | N
Vintage1965 | hard coal | TRUE | 8543 | Hibbing Public Utilities Comm | 1979 | Hibbing | MN | St Louis | 3 | Conventional Steam Coal | ST |  | S | X | X | MISO | MISO | 10 | 0.8 | 10 | 10 | 4 | N |  |  | SB | Y | 4 | 1965 |  |  | Y | Electric Utility | 1 | T | SUB | NG | WDS | BIT | LIG |  | NG | SUB | WDS |  | N | N |  | 12H |  | N | Y |  | Y | [18 empty] | Y | Y | N
Vintage1985 | hard coal | TRUE | 8543 | Hibbing Public Utilities Comm | 1979 | Hibbing | MN | St Louis | 5 | Conventional Steam Coal | ST |  | S | X | X | MISO | MISO | 19.5 | 0.85 | 19.5 | 19.5 | 5 | N |  |  | SB | Y | 8 | 1985 |  |  | Y | Electric Utility | 1 | T | SUB | NG | WDS | BIT | LIG |  | NG | SUB | WDS |  | N | N |  | 12H |  | N | Y |  | Y | [18 empty] | Y | Y | N
Vintage1996 | hard coal | TRUE | 8543 | Hibbing Public Utilities Comm | 1979 | Hibbing | MN | St Louis | 6 | Conventional Steam Coal | ST |  | S | X | X | MISO | MISO | 6.4 | 0.85 | 1 | 6.4 | 1 | N |  |  | SB | Y | 2 | 1996 |  |  | Y | Electric Utility | 1 | T | SUB | NG | WDS | BIT | LIG |  | NG | SUB | WDS |  | N | N |  | 12H |  |  | Y |  | Y | [18 empty] | Y | Y | N
Vintage2013 | natural gas peaker | TRUE | 9130 | Hutchinson Utilities Comm | 1980 | Hutchinson Plant #1 | MN | McLeod | 10 | Natural Gas Internal Combustion Engine | IC |  | S | X | X | GRE.HUC | GRE.HUC | 8.8 | 0.8 | 9.3 | 9.3 | 1 | N |  |  | OP | X | 2 | 2013 |  |  | N | Electric Utility | 1 | [11 empty] | N | N |  | 10M | [23 empty] | N | bar: X X X to DFO RC RC
Vintage2019 | natural gas peaker | TRUE | 9130 | Hutchinson Utilities Comm | 1980 | Hutchinson Plant #1 | MN | McLeod | 11 | Natural Gas Internal Combustion Engine | IC |  | S | X | X | GRE.HUC | GRE.HUC | 9.8 | 0.8 | 9.8 | 9.8 | 1 | N |  |  | OP | X | 11 | 2019 |  |  | N | Electric Utility | 1 | [14 empty] | 10M | [23 empty] | N | N | N | bar: X X X to DFO RC RC
Vintage2019 | natural gas peaker | TRUE | 9130 | Hutchinson Utilities Comm | 1980 | Hutchinson Plant #1 | MN | McLeod | 12 | Natural Gas Internal Combustion Engine | IC |  | S | X | X | GRE.HUC | GRE.HUC | 9.8 | 0.8 | 9.8 | 9.8 | 1 | N |  |  | OP | X | 11 | 2019 |  |  | N | Electric Utility | 1 | [11 empty] | N | N |  | 10M | [23 empty] | N | N | N | bar: X X X to DFO RC RC
Vintage1968 | natural gas peaker | TRUE | 9130 | Hutchinson Utilities Comm | 1980 | Hutchinson Plant #1 | MN | McLeod | 3 | Natural Gas Internal Combustion Engine | IC |  | S | X | X | GRE.HUC | GRE.HUC | 4.5 | 0.8 | 3.9 | 3.9 | 3 | N |  |  | OP | X | 1 | 1968 |  |  | N | Electric Utility | 1 | X X X: X; DFO RC RC: NG; DFO SUB SUB: DFO |  |  | N | N |  | 10M | [23 empty] | Y | N | N
Vintage1965 | petroleum | TRUE | 9650 | City of Janesville - (MN) | 1982 | Janesville | MN | Waseca | 1 | Petroleum Liquids | IC |  | S | X | X |  |  | 1.1 | 0.8 | 0.9 | 1 | 0.5 | N |  |  | OP | X | 5 | 1965 |  |  | N | Electric Utility | 1 | X X X: X; DFO RC RC: DFO; DFO SUB SUB: NG |  |  | N | N |  | 1H | [20 empty] | N |  |  | Y | Y | Y
Vintage1972 | petroleum | TRUE | 9650 | City of Janesville - (MN) | 1982 | Janesville | MN | Waseca | 2 | Petroleum Liquids | IC |  | S | X | X |  |  | 1.3 | 0.8 | 1.1 | 1.2 | 0.6 | N |  |  | OP | X | 5 | 1972 |  |  | N | Electric Utility | 1 | X X X: X; DFO RC RC: DFO; DFO SUB SUB: NG |  |  | N | N |  | 1H | [20 empty] | N |  |  | Y | Y | Y
Vintage1955 | petroleum | TRUE | 9650 | City of Janesville - (MN) | 1982 | Janesville | MN | Waseca | 3 | Petroleum Liquids | IC |  | S | X | X |  |  | 0.7 | 0.8 | 0.5 | 0.6 | 0.3 | N |  |  | OP | X | 5 | 1955 |  |  | N | Electric Utility | 1 | X X X: X; DFO RC RC: DFO; DFO SUB SUB: NG |  |  | N | N |  | 1H | [20 empty] | N |  |  | Y | Y | Y
Vintage1998 | petroleum | TRUE | 9650 | City of Janesville - (MN) | 1982 | Janesville | MN | Waseca | 4 | Petroleum Liquids | IC |  | S | X | X |  |  | 1.8 | 0.8 | 1.8 | 1.8 | 0.9 | N |  |  | OP | X | 12 | 1998 |  |  | N | Electric Utility | 1 | X X X: X; DFO RC RC: DFO |  |  | N | N |  | 1H | [20 empty] | N |  |  | N | N | N
Vintage1997 | petroleum | TRUE | 10179 | Kenyon Municipal Utilities | 1983 | Kenyon Municipal | MN | Goodhue | 5 | Petroleum Liquids | IC |  | S | X | X |  |  | 1.8 | 0.8 | 1.8 | 1.8 | 0 | N |  |  | SB | Y | 8 | 1997 |  |  | N | Electric Utility | 1 | X X X: X; DFO RC RC: DFO |  |  | N | N |  | 10M | [23 empty] | N | N | N
Vintage1997 | petroleum | TRUE | 10179 | Kenyon Municipal Utilities | 1983 | Kenyon Municipal | MN | Goodhue | 6 | Petroleum Liquids | IC |  | S | X | X |  |  | 1.8 | 0.8 | 1.8 | 1.8 | 0 | N |  |  | SB | Y | 8 | 1997 |  |  | N | Electric Utility | 1 | X X X: X; DFO RC RC: DFO |  |  | N | N |  | 10M | [23 empty] | N | N | N
Vintage1997 | petroleum | TRUE | 10179 | Kenyon Municipal Utilities | 1983 | Kenyon Municipal | MN | Goodhue | 7 | Petroleum Liquids | IC |  | S | X | X |  |  | 1.8 | 0.8 | 1.8 | 1.8 | 0 | N |  |  | SB | Y | 8 | 1997 |  |  | N | Electric Utility | 1 | X X X: X; DFO RC RC: DFO |  |  | N | N |  | 10M | [23 empty] | N | N | N
Vintage1952 | petroleum | TRUE | 10596 | City of Lake Crystal - (MN) | 1985 | Lake Crystal | MN | Blue Earth | 1 | Petroleum Liquids | IC |  | S | X | X |  |  | 0.6 | 0.95 | 0.6 | 0.6 | 0.6 | N |  |  | OP | X | 5 | 1952 |  |  | N | Electric Utility | 1 | X X X: X; DFO RC RC: DFO |  |  | N | N |  | 10M | [23 empty] | N | N | N
Vintage1971 | petroleum | TRUE | 10596 | City of Lake Crystal - (MN) | 1985 | Lake Crystal | MN | Blue Earth | 3 | Petroleum Liquids | IC |  | S | X | X |  |  | 2 | 0.95 | 2 | 2 | 2 | N |  |  | OP | X | 5 | 1971 |  |  | N | Electric Utility | 1 | X X X: X; DFO RC RC: DFO |  |  | N | N |  | 10M | [23 empty] | N | N | N
Vintage1955 | petroleum | TRUE | 10596 | City of Lake Crystal - (MN) | 1985 | Lake Crystal | MN | Blue Earth | 4 | Petroleum Liquids | IC |  | S | X | X |  |  | 1.2 | 0.95 | 1.2 | 1.2 | 1.2 | N |  |  | OP | X | 5 | 1955 |  |  | N | Electric Utility | 1 | X X X: X; DFO RC RC: DFO |  |  | N | N |  | 10M | [23 empty] | N | N | N
Vintage1999 | petroleum | TRUE | 10596 | City of Lake Crystal - (MN) | 1985 | Lake Crystal | MN | Blue Earth | 5 | Petroleum Liquids | IC |  | S | X | X |  |  | 2 | 0.95 | 2 | 2 | 2 | N |  |  | OP | X | 11 | 1999 |  |  | N | Electric Utility | 1 | X X X: X; DFO RC RC: DFO |  |  | N | N |  | 10M | [23 empty] | N | N | N
Vintage1923 | hydro | TRUE | 10685 | Lanesboro Public Utility Comm | 1987 | Lanesboro | MN | Fillmore | 2 | Conventional Hydroelectric | HY |  | S | X | X |  |  | 0.3 | 0.8 | 0.2 | 0.2 | 0.1 | N |  |  | OP | X | 1 | 1923 |  |  | N | Electric Utility | 1 | X X X: X; DFO RC RC: WAT |  |  | N | N |  | 10M | [23 empty] | N
Vintage2004 | petroleum | TRUE | 10685 | Lanesboro Public Utility Comm | 1987 | Lanesboro | MN | Fillmore | 4 | Petroleum Liquids | IC |  | S | X | X |  |  | 2.3 | 0.8 | 2.1 | 2.1 | 1 | N |  |  | OP | X | 6 | 2004 |  |  | N | Electric Utility | 1 | X X X: X; DFO RC RC: DFO |  |  | N | N |  | 10M | [23 empty] | N | N | N
Vintage1963 | petroleum | TRUE | 11064 | Litchfield Public Utilities | 1989 | Litchfield | MN | Meeker | 5 | Petroleum Liquids | IC |  | S | X | X |  |  | 2.1 | 0.8 | 2.1 | 2.1 | 1 | N |  |  | SB | Y | 9 | 1963 |  |  | N | Electric Utility | 1 | X X X: X; DFO RC RC: DFO; DFO SUB SUB: NG |  |  | N | N |  | 1H | [23 empty] | Y | Y | N
Vintage1963 | petroleum | TRUE | 11064 | Litchfield Public Utilities | 1989 | Litchfield | MN | Meeker | 6 | Petroleum Liquids | IC |  | S | X | X |  |  | 2.1 | 0.8 | 2.1 | 2.1 | 1 | N |  |  | SB | Y | 10 | 1963 |  |  | N | Electric Utility | 1 | X X X: X; DFO RC RC: DFO; DFO SUB SUB: NG |  |  | N | N |  | 1H | [23 empty] | Y | Y | N
Vintage2010 | petroleum | TRUE | 11064 | Litchfield Public Utilities | 1989 | Litchfield | MN | Meeker | QS 1 | Petroleum Liquids | IC |  | S | X | X |  |  | 2.3 | 0.8 | 2.3 | 2.3 | 1 | N |  |  | SB | Y | 4 | 2010 |  |  | N | Electric Utility | 1 | X X X: X; DFO RC RC: DFO |  |  | N | N |  | 10M | [23 empty] | N
Vintage2010 | petroleum | TRUE | 11064 | Litchfield Public Utilities | 1989 | Litchfield | MN | Meeker | QS 2 | Petroleum Liquids | IC |  | S | X | X |  |  | 2.3 | 0.8 | 2.3 | 2.3 | 1 | N |  |  | SB | Y | 4 | 2010 |  |  | N | Electric Utility | 1 | X X X: X; DFO RC RC: DFO |  |  | N | N |  | 10M | [23 empty] | N
Vintage2010 | petroleum | TRUE | 11064 | Litchfield Public Utilities | 1989 | Litchfield | MN | Meeker | QS 3 | Petroleum Liquids | IC |  | S | X | X |  |  | 2.3 | 0.8 | 2.3 | 2.3 | 1 | N |  |  | SB | Y | 4 | 2010 |  |  | N | Electric Utility | 1 | X X X: X; DFO RC RC: DFO |  |  | N | N |  | 10M | [23 empty] | N
Vintage2010 | petroleum | TRUE | 11064 | Litchfield Public Utilities | 1989 | Litchfield | MN | Meeker | QS 4 | Petroleum Liquids | IC |  | S | X | X |  |  | 2.3 | 0.8 | 2.3 | 2.3 | 1 | N |  |  | SB | Y | 4 | 2010 |  |  | N | Electric Utility | 1 | X X X: X; DFO RC RC: DFO |  |  | N | N |  | 10M | [23 empty] | N
Vintage2010 | petroleum | TRUE | 11064 | Litchfield Public Utilities | 1989 | Litchfield | MN | Meeker | QS 5 | Petroleum Liquids | IC |  | S | X | X |  |  | 2.3 | 0.8 | 2.3 | 2.3 | 1 | N |  |  | SB | Y | 4 | 2010 |  |  | N | Electric Utility | 1 | X X X: X; DFO RC RC: DFO |  |  | N | N |  | 10M | [23 empty] | N
Vintage2021 | petroleum | TRUE | 11064 | Litchfield Public Utilities | 1989 | Litchfield | MN | Meeker | QS6 | Petroleum Liquids | IC |  | S | X | X |  |  | 3.1 | 0.8 | 3.1 | 3.1 | 1 | Y | 9 | 2021 | SB | Y | 12 | 2021 |  |  | N | Electric Utility | 1 | X X X: X; DFO RC RC: DFO |  |  | N | N |  | 10M | [23 empty] | N
Vintage2021 | petroleum | TRUE | 11064 | Litchfield Public Utilities | 1989 | Litchfield | MN | Meeker | QS7 | Petroleum Liquids | IC |  | S | X | X |  |  | 3.1 | 0.8 | 3.1 | 3.1 | 1 | Y | 9 | 2021 | SB | Y | 12 | 2021 |  |  | N | Electric Utility | 1 | X X X: X; DFO RC RC: DFO |  |  | N | N |  | 10M | [23 empty] | N
Vintage1967 | petroleum | TRUE | 11332 | City of Luverne - (MN) | 1990 | Luverne | MN | Rock | 4C | Petroleum Liquids | IC |  | S | X | X |  |  | 3.5 | 0.8 | 3.5 | 3.5 | 2.5 | N |  |  | OP | X | 5 | 1967 |  |  | N | Electric Utility | 1 | X X X: X; DFO RC RC: DFO | [5 empty] | 1H | [23 empty] | N |  | N
Vintage1969 | petroleum | TRUE | 11731 | City of Marshall - (MN) | 1993 | Marshall (MN) | MN | Lyon | 6 | Petroleum Liquids | GT |  | S | X | X | NSP.MRES.MMU |  | 18 | 0.85 | 15.4 | 17.6 | 4 | N |  |  | OP | X | 7 | 1969 |  |  | N | Electric Utility | 1 | X X X: X; DFO RC RC: DFO |  |  | N |  |  | 1H | [23 empty] | N |  | N
Vintage1945 | petroleum | TRUE | 12286 | Melrose Public Utilities | 1994 | Melrose | MN | Stearns | 1 | Petroleum Liquids | IC |  | S | X | X | NSP.MRES.MLRS |  | 1 | 0.85 | 0.8 | 0.8 | 0.8 | N |  |  | SB | N | 7 | 1945 |  |  | N | Electric Utility | 1 | X X X: X; DFO RC RC: DFO |  |  | N |  |  | 1H | [23 empty] | N |  | N
Vintage1948 | petroleum | TRUE | 12286 | Melrose Public Utilities | 1994 | Melrose | MN | Stearns | 2 | Petroleum Liquids | IC |  | S | X | X | NSP.MRES.MLRS |  | 1.1 | 0.85 | 1.1 | 1.1 | 0.8 | N |  |  | OP | X | 7 | 1948 |  |  | N | Electric Utility | 1 | X X X: X; DFO RC RC: DFO |  |  | N |  |  | 1H | [23 empty] | N |  | N
Vintage1969 | petroleum | TRUE | 12286 | Melrose Public Utilities | 1994 | Melrose | MN | Stearns | 3 | Petroleum Liquids | IC |  | S | X | X | NSP.MRES.MLRS |  | 3.1 | 0.85 | 3.1 | 3.1 | 2.5 | N |  |  | OP | X | 7 | 1969 |  |  | N | Electric Utility | 1 | X X X: X; DFO RC RC: DFO |  |  | N |  |  | 1H | [23 empty] | N |  | N
Vintage1969 | petroleum | TRUE | 12286 | Melrose Public Utilities | 1994 | Melrose | MN | Stearns | 4 | Petroleum Liquids | IC |  | S | X | X | NSP.MRES.MLRS |  | 3 | 0.85 | 3.1 | 3.1 | 2.5 | N |  |  | OP | X | 1 | 1969 |  |  | N | Electric Utility | 1 | X X X: X; DFO RC RC: DFO |  |  | N |  |  | 1H | [23 empty] | N |  | N
Vintage1973 | petroleum | TRUE | 12897 | Moose Lake Water & Light Comm | 1996 | Moose Lake | MN | Carlton | 1 | Petroleum Liquids | IC |  | S | X | X |  |  | 1.3 | 0.8 | 1.3 | 1.3 | 1.3 | N |  |  | SB | Y | 7 | 1973 |  |  | N | Electric Utility | 1 | X X X: X; DFO RC RC: DFO |  |  | N | N |  | 1H | [20 empty] | N |  |  | N | N | N
Vintage2005 | petroleum | TRUE | 12897 | Moose Lake Water & Light Comm | 1996 | Moose Lake | MN | Carlton | 5 | Petroleum Liquids | IC |  | S | X | X |  |  | 2.1 | 0.8 | 2.3 | 2.3 | 2.1 | N |  |  | OP | X | 4 | 2005 |  |  | N | Electric Utility | 1 | X X X: X; DFO RC RC: DFO |  |  | N | N |  | 10M | [23 empty] | N | N | N
Vintage2005 | petroleum | TRUE | 12897 | Moose Lake Water & Light Comm | 1996 | Moose Lake | MN | Carlton | 6 | Petroleum Liquids | IC |  | S | X | X |  |  | 2.1 | 0.8 | 2.3 | 2.3 | 2.1 | N |  |  | OP | X | 4 | 2005 |  |  | N | Electric Utility | 1 | X X X: X; DFO RC RC: DFO |  |  | N | N |  | 10M | [23 empty] | N | N | N
Vintage2005 | petroleum | TRUE | 12897 | Moose Lake Water & Light Comm | 1996 | Moose Lake | MN | Carlton | 7 | Petroleum Liquids | IC |  | S | X | X |  |  | 2.1 | 0.8 | 2.3 | 2.3 | 2.1 | N |  |  | OP | X | 4 | 2005 |  |  | N | Electric Utility | 1 | X X X: X; DFO RC RC: DFO |  |  | N | N |  | 10M | [23 empty] | N | N | N
Vintage2019 | natural gas peaker | TRUE | 12897 | Moose Lake Water & Light Comm | 1996 | Moose Lake | MN | Carlton | 8NG | Natural Gas Internal Combustion Engine | IC |  | S | X | X |  |  | 2.6 | 0.8 | 2 | 2 | 2 | N |  |  | OP | X | 1 | 2019 |  |  | N | Electric Utility | 1 | [11 empty] | N | N |  | 10M | [23 empty] | N | N | N | bar: X X X to DFO RC RC
Vintage1957 | natural gas peaker | TRUE | 12900 | City of Mora - (MN) | 1997 | Mora | MN | Kanabec | 2 | Natural Gas Internal Combustion Engine | IC |  | S | X | X |  |  | 1.1 | 0.8 | 1.2 | 1.2 | 0.2 | N |  |  | OP | X | 9 | 1957 |  |  | N | Electric Utility | 1 | X X X: X; DFO RC RC: NG; DFO SUB SUB: DFO |  |  | N | N |  | 1H | [23 empty] | Y | N | Y
Vintage1972 | natural gas peaker | TRUE | 12900 | City of Mora - (MN) | 1997 | Mora | MN | Kanabec | 5 | Natural Gas Internal Combustion Engine | IC |  | S | X | X |  |  | 5.7 | 0.8 | 5.7 | 5.7 | 0.5 | N |  |  | OP | X | 6 | 1972 |  |  | N | Electric Utility | 1 | X X X: X; DFO RC RC: NG; DFO SUB SUB: DFO |  |  | N | N |  | 1H | [23 empty] | Y | N | Y
Vintage1975 | petroleum | TRUE | 12900 | City of Mora - (MN) | 1997 | Mora | MN | Kanabec | 6 | Petroleum Liquids | IC |  | S | X | X |  |  | 7 | 0.8 | 6.3 | 6.3 | 0.5 | N |  |  | OP | X | 7 | 1975 |  |  | N | Electric Utility | 1 | X X X: X; DFO RC RC: DFO; DFO SUB SUB: NG |  |  | N | N |  | 1H | [23 empty] | Y | N | Y
Vintage1954 | petroleum | TRUE | 13048 | City of Mountain Lake - (MN) | 1998 | Mountain Lake | MN | Cottonwood | 2 | Petroleum Liquids | IC |  | S | X | X |  |  | 1.1 | 1 | 0.9 | 1.1 | 0.9 | N |  |  | OP | X | 5 | 1954 |  |  | N | Electric Utility | 1 | X X X: X; DFO RC RC: DFO; DFO SUB SUB: NG |  |  | N | N |  | 1H | [23 empty] | Y | Y | Y
Vintage1968 | petroleum | TRUE | 13048 | City of Mountain Lake - (MN) | 1998 | Mountain Lake | MN | Cottonwood | 4 | Petroleum Liquids | IC |  | S | X | X |  |  | 2 | 1 | 1.8 | 1.9 | 1.8 | N |  |  | OP | X | 5 | 1968 |  |  | N | Electric Utility | 1 | X X X: X; DFO RC RC: DFO; DFO SUB SUB: NG |  |  | N | N |  | 1H | [23 empty] | Y | N | N
Vintage1959 | petroleum | TRUE | 13048 | City of Mountain Lake - (MN) | 1998 | Mountain Lake | MN | Cottonwood | 5 | Petroleum Liquids | IC |  | S | X | X |  |  | 1.3 | 1 | 1.2 | 1.3 | 1.2 | N |  |  | OP | X | 5 | 1959 |  |  | N | Electric Utility | 1 | X X X: X; DFO RC RC: DFO; DFO SUB SUB: NG |  |  | N | N |  | 1H | [23 empty] | Y | Y | Y
Vintage1998 | petroleum | TRUE | 13048 | City of Mountain Lake - (MN) | 1998 | Mountain Lake | MN | Cottonwood | 6 | Petroleum Liquids | IC |  | S | X | X |  |  | 1.8 | 1 | 1.8 | 1.8 | 1.8 | N |  |  | OP | X | 2 | 1998 |  |  | N | Electric Utility | 1 | X X X: X; DFO RC RC: DFO |  |  | N | N |  | 1H | [23 empty] | N
Vintage1998 | petroleum | TRUE | 13048 | City of Mountain Lake - (MN) | 1998 | Mountain Lake | MN | Cottonwood | 7 | Petroleum Liquids | IC |  | S | X | X |  |  | 1.8 | 1 | 1.8 | 1.8 | 1.8 | N |  |  | OP | X | 1 | 1998 |  |  | N | Electric Utility | 1 | X X X: X; DFO RC RC: DFO |  |  | N | N |  | 1H | [23 empty] | N
Vintage2007 | onshore wind | TRUE | 13048 | City of Mountain Lake - (MN) | 1998 | Mountain Lake | MN | Cottonwood | 8 | Onshore Wind Turbine | WT |  | S | X | X |  |  | 1.2 |  | 1.2 | 1.2 | 1.2 | N |  |  | OP | X | 7 | 2007 |  |  | N | Electric Utility | 1 | X X X: X; DFO RC RC: WND |  |  | N | N | 1 | [24 empty] | N
Vintage1974 | natural gas peaker | TRUE | 13480 | New Prague Utilities Comm | 1999 | New Prague | MN | Le Sueur | 2 | Natural Gas Internal Combustion Engine | IC |  | S | X | X | NSP.NEW_PNEW_ | NSP.NEW_PNEW_ | 4.4 | 0.8 | 4.4 | 4.4 | 4 | N |  |  | OP | X | 7 | 1974 |  |  | N | Electric Utility | 1 | X X X: X; DFO RC RC: NG; DFO SUB SUB: DFO |  |  | N | N |  | 1H | [23 empty] | Y | Y | N
Vintage1962 | natural gas peaker | TRUE | 13480 | New Prague Utilities Comm | 1999 | New Prague | MN | Le Sueur | 3 | Natural Gas Internal Combustion Engine | IC |  | S | X | X | NSP.NEW_PNEW_ | NSP.NEW_PNEW_ | 2.4 | 0.8 | 2.4 | 2.4 | 2 | N |  |  | OP | X | 8 | 1962 |  |  | N | Electric Utility | 1 | X X X: X; DFO RC RC: NG; DFO SUB SUB: DFO |  |  | N | N |  | 1H | [23 empty] | Y | Y | N
Vintage1968 | natural gas peaker | TRUE | 13480 | New Prague Utilities Comm | 1999 | New Prague | MN | Le Sueur | 4 | Natural Gas Internal Combustion Engine | IC |  | S | X | X | NSP.NEW_PNEW_ | NSP.NEW_PNEW_ | 3.5 | 0.8 | 3.5 | 3.5 | 3 | N |  |  | OP | X | 8 | 1968 |  |  | N | Electric Utility | 1 | X X X: X; DFO RC RC: NG; DFO SUB SUB: DFO |  |  | N | N |  | 1H | [23 empty] | Y | Y | N
Vintage1944 | natural gas peaker | TRUE | 13480 | New Prague Utilities Comm | 1999 | New Prague | MN | Le Sueur | 5 | Natural Gas Internal Combustion Engine | IC |  | S | X | X |  |  | 0.6 | 0.8 | 0.6 | 0.6 | 0.6 | N |  |  | OP | X | 8 | 1944 |  |  | N | Electric Utility | 1 | [11 empty] | N | N |  | 1H | [23 empty] | N | bar: X X X to DFO RC RC
Vintage1982 | natural gas peaker | TRUE | 13480 | New Prague Utilities Comm | 1999 | New Prague | MN | Le Sueur | 6 | Natural Gas Internal Combustion Engine | IC |  | S | X | X | NSP.NEW_PNEW_ | NSP.NEW_PNEW_ | 6 | 0.8 | 5.9 | 5.9 | 4.5 | N |  |  | OP | X | 6 | 1982 |  |  | N | Electric Utility | 1 | X X X: X; DFO RC RC: NG; DFO SUB SUB: DFO |  |  | N | N |  | 1H | [23 empty] | Y | Y | N
Vintage1957 | natural gas steam turbine | TRUE | 13488 | New Ulm Public Utilities Comm | 2001 | New Ulm | MN | Brown | 3 | Natural Gas Steam Turbine | ST |  | S | X | X |  |  | 6 | 0.85 | 4.7 | 4.7 | 1 | N |  |  | OS | X | 1 | 1957 |  |  | Y | Electric Utility | 1 | [11 empty] | N | N |  | OVER | [23 empty] | N | N | N | bar: X X X to DFO RC RC; DFO DFO DFO
Vintage1965 | natural gas steam turbine | TRUE | 13488 | New Ulm Public Utilities Comm | 2001 | New Ulm | MN | Brown | 4 | Natural Gas Steam Turbine | ST |  | S | X | X |  |  | 15 | 0.85 | 13.2 | 13.2 | 2 | N |  |  | OP | X | 1 | 1965 |  |  | Y | Electric Utility | 1 | [11 empty] | N | N |  | OVER | [23 empty] | N | N | N | bar: X X X to DFO RC RC; DFO DFO DFO
Vintage1975 | petroleum | TRUE | 13488 | New Ulm Public Utilities Comm | 2001 | New Ulm | MN | Brown | 5 | Petroleum Liquids | GT |  | S | X | X |  |  | 24 | 0.85 | 23 | 25 | 2.5 | N |  |  | OP | X | 5 | 1975 |  |  | N | Electric Utility | 1 | X X X: X; DFO RC RC: DFO; DFO DFO DFO: DFO |  |  | N | N |  | 10M |  |  |  | N | [19 empty] | N | N | N
Vintage1997 | natural gas steam turbine | TRUE | 13488 | New Ulm Public Utilities Comm | 2001 | New Ulm | MN | Brown | 6 | Natural Gas Steam Turbine | ST |  | S | X | X |  |  | 6 | 0.85 | 4.7 | 4.7 | 1 | N |  |  | OP | X | 5 | 1997 |  |  | Y | Electric Utility | 1 | [11 empty] | N | N |  | OVER | [23 empty] | N | N | bar: X X X to DFO RC RC; DFO DFO DFO
Vintage2001 | petroleum | TRUE | 13488 | New Ulm Public Utilities Comm | 2001 | New Ulm | MN | Brown | 7 | Petroleum Liquids | GT |  | S | X | X |  |  | 27.5 | 0.85 | 25 | 25 | 8 | N |  |  | OP | X | 5 | 2001 |  |  | N | Electric Utility | 1 | X X X: X; DFO RC RC: DFO; DFO DFO DFO: DFO |  |  | N | N |  | 10M |  |  |  | N | [19 empty] | N | N
Vintage2003 | petroleum | TRUE | 13681 | North Branch Water & Light Comm | 2002 | North Branch (MN) | MN | Chisago | 3 | Petroleum Liquids | IC |  | S | X | X | GRE.NBRNCG_QS | GRE.NBRNCG_QS | 2.2 | 0.8 | 2 | 2 | 2 | N |  |  | OP | X | 10 | 2003 |  |  | N | Electric Utility | 1 | X X X: X; DFO RC RC: DFO |  |  | N | N |  | 1H | [23 empty] | N | N | N
Vintage2003 | petroleum | TRUE | 13681 | North Branch Water & Light Comm | 2002 | North Branch (MN) | MN | Chisago | 4 | Petroleum Liquids | IC |  | S | X | X | GRE.NBRNCG_QS | GRE.NBRNCG_QS | 2.2 | 0.8 | 2 | 2 | 2 | N |  |  | OP | X | 10 | 2003 |  |  | N | Electric Utility | 1 | X X X: X; DFO RC RC: DFO |  |  | N | N |  | 1H | [23 empty] | N | N | N
Vintage2011 | petroleum | TRUE | 13681 | North Branch Water & Light Comm | 2002 | North Branch (MN) | MN | Chisago | 5 | Petroleum Liquids | IC |  | S | X | X | GRE.NBRNCG_QS | GRE.NBRNCG_QS | 2.2 | 0.8 | 2 | 2 | 2 | N |  |  | OP | X | 12 | 2011 |  |  | N | Electric Utility | 1 | X X X: X; DFO RC RC: DFO |  |  | N | N |  | 1H | [23 empty] | N | N | N
Vintage2011 | petroleum | TRUE | 13681 | North Branch Water & Light Comm | 2002 | North Branch (MN) | MN | Chisago | 6 | Petroleum Liquids | IC |  | S | X | X | GRE.NBRNCG_QS | GRE.NBRNCG_QS | 2.2 | 0.8 | 2 | 2 | 2 | N |  |  | OP | X | 12 | 2011 |  |  | N | Electric Utility | 1 | X X X: X; DFO RC RC: DFO |  |  |  | N |  | 1H | [23 empty] | N | N | N
Vintage2011 | petroleum | TRUE | 13681 | North Branch Water & Light Comm | 2002 | North Branch (MN) | MN | Chisago | 7 | Petroleum Liquids | IC |  | S | X | X | GRE.NBRNCG_QS | GRE.NBRNCG_QS | 2.2 | 0.8 | 2 | 2 | 2 | N |  |  | OP | X | 12 | 2011 |  |  | N | Electric Utility | 1 | X X X: X; DFO RC RC: DFO |  |  |  | N |  | 1H | [23 empty] | N | N | N
Vintage1982 | natural gas peaker | TRUE | 14246 | City of Owatonna - (MN) | 2003 | Owatonna | MN | Steele | 7 | Natural Gas Fired Combustion Turbine | GT |  | S | X | X | SMP.OWANASM7 | SMP.OWANASM7 | 19 | 0.8 | 16.6 | 16.6 | 7 | N |  |  | OP | X | 4 | 1982 |  |  | N | Electric Utility | 1 | X X X: X; DFO RC RC: NG; DFO SUB SUB: DFO |  |  | N | N |  | 1H | [23 empty] | N | N | N
Vintage1949 | petroleum | TRUE | 15348 | Preston Public Utilities Comm | 2004 | Preston (MN) | MN | Fillmore | 4 | Petroleum Liquids | IC |  | S | X | X |  |  | 0.6 | 0.8 | 0.8 | 0.8 | 0.5 | N |  |  | OP | X | 1 | 1949 |  |  | N | Electric Utility | 1 | X X X: X; DFO RC RC: DFO |  |  | N |  |  | 1H | [23 empty] | N | N | N
Vintage1954 | natural gas peaker | TRUE | 15348 | Preston Public Utilities Comm | 2004 | Preston (MN) | MN | Fillmore | 5 | Natural Gas Internal Combustion Engine | IC |  | S | X | X |  |  | 1.1 | 0.8 | 1.1 | 1.1 | 0.8 | N |  |  | OP | X | 1 | 1954 |  |  | N | Electric Utility | 1 | X X X: X; DFO RC RC: NG; DFO SUB SUB: DFO |  |  | N |  |  | 1H | [23 empty] | Y | Y | Y
Vintage1974 | natural gas peaker | TRUE | 15348 | Preston Public Utilities Comm | 2004 | Preston (MN) | MN | Fillmore | 6 | Natural Gas Internal Combustion Engine | IC |  | S | X | X |  |  | 2 | 0.8 | 2.2 | 2.2 | 1.5 | N |  |  | OP | X | 1 | 1974 |  |  | N | Electric Utility | 1 | X X X: X; DFO RC RC: NG; DFO SUB SUB: DFO |  |  | N |  |  | 1H | [23 empty] | Y | Y | Y
Vintage1978 | petroleum | TRUE | 15387 | Princeton Public Utils Comm | 2005 | Princeton (MN) | MN | Mille Lacs | 3 | Petroleum Liquids | IC |  | S | X | X | GRE.PRINC1 | GRE.PRINC1 | 2.4 | 0.8 | 2.6 | 2.6 | 2 | N |  |  | OP | X | 12 | 1978 |  |  | N | Electric Utility | 1 | X X X: X; DFO RC RC: DFO |  |  | N | N |  | 1H | [23 empty] | N | N | N
Vintage1967 | petroleum | TRUE | 15387 | Princeton Public Utils Comm | 2005 | Princeton (MN) | MN | Mille Lacs | 4 | Petroleum Liquids | IC |  | S | X | X | GRE.PRINC1 | GRE.PRINC1 | 1.2 | 0.8 | 1.3 | 1.3 | 1 | N |  |  | OP | X | 9 | 1967 |  |  | N | Electric Utility | 1 | X X X: X; DFO RC RC: DFO |  |  | N | N |  | 1H | [23 empty] | N | N | N
Vintage1953 | petroleum | TRUE | 15387 | Princeton Public Utils Comm | 2005 | Princeton (MN) | MN | Mille Lacs | 5 | Petroleum Liquids | IC |  | S | X | X | GRE.PRINC1 | GRE.PRINC1 | 1 | 0.8 | 1 | 1 | 1 | N |  |  | OP | X | 9 | 1953 |  |  | N | Electric Utility | 1 | X X X: X; DFO RC RC: DFO |  |  | N | N |  | 1H | [23 empty] | N | N | N
Vintage1963 | petroleum | TRUE | 15387 | Princeton Public Utils Comm | 2005 | Princeton (MN) | MN | Mille Lacs | 6 | Petroleum Liquids | IC |  | S | X | X | GRE.PRINC1 | GRE.PRINC1 | 2.7 | 0.8 | 2.9 | 2.9 | 2 | N |  |  | OP | X | 9 | 1963 |  |  | N | Electric Utility | 1 | X X X: X; DFO RC RC: DFO |  |  | N | N |  | 1H | [23 empty] | N | N | N
Vintage2003 | petroleum | TRUE | 15387 | Princeton Public Utils Comm | 2005 | Princeton (MN) | MN | Mille Lacs | 7 | Petroleum Liquids | IC |  | S | X | X | GEE.PRINC2 | GRE.PRINC2 | 5 | 0.8 | 5 | 5 | 4 | N |  |  | OP | X | 7 | 2003 |  |  | N | Electric Utility | 1 | X X X: X; DFO RC RC: DFO |  |  | N | N |  | 1H | [23 empty] | N | N | N
Vintage1984 | hydro | TRUE | 16181 | Rochester Public Utilities | 2007 | Rochester Hydro | MN | Wabasha | 1 | Conventional Hydroelectric | HY |  | S | X | X |  |  | 1.3 | 0.95 | 1.3 | 1.3 | 0.5 | N |  |  | OP | X | 9 | 1984 |  |  | N | Electric Utility | 1 | X X X: X; DFO RC RC: WAT |  |  | N |  |  | 10M | [20 empty] | N |  |  | N
Vintage1984 | hydro | TRUE | 16181 | Rochester Public Utilities | 2007 | Rochester Hydro | MN | Wabasha | 2 | Conventional Hydroelectric | HY |  | S | X | X |  |  | 1.3 | 0.95 | 1.3 | 1.3 | 0.5 | N |  |  | OP | X | 11 | 1984 |  |  | N | Electric Utility | 1 | X X X: X; DFO RC RC: WAT |  |  | N |  |  | 10M | [20 empty] | N |  |  | N
Vintage1970 | petroleum | TRUE | 15793 | Redwood Falls Public Util Comm | 2009 | Redwood Falls | MN | Redwood | 6 | Petroleum Liquids | IC |  | S | X | X |  |  | 2.2 | 0.8 | 2.1 | 2.1 | 0.5 | N |  |  | OP | X | 1 | 1970 |  |  | N | Electric Utility | 1 | X X X: X; DFO RC RC: DFO |  |  | N |  |  | 1H | [23 empty] | N
Vintage1974 | natural gas peaker | TRUE | 15793 | Redwood Falls Public Util Comm | 2009 | Redwood Falls | MN | Redwood | 7 | Natural Gas Internal Combustion Engine | IC |  | S | X | X |  |  | 5.8 | 0.8 | 6 | 6 | 0.7 | N |  |  | OP | X | 1 | 1974 |  |  | N | Electric Utility | 1 | X X X: X; DFO RC RC: NG; DFO SUB SUB: DFO |  |  | N |  |  | 1H | [23 empty] | Y | N | Y
Vintage2013 | hydro | TRUE | 15793 | Redwood Falls Public Util Comm | 2009 | Redwood Falls | MN | Redwood | 8 | Conventional Hydroelectric | HY |  | S | X | X |  |  | 0.5 | 0.8 | 0.5 | 0.5 | 0.1 | N |  |  | OP | X | 10 | 2013 |  |  | N | Electric Utility | 1 | X X X: X; DFO RC RC: WAT |  |  | N |  |  | 1H | [23 empty] | N
Vintage1999 | petroleum | TRUE | 17320 | Sleepy Eye Public Utility Comm | 2011 | Sleepy Eye | MN | Brown | 1A | Petroleum Liquids | IC |  | S | X | X | NSP.CMMPA.SE | MISO | 1.8 | 0.8 | 1.8 | 1.8 | 0.2 | N |  |  | SB | Y | 4 | 1999 |  |  | N | Electric Utility | 1 | X X X: X; DFO RC RC: DFO |  |  | N | N |  | 1H |  |  |  | N | [19 empty] | N
Vintage1996 | petroleum | TRUE | 17320 | Sleepy Eye Public Utility Comm | 2011 | Sleepy Eye | MN | Brown | 5 | Petroleum Liquids | IC |  | S | X | X | NSP.CMMPA.SE |  | 1.8 | 0.8 | 1.8 | 1.8 | 0.2 | N |  |  | SB | Y | 6 | 1996 |  |  | N | Electric Utility | 1 | X X X: X; DFO RC RC: DFO |  |  | N | N |  | 1H | [23 empty] | N |  | N
Vintage2009 | petroleum | TRUE | 17320 | Sleepy Eye Public Utility Comm | 2011 | Sleepy Eye | MN | Brown | 6 | Petroleum Liquids | IC |  | S | X | X | NSP.CMMPA.SE |  | 2 | 0.8 | 2 | 2 | 0.2 | N |  |  | SB | Y | 9 | 2009 |  |  | N | Electric Utility | 1 | X X X: X; DFO RC RC: DFO |  |  | N | N |  | 1H | [23 empty] | N |  | N
Vintage2009 | petroleum | TRUE | 17320 | Sleepy Eye Public Utility Comm | 2011 | Sleepy Eye | MN | Brown | 7 | Petroleum Liquids | IC |  | S | X | X | NSP.CMMPA.SE |  | 2 | 0.8 | 2 | 2 | 0.2 | N |  |  | SB | Y | 9 | 2009 |  |  | N | Electric Utility | 1 | X X X: X; DFO RC RC: DFO |  |  | N | N |  | 1H | [23 empty] | N |  | N
Vintage1995 | petroleum | TRUE | 17320 | Sleepy Eye Public Utility Comm | 2011 | Sleepy Eye | MN | Brown | IC4 | Petroleum Liquids | IC |  | S | X | X | NSP.CMMPA.SE |  | 1.8 | 0.8 | 1.8 | 1.8 | 0.2 | N |  |  | SB | Y | 7 | 1995 |  |  | N | Electric Utility | 1 | X X X: X; DFO RC RC: DFO |  |  | N | N |  | 1H | [23 empty] | N |  | N
Vintage2001 | petroleum | TRUE | 17320 | Sleepy Eye Public Utility Comm | 2011 | Sleepy Eye | MN | Brown | NEW | Petroleum Liquids | IC |  | S | X | X | NSP.CMMPA.SE |  | 2 | 0.8 | 1.8 | 1.8 | 0.2 | N |  |  | SB | Y | 6 | 2001 |  |  | N | Electric Utility | 1 | X X X: X; DFO RC RC: DFO |  |  | N | N |  | 1H | [23 empty] | N |  | N
Vintage1994 | petroleum | TRUE | 17836 | Springfield Public Utils Comm - (MN) | 2012 | Springfield (MN) | MN | Brown | 5 | Petroleum Liquids | IC |  | S | X | X |  |  | 1.8 | 1 | 1.8 | 1.8 | 0.5 | N |  |  | OP | X | 6 | 1994 |  |  | N | Electric Utility | 1 | X X X: X; DFO RC RC: DFO |  |  | N |  |  | 10M | [23 empty] | N | N | N
Vintage1996 | petroleum | TRUE | 17836 | Springfield Public Utils Comm - (MN) | 2012 | Springfield (MN) | MN | Brown | 6 | Petroleum Liquids | IC |  | S | X | X |  |  | 1.8 | 1 | 1.8 | 1.8 | 0.5 | N |  |  | OP | X | 4 | 1996 |  |  | N | Electric Utility | 1 | X X X: X; DFO RC RC: DFO |  |  | N |  |  | 10M | [23 empty] | N | N | N
Vintage1998 | petroleum | TRUE | 17836 | Springfield Public Utils Comm - (MN) | 2012 | Springfield (MN) | MN | Brown | 7 | Petroleum Liquids | IC |  | S | X | X |  |  | 1.8 | 1 | 1.8 | 1.8 | 0.5 | N |  |  | OP | X | 4 | 1998 |  |  | N | Electric Utility | 1 | X X X: X; DFO RC RC: DFO |  |  | N | N |  | 10M | [23 empty] | N | N | N
Vintage1998 | petroleum | TRUE | 17836 | Springfield Public Utils Comm - (MN) | 2012 | Springfield (MN) | MN | Brown | 8 | Petroleum Liquids | IC |  | S | X | X |  |  | 1.8 | 1 | 1.8 | 1.8 | 0.5 | N |  |  | OP | X | 4 | 1998 |  |  | N | Electric Utility | 1 | X X X: X; DFO RC RC: DFO |  |  | N | N |  | 10M | [23 empty] | N | N
Vintage2001 | petroleum | TRUE | 17836 | Springfield Public Utils Comm - (MN) | 2012 | Springfield (MN) | MN | Brown | 9 | Petroleum Liquids | IC |  | S | X | X |  |  | 1.8 | 1 | 1.8 | 1.8 | 0.5 | N |  |  | OS | X | 3 | 2001 |  |  | N | Electric Utility | 1 | X X X: X; DFO RC RC: DFO |  |  | N | N |  | 10M | [23 empty] | N | N
Vintage1952 | petroleum | TRUE | 17824 | Spring Valley Pub Utils Comm | 2013 | Spring Valley | MN | Fillmore | 2 | Petroleum Liquids | IC |  | S | X | X | ALTW.SPRVAUN1 | ALTW.SPRVAUN1 | 1.1 | 0.8 | 1.1 | 1.1 | 1 | N |  |  | OP | X | 1 | 1952 |  |  | N | Electric Utility | 1 | X X X: X; DFO RC RC: DFO; DFO SUB SUB: NG |  |  | N | N |  | 1H | [23 empty] | Y | N | Y
Vintage1960 | petroleum | TRUE | 17824 | Spring Valley Pub Utils Comm | 2013 | Spring Valley | MN | Fillmore | 3 | Petroleum Liquids | IC |  | S | X | X | ALTW.SPRVAUN1 | ALTW.SPRVAUN1 | 2 | 0.8 | 2 | 2 | 2 | N |  |  | OP | X | 5 | 1960 |  |  | N | Electric Utility | 1 | X X X: X; DFO RC RC: DFO; DFO SUB SUB: NG |  |  | N | N |  | 1H | [23 empty] | Y | N | Y
Vintage2009 | petroleum | TRUE | 17824 | Spring Valley Pub Utils Comm | 2013 | Spring Valley | MN | Fillmore | 4 | Petroleum Liquids | IC |  | S | X | X | ALTW.SPRVAUN1 | ALTW.SPRVAUN1 | 2 | 0.8 | 2 | 2 | 2 | N |  |  | OP | X | 6 | 2009 |  |  | N | Electric Utility | 1 | X X X: X; DFO RC RC: DFO |  |  | N | N |  | 1H | [23 empty] | N | N | N
Vintage2009 | petroleum | TRUE | 17824 | Spring Valley Pub Utils Comm | 2013 | Spring Valley | MN | Fillmore | 5 | Petroleum Liquids | IC |  | S | X | X | ALTW.SPRVAUN1 | ALTW.SPRVAUN1 | 2 | 0.8 | 2 | 2 | 2 | N |  |  | OP | X | 6 | 2009 |  |  | N | Electric Utility | 1 | X X X: X; DFO RC RC: DFO |  |  | N | N |  | 1H | [23 empty] | N | N | N
Vintage1927 | hydro | TRUE | 18820 | City of Thief River Falls | 2014 | Thief River Falls | MN | Pennington | HY1 | Conventional Hydroelectric | HY |  | S | X | X |  |  | 0.3 | 0.8 | 0.3 | 0.3 | 0 | N |  |  | OP | X | 8 | 1927 |  |  | N | Electric Utility | 1 | X X X: X; DFO RC RC: WAT |  |  | N | N |  | 1H | [23 empty] | N
Vintage1927 | hydro | TRUE | 18820 | City of Thief River Falls | 2014 | Thief River Falls | MN | Pennington | HY2 | Conventional Hydroelectric | HY |  | S | X | X |  |  | 0.2 | 0.8 | 0.2 | 0.2 | 0 | N |  |  | OS | X | 8 | 1927 |  |  | N | Electric Utility | 1 | X X X: X; DFO RC RC: WAT |  |  | N | N |  | 1H | [23 empty] | N
Vintage1956 | petroleum | TRUE | 18820 | City of Thief River Falls | 2014 | Thief River Falls | MN | Pennington | IC1 | Petroleum Liquids | IC |  | S | X | X |  |  | 2.2 | 0.8 | 1.9 | 1.9 | 0.2 | N |  |  | OP | X | 11 | 1956 |  |  | N | Electric Utility | 1 | X X X: X; DFO RC RC: DFO |  |  | N | N |  | 1H | [23 empty] | N | N | N
Vintage1952 | petroleum | TRUE | 18820 | City of Thief River Falls | 2014 | Thief River Falls | MN | Pennington | IC2 | Petroleum Liquids | IC |  | S | X | X |  |  | 1.2 | 0.8 | 1 | 1 | 0.2 | N |  |  | OP | X | 2 | 1952 |  |  | N | Electric Utility | 1 | X X X: X; DFO RC RC: DFO |  |  | N | N |  | 1H | [23 empty] | N | N | N
Vintage2001 | petroleum | TRUE | 18820 | City of Thief River Falls | 2014 | Thief River Falls | MN | Pennington | IC3A | Petroleum Liquids | IC |  | S | X | X |  |  | 1.2 | 0.8 | 1.2 | 1.2 | 0 | N |  |  | OP | X | 2 | 2001 |  |  | N | Electric Utility | 1 | X X X: X; DFO RC RC: DFO |  |  | N | N |  | 1H | [23 empty] | N | N | N
Vintage1948 | petroleum | TRUE | 18820 | City of Thief River Falls | 2014 | Thief River Falls | MN | Pennington | IC4 | Petroleum Liquids | IC |  | S | X | X |  |  | 1.4 | 0.8 | 1.2 | 1.2 | 0.2 | N |  |  | OP | X | 10 | 1948 |  |  | N | Electric Utility | 1 | X X X: X; DFO RC RC: DFO |  |  | N | N |  | 1H | [23 empty] | N | N | N
Vintage1975 | petroleum | TRUE | 63000 | City of Truman | 2015 | Truman | MN | Martin | 3 | Petroleum Liquids | IC |  | S | X | X |  |  | 2.2 | 0.8 | 2 | 2 | 0 | N |  |  | SB | Y | 8 | 1975 |  |  | N | Electric Utility | 1 | X X X: X; DFO RC RC: DFO; DFO SUB SUB: NG |  |  | N | N |  | 1H | [23 empty] | Y | Y | Y
Vintage1997 | petroleum | TRUE | 63000 | City of Truman | 2015 | Truman | MN | Martin | 6 | Petroleum Liquids | IC |  | S | X | X |  |  | 1.8 | 0.8 | 1.8 | 1.8 | 0 | N |  |  | SB | Y | 7 | 1997 |  |  | N | Electric Utility | 1 | X X X: X; DFO RC RC: DFO |  |  | N | N |  | 1H | [23 empty] | N
Vintage2005 | petroleum | TRUE | 63000 | City of Truman | 2015 | Truman | MN | Martin | 7 | Petroleum Liquids | IC |  | S | X | X |  |  | 2.2 | 0.8 | 2.2 | 2.2 | 0 | N |  |  | SB | Y | 1 | 2005 |  |  | N | Electric Utility | 1 | X X X: X; DFO RC RC: DFO |  |  | N | N |  | 1H | [23 empty] | N
Vintage1954 | natural gas steam turbine | TRUE | 19883 | City of Virginia - (MN) | 2018 | Virginia | MN | St Louis | 5 | Natural Gas Steam Turbine | ST |  | S | X | X |  |  | 7.5 | 0.8 | 8 | 8 | 2 | N |  |  | OP | X | 8 | 1954 |  |  | N | Electric Utility | 1 | X X X: X; DFO RC RC: NG; DFO DFO DFO: SUB; DFO DFO DFO: SUB |  |  | N | N |  | 12H |  |  | Y |  | Y | [18 empty] | N | N | N
Vintage1971 | natural gas steam turbine | TRUE | 19883 | City of Virginia - (MN) | 2018 | Virginia | MN | St Louis | 6 | Natural Gas Steam Turbine | ST |  | S | X | X |  |  | 18.7 | 0.85 | 17 | 18.7 | 6 | N |  |  | OP | X | 8 | 1971 |  |  | N | Electric Utility | 1 | X X X: X; DFO RC RC: NG; DFO DFO DFO: SUB; DFO DFO DFO: SUB |  |  | N | N |  | 12H |  |  | Y |  | Y | [18 empty] | N | N | N
Vintage1953 | natural gas peaker | TRUE | 29295 | City of Wells - (MN) | 2020 | Wells IC | MN | Faribault | 1 | Natural Gas Internal Combustion Engine | IC |  | S | X | X |  |  | 1.3 | 0.8 | 1.3 | 1.3 | 1 | N |  |  | OP | X | 3 | 1953 |  |  | N | Electric Utility | 1 | X X X: X; DFO RC RC: NG; DFO SUB SUB: DFO |  |  | N | N |  | 10M | [23 empty] | Y | N | Y
Vintage1957 | natural gas peaker | TRUE | 29295 | City of Wells - (MN) | 2020 | Wells IC | MN | Faribault | 2 | Natural Gas Internal Combustion Engine | IC |  | S | X | X |  |  | 1.3 | 0.8 | 1.3 | 1.3 | 1 | N |  |  | OP | X | 4 | 1957 |  |  | N | Electric Utility | 1 | X X X: X; DFO RC RC: NG; DFO SUB SUB: DFO |  |  | N | N |  | 10M | [23 empty] | Y | N | Y
Vintage1966 | natural gas peaker | TRUE | 29295 | City of Wells - (MN) | 2020 | Wells IC | MN | Faribault | 4 | Natural Gas Internal Combustion Engine | IC |  | S | X | X |  |  | 2.3 | 0.8 | 2.1 | 2.1 | 1.8 | N |  |  | OP | X | 5 | 1966 |  |  | N | Electric Utility | 1 | X X X: X; DFO RC RC: NG; DFO SUB SUB: DFO |  |  | N | N |  | 10M | [23 empty] | Y | N | Y
Vintage1975 | natural gas peaker | TRUE | 29295 | City of Wells - (MN) | 2020 | Wells IC | MN | Faribault | 5 | Natural Gas Internal Combustion Engine | IC |  | S | X | X |  |  | 2.3 | 0.8 | 2.3 | 2.3 | 1.8 | N |  |  | OP | X | 1 | 1975 |  |  | N | Electric Utility | 1 | X X X: X; DFO RC RC: NG; DFO SUB SUB: DFO |  |  | N | N |  | 10M | [23 empty] | Y | N | Y
Vintage2003 | petroleum | TRUE | 20430 | City of Westbrook | 2021 | Westbrook | MN | Cottonwood | 5 | Petroleum Liquids | IC |  | S | X | X | ALTW.MRES |  | 2.3 | 0.8 | 2 | 2 | 1.5 | N |  |  | OP | X | 10 | 2003 |  |  | N | Electric Utility | 1 | X X X: X; DFO RC RC: DFO |  |  | N |  |  | 10M | [23 empty] | N
Vintage2009 | onshore wind | TRUE | 20737 | Willmar Municipal Utilities | 2022 | Willmar | MN | Kandiyohi | WTG3 | Onshore Wind Turbine | WT |  | S | X | X |  |  | 2 |  | 2 | 2 | 0.1 | N |  |  | OP | X | 8 | 2009 |  |  | N | Electric Utility | 1 | X X X: X; DFO RC RC: WND |  |  | N |  | 1 | [24 empty] | N
Vintage2009 | onshore wind | TRUE | 20737 | Willmar Municipal Utilities | 2022 | Willmar | MN | Kandiyohi | WTG4 | Onshore Wind Turbine | WT |  | S | X | X |  |  | 2 |  | 2 | 2 | 0.1 | N |  |  | OP | X | 8 | 2009 |  |  | N | Electric Utility | 1 | X X X: X; DFO RC RC: WND |  |  | N |  | 1 | [24 empty] | N
Vintage2001 | petroleum | TRUE | 20806 | City of Windom | 2023 | Windom | MN | Cottonwood | CAT2 | Petroleum Liquids | IC |  | S | X | X |  |  | 1.8 | 0.8 | 1.7 | 1.8 | 0.5 | N |  |  | SB | Y | 4 | 2001 |  |  | N | Electric Utility | 1 | X X X: X; DFO RC RC: DFO |  |  | N | N |  | 1H | [23 empty] | N | N | N
Vintage2001 | petroleum | TRUE | 20806 | City of Windom | 2023 | Windom | MN | Cottonwood | CAT3 | Petroleum Liquids | IC |  | S | X | X |  |  | 1.8 | 0.8 | 1.7 | 1.8 | 0.5 | N |  |  | SB | Y | 4 | 2001 |  |  | N | Electric Utility | 1 | X X X: X; DFO RC RC: DFO |  |  | N | N |  | 1H | [23 empty] | N | N | N
Vintage2001 | petroleum | TRUE | 20806 | City of Windom | 2023 | Windom | MN | Cottonwood | CAT4 | Petroleum Liquids | IC |  | S | X | X |  |  | 1.8 | 0.8 | 1.7 | 1.8 | 0.5 | N |  |  | SB | Y | 4 | 2001 |  |  | N | Electric Utility | 1 | X X X: X; DFO RC RC: DFO |  |  | N | N |  | 1H | [23 empty] | N | N | N
Vintage1980 | petroleum | TRUE | 20806 | City of Windom | 2023 | Windom | MN | Cottonwood | GT1 | Petroleum Liquids | GT |  | S | X | X |  |  | 3 | 0.85 | 2.5 | 3 | 1 | N |  |  | SB | Y | 6 | 1980 |  |  | N | Electric Utility | 1 | X X X: X; DFO RC RC: DFO |  |  | N | N |  | 1H | [23 empty] | N | N | N
Vintage2002 | petroleum | TRUE | 21013 | City of Worthington - (MN) | 2024 | Worthington | MN | Nobles | 1 | Petroleum Liquids | IC |  | S | X | X |  |  | 2 | 0.8 | 2 | 2 | 1.5 | N |  |  | OP | X | 8 | 2002 |  |  | N | Electric Utility | 1 | X X X: X; DFO RC RC: DFO |  |  | N |  |  | 10M | [23 empty] | N
Vintage2002 | onshore wind | TRUE | 21013 | City of Worthington - (MN) | 2024 | Worthington | MN | Nobles | 10 | Onshore Wind Turbine | WT |  | W | X | X |  |  | 0.9 |  | 0.9 | 0.9 | 0.1 | N |  |  | OP | X | 7 | 2002 |  |  | N | Electric Utility | 1 | X X X: X; DFO RC RC: WND |  |  | N |  | 1 | [24 empty] | N
Vintage2002 | onshore wind | TRUE | 21013 | City of Worthington - (MN) | 2024 | Worthington | MN | Nobles | 11 | Onshore Wind Turbine | WT |  | S | X | X |  |  | 0.9 |  | 0.9 | 0.9 | 0.1 | N |  |  | OP | X | 7 | 2002 |  |  | N | Electric Utility | 1 | X X X: X; DFO RC RC: WND |  |  | N |  | 1 | [24 empty] | N
Vintage2003 | onshore wind | TRUE | 21013 | City of Worthington - (MN) | 2024 | Worthington | MN | Nobles | 12 | Onshore Wind Turbine | WT |  | S | X | X |  |  | 1 |  | 1 | 1 | 0.1 | N |  |  | OP | X | 12 | 2003 |  |  | N | Electric Utility | 1 | X X X: X; DFO RC RC: WND |  |  | N |  | 1 | [24 empty] | N
Vintage2003 | onshore wind | TRUE | 21013 | City of Worthington - (MN) | 2024 | Worthington | MN | Nobles | 13 | Onshore Wind Turbine | WT |  | S | X | X |  |  | 1 |  | 1 | 1 | 0.1 | N |  |  | OP | X | 12 | 2003 |  |  | N | Electric Utility | 1 | X X X: X; DFO RC RC: WND |  |  | N |  | 1 | [24 empty] | N
Vintage2002 | petroleum | TRUE | 21013 | City of Worthington - (MN) | 2024 | Worthington | MN | Nobles | 2 | Petroleum Liquids | IC |  | S | X | X |  |  | 2 | 0.8 | 2 | 2 | 1.5 | N |  |  | OP | X | 8 | 2002 |  |  | N | Electric Utility | 1 | X X X: X; DFO RC RC: DFO |  |  | N |  |  | 10M | [23 empty] | N
Vintage2002 | petroleum | TRUE | 21013 | City of Worthington - (MN) | 2024 | Worthington | MN | Nobles | 3 | Petroleum Liquids | IC |  | S | X | X |  |  | 2 | 0.8 | 2 | 2 | 1.5 | N |  |  | OP | X | 8 | 2002 |  |  | N | Electric Utility | 1 | X X X: X; DFO RC RC: DFO |  |  | N |  |  | 10M | [23 empty] | N
Vintage2002 | petroleum | TRUE | 21013 | City of Worthington - (MN) | 2024 | Worthington | MN | Nobles | 4 | Petroleum Liquids | IC |  | S | X | X |  |  | 2 | 0.8 | 2 | 2 | 1.5 | N |  |  | OP | X | 8 | 2002 |  |  | N | Electric Utility | 1 | X X X: X; DFO RC RC: DFO |  |  | N |  |  | 10M | [23 empty] | N
Vintage2002 | petroleum | TRUE | 21013 | City of Worthington - (MN) | 2024 | Worthington | MN | Nobles | 5 | Petroleum Liquids | IC |  | S | X | X |  |  | 2 | 0.8 | 2 | 2 | 1.5 | N |  |  | OP | X | 8 | 2002 |  |  | N | Electric Utility | 1 | X X X: X; DFO RC RC: DFO |  |  | N |  |  | 10M | [23 empty] | N
Vintage2002 | petroleum | TRUE | 21013 | City of Worthington - (MN) | 2024 | Worthington | MN | Nobles | 6 | Petroleum Liquids | IC |  | S | X | X |  |  | 2 | 0.8 | 2 | 2 | 1.5 | N |  |  | OP | X | 8 | 2002 |  |  | N | Electric Utility | 1 | X X X: X; DFO RC RC: DFO |  |  | N |  |  | 10M | [23 empty] | N
Vintage2002 | petroleum | TRUE | 21013 | City of Worthington - (MN) | 2024 | Worthington | MN | Nobles | 7 | Petroleum Liquids | IC |  | S | X | X |  |  | 2 | 0.8 | 2 | 2 | 1.5 | N |  |  | OP | X | 2 | 2002 |  |  | N | Electric Utility | 1 | X X X: X; DFO RC RC: DFO |  |  | N |  |  | 10M | [23 empty] | N
Vintage2002 | onshore wind | TRUE | 21013 | City of Worthington - (MN) | 2024 | Worthington | MN | Nobles | 8 | Onshore Wind Turbine | WT |  | S | X | X |  |  | 0.9 |  | 0.9 | 0.9 | 0.1 | N |  |  | OP | X | 7 | 2002 |  |  | N | Electric Utility | 1 | X X X: X; DFO RC RC: WND |  |  | N |  | 1 | [24 empty] | N
Vintage2002 | onshore wind | TRUE | 21013 | City of Worthington - (MN) | 2024 | Worthington | MN | Nobles | 9 | Onshore Wind Turbine | WT |  | W | X | X |  |  | 0.9 |  | 0.9 | 0.9 | 0.1 | N |  |  | OP | X | 7 | 2002 |  |  | N | Electric Utility | 1 | X X X: X; DFO RC RC: WND |  |  | N |  | 1 | [24 empty] | N
Vintage1978 | petroleum | TRUE | 7570 | Great River Energy | 2038 | Cambridge CT Hybrid | MN | Isanti | GT1 | Petroleum Liquids | GT |  | S | X | X | GRE.CAMBRCAMB | GRE.CAMBRCAMB | 25.1 | 0.85 | 20.3 | 29.2 | 15 | N |  |  | OP | X | 5 | 1978 |  |  | N | Electric Utility | 1 | X X X: X; DFO RC RC: DFO |  |  | N | N |  | 10M | [23 empty] | N | N | N
Vintage2007 | natural gas peaker | TRUE | 7570 | Great River Energy | 2038 | Cambridge CT Hybrid | MN | Isanti | GT2 | Natural Gas Fired Combustion Turbine | GT |  | S | X | X | GRE.CAMBRCAMB2 | GRE.CAMBRCAMB2 | 169.2 | 0.85 | 151 | 190 | 40 | N |  |  | OP | X | 5 | 2007 |  |  | N | Electric Utility | 1 | [11 empty] | N | N |  | 1H | [23 empty] | N | N | N | bar: X X X to DFO RC RC
Vintage2009 | natural gas peaker | TRUE | 7570 | Great River Energy | 2039 | Elk River | MN | Sherburne | CT | Natural Gas Fired Combustion Turbine | GT |  | S | X | X | GRE.ELKRI4 | GRE.ELKRI4 | 191.3 | 0.85 | 189.1 | 200 | 110 | N |  |  | OP | X | 7 | 2009 |  |  | N | Electric Utility | 1 | X X X: X; DFO RC RC: NG; DFO SUB SUB: DFO |  |  | N | N |  | 1H | [23 empty] | Y | N | Y
Vintage1978 | petroleum | TRUE | 7570 | Great River Energy | 2042 | Maple Lake | MN | Wright | 5A | Petroleum Liquids | GT |  | S | X | X | GRE.MAPLEMAPL | GRE.MAPLEMAPL | 25 | 0.85 | 18.7 | 29.4 | 15 | N |  |  | OP | X | 5 | 1978 |  |  | N | Electric Utility | 1 | X X X: X; DFO RC RC: DFO |  |  | N | N |  | 10M | [23 empty] | N | N | N
Vintage1967 | natural gas peaker | TRUE | 12686 | Mississippi Power Co | 2047 | Chevron Oil | MS | Jackson | 1 | Natural Gas Fired Combustion Turbine | GT |  | S | X | X |  |  | 16.6 | 0.85 | 17 | 18 | 8 | N |  |  | OP | X | 7 | 1967 |  |  | Y | Electric Utility | 1 | [11 empty] | N | N |  | 1H | [20 empty] | N |  |  | N | N | N | bar: X X X to DFO RC RC
Vintage1967 | natural gas peaker | TRUE | 12686 | Mississippi Power Co | 2047 | Chevron Oil | MS | Jackson | 2 | Natural Gas Fired Combustion Turbine | GT |  | S | X | X |  |  | 16.6 | 0.85 | 18 | 19 | 8 | N |  |  | OP | X | 7 | 1967 |  |  | Y | Electric Utility | 1 | [11 empty] | N | N |  | 1H | [20 empty] | N |  |  | N | N | N | bar: X X X to DFO RC RC
Vintage1971 | natural gas peaker | TRUE | 12686 | Mississippi Power Co | 2047 | Chevron Oil | MS | Jackson | 3 | Natural Gas Fired Combustion Turbine | GT |  | S | X | X |  |  | 18 | 0.85 | 16 | 18 | 8 | N |  |  | OP | X | 10 | 1971 |  |  | Y | Electric Utility | 1 | [11 empty] | N | N |  | 1H | [20 empty] | N |  |  | N | N | N | bar: X X X to DFO RC RC
Vintage1971 | natural gas peaker | TRUE | 12686 | Mississippi Power Co | 2047 | Chevron Oil | MS | Jackson | 4 | Natural Gas Fired Combustion Turbine | GT |  | S | X | X |  |  | 18 | 0.85 | 16 | 18 | 8 | N |  |  | OP | X | 9 | 1971 |  |  | Y | Electric Utility | 1 | [11 empty] | N | N |  | 1H | [20 empty] | N |  |  | N | N | N | bar: X X X to DFO RC RC
Vintage1994 | natural gas peaker | TRUE | 12686 | Mississippi Power Co | 2047 | Chevron Oil | MS | Jackson | 5 | Natural Gas Fired Combustion Turbine | GT |  | S | X | X |  |  | 101.3 | 0.85 | 70 | 80 | 70 | N |  |  | OP | X | 5 | 1994 |  |  | Y | Electric Utility | 1 | [11 empty] | N | N |  | 1H | [20 empty] | N |  |  | N | N | N | bar: X X X to DFO RC RC
Vintage1971 | natural gas peaker | TRUE | 12686 | Mississippi Power Co | 2048 | Sweatt | MS | Lauderdale | A | Natural Gas Fired Combustion Turbine | GT |  | S | X | X |  |  | 41.9 | 0.9 | 32 | 41 | 21 | N |  |  | OP | X | 5 | 1971 |  |  | N | Electric Utility | 1 | [11 empty] | N | N |  | 1H | [20 empty] | N |  |  | N | N | N | bar: X X X to DFO RC RC
Vintage1968 | natural gas steam turbine | TRUE | 12686 | Mississippi Power Co | 2049 | Jack Watson | MS | Harrison | 4 | Natural Gas Steam Turbine | ST |  | S | X | X |  |  | 299.2 | 0.85 | 236 | 236 | 67.5 | N |  |  | OP | X | 6 | 1968 | 12 | 2023 | N | Electric Utility | 1 | [11 empty] | N | N |  | 10M |  | N |  |  | N | [15 empty] | N |  |  | N | N | N | bar: X X X to DFO RC RC; DFO DFO DFO
Vintage1973 | natural gas steam turbine | TRUE | 12686 | Mississippi Power Co | 2049 | Jack Watson | MS | Harrison | 5 | Natural Gas Steam Turbine | ST |  | S | X | X |  |  | 578 | 0.85 | 485 | 485 | 156.3 | N |  |  | OP | X | 5 | 1973 |  |  | N | Electric Utility | 1 | [11 empty] | N | N |  | OVER |  | N |  |  | N | [15 empty] | N |  |  | N | N | N | bar: X X X to DFO RC RC; DFO DFO DFO
Vintage1970 | natural gas peaker | TRUE | 12686 | Mississippi Power Co | 2049 | Jack Watson | MS | Harrison | A | Natural Gas Fired Combustion Turbine | GT |  | S | X | X |  |  | 41.9 | 0.9 | 33 | 41.2 | 21 | N |  |  | OP | X | 6 | 1970 |  |  | N | Electric Utility | 1 | [11 empty] | N | N |  | 1H | [20 empty] | N |  |  | N | N | N | bar: X X X to DFO RC RC
Vintage1967 | natural gas steam turbine | TRUE | 12685 | Entergy Mississippi LLC | 2050 | Baxter Wilson | MS | Warren | 1 | Natural Gas Steam Turbine | ST |  | S | X | X | EES.B_WILSON1 | EES.B_WILSON1 | 544.6 | 0.85 | 494.3 | 505.6 | 190 | N |  |  | SB | Y | 3 | 1967 |  |  | N | Electric Utility | 1 | X X X: X; DFO RC RC: NG; DFO SUB SUB: DFO; DFO DFO DFO: RFO; DFO DFO DFO: DFO |  |  | N |  |  | OVER | [23 empty] | Y | Y | Y
Vintage1996 | natural gas combined cycle | TRUE | 3702 | Clarksdale Public Utilities | 2059 | L L Wilkins | MS | Coahoma | 6 | Natural Gas Fired Combined Cycle | CA | CC1 | S | Y | X |  |  | 6 | 1 | 6.8 | 6.8 | 5 | N |  |  | OP | X | 10 | 1996 |  |  | N | Electric Utility | 1 | [11 empty] | N | N |  | 1H | [23 empty] | N | N | N | bar: X X X to DFO RC RC
Vintage1961 | natural gas combined cycle | TRUE | 3702 | Clarksdale Public Utilities | 2059 | L L Wilkins | MS | Coahoma | 7 | Natural Gas Fired Combined Cycle | CT | CC1 | S | X | Y |  |  | 7.5 | 1 | 7.5 | 7.5 | 5 | N |  |  | OP | X | 10 | 1961 |  |  | N | Electric Utility | 1 | [11 empty] | N | N |  | 1H | [23 empty] | N | N | N | bar: X X X to DFO RC RC
Vintage1965 | natural gas combined cycle | TRUE | 3702 | Clarksdale Public Utilities | 2059 | L L Wilkins | MS | Coahoma | 8 | Natural Gas Fired Combined Cycle | CT | CC1 | S | X | N |  |  | 16.2 | 1 | 13.2 | 15 | 5 | N |  |  | OP | X | 10 | 1965 |  |  | N | Electric Utility | 1 | [11 empty] | N | N |  | 1H | [23 empty] | N | N | N | bar: X X X to DFO RC RC
Vintage1971 | natural gas combined cycle | TRUE | 3702 | Clarksdale Public Utilities | 2059 | L L Wilkins | MS | Coahoma | 9 | Natural Gas Fired Combined Cycle | CS |  | S | N | N |  |  | 25.5 | 1 | 22 | 23 | 11 | N |  |  | OP | X | 10 | 1971 |  |  | N | Electric Utility | 1 | [14 empty] | 12H | [23 empty] | N | N | N | bar: X X X to DFO RC RC
Vintage1945 | natural gas combined cycle | TRUE | 21095 | Public Serv Comm of Yazoo City | 2067 | Yazoo | MS | Yazoo | 2 | Natural Gas Fired Combined Cycle | CA | CC1 | S | N | X |  |  | 5 | 0.8 | 5.6 | 5.6 | 3 | N |  |  | SB | Y | 6 | 1945 |  |  | N | Electric Utility | 1 | [11 empty] | N | N |  | 12H | [23 empty] | N | N | N | bar: X X X to DFO RC RC
Vintage1954 | natural gas combined cycle | TRUE | 21095 | Public Serv Comm of Yazoo City | 2067 | Yazoo | MS | Yazoo | 3 | Natural Gas Fired Combined Cycle | CA | CC1 | S | N | X |  |  | 12.6 | 0.85 | 13 | 13 | 4 | N |  |  | OP | X | 7 | 1954 |  |  | N | Electric Utility | 1 | [11 empty] | N | N |  | 12H | [23 empty] | N | N | N | bar: X X X to DFO RC RC
Vintage1968 | natural gas combined cycle | TRUE | 21095 | Public Serv Comm of Yazoo City | 2067 | Yazoo | MS | Yazoo | GT1 | Natural Gas Fired Combined Cycle | CT | CC1 | S | X | Y |  |  | 16.5 | 0.85 | 14.7 | 16.7 | 2 | N |  |  | OP | X | 4 | 1968 |  |  | N | Electric Utility | 1 | X X X: X; DFO RC RC: NG; DFO SUB SUB: DFO |  |  | N | N |  | 1H | [23 empty] | Y | N | Y
Vintage2020 | natural gas peaker | TRUE | 17568 | Cooperative Energy | 2068 | Benndale | MS | George | BENU1 | Natural Gas Internal Combustion Engine | IC |  | S | X | X | SME.BENN_R_U1 |  | 14.2 | 0.8 | 11.3 | 11.3 | 1.2 | N |  |  | OP | X | 4 | 2020 |  |  | N | Electric Utility | 1 | [14 empty] | 10M | [23 empty] | N | bar: X X X to DFO RC RC
Vintage2020 | natural gas peaker | TRUE | 17568 | Cooperative Energy | 2068 | Benndale | MS | George | BENU2 | Natural Gas Internal Combustion Engine | IC |  | S | X | X | SME.BENN_R_U2 |  | 14.2 | 0.8 | 11.3 | 11.3 | 1.2 | N |  |  | OP | X | 4 | 2020 |  |  | N | Electric Utility | 1 | [11 empty] | N | N |  | 10M | [23 empty] | N | bar: X X X to DFO RC RC
Vintage1970 | natural gas combined cycle | TRUE | 17568 | Cooperative Energy | 2070 | Moselle | MS | Jones | 1 | Natural Gas Fired Combined Cycle | CA | CC1 | S | Y | X | SME.MOS_STG_1 |  | 59 | 0.85 | 59 | 59 | 36 | N |  |  | OP | X | 8 | 1970 |  |  | N | Electric Utility | 1 | [11 empty] | N | N |  | 12H | [23 empty] | N | N | N | bar: X X X to DFO RC RC
Vintage1970 | natural gas combined cycle | TRUE | 17568 | Cooperative Energy | 2070 | Moselle | MS | Jones | 2 | Natural Gas Fired Combined Cycle | CA | CC2 | S | Y | X | SME.MOS_STG_2 |  | 59 | 0.85 | 59 | 59 | 36 | N |  |  | OP | X | 8 | 1970 |  |  | N | Electric Utility | 1 | [11 empty] | N | N |  | 12H | [23 empty] | N | N | N | bar: X X X to DFO RC RC
Vintage1970 | natural gas steam turbine | TRUE | 17568 | Cooperative Energy | 2070 | Moselle | MS | Jones | 3 | Natural Gas Steam Turbine | ST |  | S | X | X | SME.MOS_3 |  | 59 | 0.85 | 59 | 59 | 36 | N |  |  | OP | X | 8 | 1970 | 1 | 2025 | N | Electric Utility | 1 | X X X: X; DFO RC RC: NG; DFO SUB SUB: RFO; DFO DFO DFO: NG |  |  | N | N |  | 12H | [23 empty] | Y | Y | Y
Vintage1997 | natural gas peaker | TRUE | 17568 | Cooperative Energy | 2070 | Moselle | MS | Jones | 4 | Natural Gas Fired Combustion Turbine | GT |  | S | X | X | SME.MOS_4 |  | 83 | 0.85 | 75 | 83 | 53 | N |  |  | OP | X | 6 | 1997 |  |  | N | Electric Utility | 1 | X X X: X; DFO RC RC: NG; DFO SUB SUB: DFO |  |  | N | N |  | 12H | [23 empty] | Y | N | Y
Vintage2006 | natural gas peaker | TRUE | 17568 | Cooperative Energy | 2070 | Moselle | MS | Jones | 5 | Natural Gas Fired Combustion Turbine | GT |  | S | X | X | SME.MOS_5 |  | 83.5 | 0.85 | 75 | 83.5 | 53 | N |  |  | OP | X | 6 | 2006 |  |  | N | Electric Utility | 1 | [11 empty] | N | N |  | 12H | [23 empty] | N | N | N | bar: X X X to DFO RC RC
Vintage2012 | natural gas combined cycle | TRUE | 17568 | Cooperative Energy | 2070 | Moselle | MS | Jones | GTG1 | Natural Gas Fired Combined Cycle | CT | CC1 | S | X | Y | SME.MOS_CTG_1 |  | 83.5 | 0.85 | 75 | 83.5 | 53 | N |  |  | OP | X | 5 | 2012 |  |  | N | Electric Utility | 1 | [11 empty] | N | N |  | 1H | [23 empty] | N | N | N | bar: X X X to DFO RC RC
Vintage2012 | natural gas combined cycle | TRUE | 17568 | Cooperative Energy | 2070 | Moselle | MS | Jones | GTG2 | Natural Gas Fired Combined Cycle | CT | CC2 | S | X | Y | SME.MOS_CTG_2 |  | 83.5 | 0.85 | 75 | 83.5 | 53 | N |  |  | OP | X | 11 | 2012 |  |  | N | Electric Utility | 1 | [11 empty] | N | N |  | 1H | [23 empty] | N | N | N | bar: X X X to DFO RC RC
Vintage1969 | hard coal | TRUE | 10000 | Evergy Metro | 2079 | Hawthorn | MO | Jackson | 5 | Conventional Steam Coal | ST |  | S | X | X | KCPLHAWTHORNUNHAW5 | HAWTHORNUNHAW5 | 569 | 0.9 | 552.2 | 552.2 | 285 | N |  |  | OP | X | 5 | 1969 |  |  | N | Electric Utility | 1 | X X X: X; DFO RC RC: SUB; DFO SUB SUB: NG; DFO DFO DFO: NG |  |  | N | N |  | OVER |  | Y |  |  | Y | [18 empty] | Y | Y | N
Vintage1997 | natural gas combined cycle | TRUE | 10000 | Evergy Metro | 2079 | Hawthorn | MO | Jackson | 6 | Natural Gas Fired Combined Cycle | CT | CC1 | S | X | N | KCPLHAWTHORN6 | HAWTHORN6 | 170 | 0.85 | 120.7 |  | 68 | N |  |  | OP | X | 6 | 1997 |  |  | N | Electric Utility | 1 | [11 empty] | N | N |  | 12H | [23 empty] | N | bar: X X X to DFO RC RC
Vintage2000 | natural gas peaker | TRUE | 10000 | Evergy Metro | 2079 | Hawthorn | MO | Jackson | 7 | Natural Gas Fired Combustion Turbine | GT |  | S | X | X | KCPLLEVEEUNHAW7 | LEVEEUNHAW7 | 82.2 | 0.85 | 76.2 | 76.2 | 50 | N |  |  | OP | X | 5 | 2000 |  |  | N | Electric Utility | 1 | [11 empty] | N | N |  | 1H | [23 empty] | N | bar: X X X to DFO RC RC
Vintage2000 | natural gas peaker | TRUE | 10000 | Evergy Metro | 2079 | Hawthorn | MO | Jackson | 8 | Natural Gas Fired Combustion Turbine | GT |  | S | X | X | KCPLLEVEEUNHAW8 | LEVEEUNHAW8 | 82.2 | 0.85 | 77.2 |  | 50 | N |  |  | OP | X | 7 | 2000 |  |  | N | Electric Utility | 1 | [14 empty] | 1H | [23 empty] | N | bar: X X X to DFO RC RC
Vintage2000 | natural gas combined cycle | TRUE | 10000 | Evergy Metro | 2079 | Hawthorn | MO | Jackson | 9 | Natural Gas Fired Combined Cycle | CA | CC1 | S | Y | X | KCPLHAWTHORN6 | HAWTHORN6 | 142.8 | 0.92 | 103.8 |  | 60 | N |  |  | OP | X | 7 | 2000 |  |  | N | Electric Utility | 1 | [14 empty] | 12H | [23 empty] | N | bar: X X X to DFO RC RC
Vintage1972 | petroleum | TRUE | 10000 | Evergy Metro | 2081 | Northeast (MO) | MO | Jackson | 11 | Petroleum Liquids | GT |  | S | X | X | KCPLNRTHEASTUNNE11 | NRTHEASTUNNE11 | 50 | 0.9 | 46.6 | 46.6 | 3 | N |  |  | OP | X | 5 | 1972 |  |  | N | Electric Utility | 1 | X X X: X; DFO RC RC: DFO |  |  | N | N |  | 1H | [23 empty] | N
Vintage1972 | petroleum | TRUE | 10000 | Evergy Metro | 2081 | Northeast (MO) | MO | Jackson | 12 | Petroleum Liquids | GT |  | S | X | X | KCPLNRTHEASTUNNE12 | NRTHEASTUNNE12 | 50 | 0.9 | 46 | 46 | 3 | N |  |  | OP | X | 5 | 1972 |  |  | N | Electric Utility | 1 | X X X: X; DFO RC RC: DFO |  |  | N | N |  | 1H | [23 empty] | N
Vintage1975 | petroleum | TRUE | 10000 | Evergy Metro | 2081 | Northeast (MO) | MO | Jackson | 13 | Petroleum Liquids | GT |  | S | X | X | KCPLNRTHEASTUNNE13 | NRTHEASTUNNE13 | 64.7 | 0.9 | 46.1 | 46.1 | 3 | N |  |  | OP | X | 5 | 1975 |  |  | N | Electric Utility | 1 | X X X: X; DFO RC RC: DFO |  |  | N | N |  | 1H | [23 empty] | N
Vintage1975 | petroleum | TRUE | 10000 | Evergy Metro | 2081 | Northeast (MO) | MO | Jackson | 14 | Petroleum Liquids | GT |  | S | X | X | KCPLNRTHEASTUNNE14 | NRTHEASTUNNE14 | 64.7 | 0.9 | 47.5 | 47.5 | 3 | N |  |  | OP | X | 5 | 1975 |  |  | N | Electric Utility | 1 | X X X: X; DFO RC RC: DFO |  |  | N | N |  | 1H | [23 empty] | N
Vintage1976 | petroleum | TRUE | 10000 | Evergy Metro | 2081 | Northeast (MO) | MO | Jackson | 15 | Petroleum Liquids | GT |  | S | X | X | KCPLNRTHEASTUNNE15 | NRTHEASTUNNE15 | 64.7 | 0.9 | 47.5 | 47.5 | 3 | N |  |  | OP | X | 6 | 1976 |  |  | N | Electric Utility | 1 | X X X: X; DFO RC RC: DFO |  |  | N | N |  | 1H | [23 empty] | N
Vintage1976 | petroleum | TRUE | 10000 | Evergy Metro | 2081 | Northeast (MO) | MO | Jackson | 16 | Petroleum Liquids | GT |  | S | X | X | KCPLNRTHEASTUNNE16 | NRTHEASTUNNE16 | 64.7 | 0.9 | 46 | 46 | 3 | N |  |  | OP | X | 6 | 1976 |  |  | N | Electric Utility | 1 | X X X: X; DFO RC RC: DFO |  |  |  | N |  | 1H | [23 empty] | N
Vintage1977 | petroleum | TRUE | 10000 | Evergy Metro | 2081 | Northeast (MO) | MO | Jackson | 17 | Petroleum Liquids | GT |  | S | X | X | KCPLNRTHEASTUNNE17 | NRTHEASTUNNE17 | 64.7 | 0.9 | 53.2 | 53.2 | 3 | N |  |  | OP | X | 5 | 1977 |  |  | N | Electric Utility | 1 | X X X: X; DFO RC RC: DFO |  |  | N | N |  | 1H | [23 empty] | N
Vintage1977 | petroleum | TRUE | 10000 | Evergy Metro | 2081 | Northeast (MO) | MO | Jackson | 18 | Petroleum Liquids | GT |  | S | X | X | KCPLNRTHEASTUNNE18 | NRTHEASTUNNE18 | 64.7 | 0.9 | 47 | 47.1 | 3 | N |  |  | OP | X | 5 | 1977 |  |  | N | Electric Utility | 1 | X X X: X; DFO RC RC: DFO |  |  | N | N |  | 1H | [23 empty] | N
Vintage1985 | petroleum | TRUE | 10000 | Evergy Metro | 2081 | Northeast (MO) | MO | Jackson | 19 | Petroleum Liquids | IC |  | S | X | X |  |  | 2 | 0.9 | 2 | 2 | 1 | N |  |  | OP | X | 6 | 1985 |  |  | N | Electric Utility | 1 | X X X: X; DFO RC RC: DFO |  |  | N | N |  | 1H | [23 empty] | N
Vintage1974 | petroleum | TRUE | 19436 | Union Electric Co - (MO) | 2082 | Fairgrounds | MO | Cole | 1 | Petroleum Liquids | GT |  | S | X | X | AMMOFGRDCTG1 | AMMOFGRDCTG1 | 68.3 | 0.9 | 55 | 69 | 5 | N |  |  | OP | X | 8 | 1974 |  |  | N | Electric Utility | 1 | X X X: X; DFO RC RC: DFO |  |  | N |  |  | 1H | [23 empty] | N
Vintage1974 | petroleum | TRUE | 56211 | Evergy Missouri West | 2090 | Nevada | MO | Vernon | 1 | Petroleum Liquids | GT |  | S | X | X | MPSNEVADAUN1 | MPSNEVADAUN1 | 22 | 0.9 | 16 | 16 | 3 | N |  |  | OP | X | 6 | 1974 |  |  | N | Electric Utility | 1 | X X X: X; DFO RC RC: DFO | [5 empty] | 1H | [23 empty] | N
Vintage1981 | natural gas peaker | TRUE | 56211 | Evergy Missouri West | 2092 | Ralph Green | MO | Cass | 3 | Natural Gas Fired Combustion Turbine | GT |  | S | X | X | MPSRGREENUN3 | MPSRGREENUN3 | 85 | 0.9 | 69.4 | 10 | 10 | N |  |  | OP | X | 6 | 1981 |  |  | N | Electric Utility | 1 | [14 empty] | 1H | [23 empty] | N | bar: X X X to DFO RC RC
Vintage1950 | natural gas steam turbine | TRUE | 56211 | Evergy Missouri West | 2098 | Lake Road (MO) | MO | Buchanan | 1 | Natural Gas Steam Turbine | ST |  | S | X | X | MPSLAKE-RDUN1 | MPSLAKE-RDUN1 | 23 | 0.85 | 18.4 | 18.4 | 6 | N |  |  | OP | X | 7 | 1950 |  |  | Y | Electric Utility | 1 | T | NG | DFO | PG | TDF |  |  | NG | PG | [5 empty] | 12H | [23 empty] | Y | N | N
Vintage1958 | natural gas steam turbine | TRUE | 56211 | Evergy Missouri West | 2098 | Lake Road (MO) | MO | Buchanan | 2 | Natural Gas Steam Turbine | ST |  | S | X | X | MPSLAKE-RDUN2 | MPSLAKE-RDUN2 | 25 | 0.85 | 22.9 | 22.9 | 5 | N |  |  | OP | X | 8 | 1958 |  |  | Y | Electric Utility | 1 | T | NG | DFO | PG | TDF |  |  | NG | PG | [5 empty] | 12H | [23 empty] | Y | N | N
Vintage1962 | natural gas steam turbine | TRUE | 56211 | Evergy Missouri West | 2098 | Lake Road (MO) | MO | Buchanan | 3 | Natural Gas Steam Turbine | ST |  | S | X | X | MPSLAKE-RDUN3 | MPSLAKE-RDUN3 | 12.5 | 0.8 | 7.3 | 7.3 | 3 | N |  |  | OP | X | 6 | 1962 |  |  | Y | Electric Utility | 1 | T | NG | DFO | PG | TDF |  |  | NG | PG | [5 empty] | 12H | [23 empty] | Y | N | N
Vintage1966 | natural gas steam turbine | TRUE | 56211 | Evergy Missouri West | 2098 | Lake Road (MO) | MO | Buchanan | 4 | Natural Gas Steam Turbine | ST |  | S | X | X | MPSLAKE-RDUN4 | MPSLAKE-RDUN4 | 90 | 0.9 | 94.6 | 94.6 | 20 | N |  |  | OP | X | 8 | 1966 | 12 | 2024 | N | Electric Utility | 1 | X | NG | DFO | PG | TDF |  |  | NG | PG |  |  | N |  |  | 12H |  |  |  |  | N | [18 empty] | Y | N | N
Vintage1974 | natural gas peaker | TRUE | 56211 | Evergy Missouri West | 2098 | Lake Road (MO) | MO | Buchanan | 5 | Natural Gas Fired Combustion Turbine | GT |  | S | X | X | MPSLAKE-RDUN5 | MPSLAKE-RDUN5 | 85 | 0.9 | 48 | 48 | 2 | N |  |  | OP | X | 3 | 1974 |  |  | N | Electric Utility | 1 | X X X: X; DFO RC RC: NG; DFO SUB SUB: PG | [5 empty] | 1H | [23 empty] | Y | N | N
Vintage1989 | petroleum | TRUE | 56211 | Evergy Missouri West | 2098 | Lake Road (MO) | MO | Buchanan | 6 | Petroleum Liquids | GT |  | S | X | X | MPSLAKE-RDUN6 | MPSLAKE-RDUN6 | 24 | 0.85 | 20.3 | 20.3 | 5 | N |  |  | OP | X | 5 | 1989 |  |  | N | Electric Utility | 1 | X X X: X; DFO RC RC: DFO; DFO SUB SUB: PG | [5 empty] | 10M | [23 empty] | Y | N | N
Vintage1990 | petroleum | TRUE | 56211 | Evergy Missouri West | 2098 | Lake Road (MO) | MO | Buchanan | 7 | Petroleum Liquids | GT |  | S | X | X | MPSLAKE-RDUN7 | MPSLAKE-RDUN7 | 18.9 | 0.85 | 21.1 | 21.1 | 5 | N |  |  | OP | X | 12 | 1990 |  |  | N | Electric Utility | 1 | X X X: X; DFO RC RC: DFO | [5 empty] | 10M | [23 empty] | N |  | N
Vintage1930 | hydro | TRUE | 17106 | Sho-Me Power Electric Coop | 2099 | Niangua | MO | Camden | 1 | Conventional Hydroelectric | HY |  | S | X | X |  |  | 1.5 | 0.8 | 1.5 | 1.5 | 0.5 | N |  |  | OP | X | 11 | 1930 |  |  | N | Electric Utility | 1 | X X X: X; DFO RC RC: WAT |  |  | N | N |  | 10M | [23 empty] | N
Vintage1930 | hydro | TRUE | 17106 | Sho-Me Power Electric Coop | 2099 | Niangua | MO | Camden | 2 | Conventional Hydroelectric | HY |  | S | X | X |  |  | 1.5 | 0.8 | 1.5 | 1.5 | 0.5 | N |  |  | OP | X | 11 | 1930 |  |  | N | Electric Utility | 1 | X X X: X; DFO RC RC: WAT |  |  | N | N |  | 10M | [23 empty] | N
Vintage1970 | hard coal | TRUE | 19436 | Union Electric Co - (MO) | 2103 | Labadie | MO | Franklin | 1 | Conventional Steam Coal | ST |  | S | X | X | AMMO.LABADIE1 | AMMO.LABADIE1 | 573.7 | 0.85 | 593 | 616 | 290 | N |  |  | OP | X | 6 | 1970 |  |  | N | Electric Utility | 1 | X X X: X; DFO RC RC: RC; DFO SUB SUB: SUB; DFO DFO DFO: DFO |  |  | N |  |  | OVER |  | Y |  |  | Y | [18 empty] | Y | N | N
Vintage1971 | hard coal | TRUE | 19436 | Union Electric Co - (MO) | 2103 | Labadie | MO | Franklin | 2 | Conventional Steam Coal | ST |  | S | X | X | AMMO.LABADIE2 | AMMO.LABADIE2 | 573.7 | 0.85 | 593 | 616 | 289 | N |  |  | OP | X | 6 | 1971 |  |  | N | Electric Utility | 1 | X X X: X; DFO RC RC: RC; DFO SUB SUB: SUB; DFO DFO DFO: DFO |  |  | N |  |  | OVER |  | Y |  |  | Y | [18 empty] | Y | N | N
Vintage1972 | hard coal | TRUE | 19436 | Union Electric Co - (MO) | 2103 | Labadie | MO | Franklin | 3 | Conventional Steam Coal | ST |  | S | X | X | AMMO.LABADIE3 | AMMO.LABADIE3 | 621 | 0.9 | 593 | 616 | 280 | N |  |  | OP | X | 8 | 1972 |  |  | N | Electric Utility | 1 | X X X: X; DFO RC RC: RC; DFO SUB SUB: SUB; DFO DFO DFO: DFO |  |  | N |  |  | OVER |  | Y |  |  | Y | [18 empty] | Y | N | N
Vintage1973 | hard coal | TRUE | 19436 | Union Electric Co - (MO) | 2103 | Labadie | MO | Franklin | 4 | Conventional Steam Coal | ST |  | S | X | X | AMMO.LABADIE4 | AMMO.LABADIE4 | 621 | 0.9 | 593 | 616 | 287 | N |  |  | OP | X | 8 | 1973 |  |  | N | Electric Utility | 1 | X X X: X; DFO RC RC: RC; DFO SUB SUB: SUB; DFO DFO DFO: DFO |  |  | N |  |  | OVER |  | Y |  |  | Y | [18 empty] | Y | N | N
Vintage1953 | natural gas steam turbine | TRUE | 19436 | Union Electric Co - (MO) | 2104 | Meramec | MO | St Louis | 1 | Natural Gas Steam Turbine | ST |  | S | X | X | AMMO.MERAMEC1 | AMMO.MERAMEC1 | 137.5 | 0.85 | 113 | 120 | 53 | N |  |  | OP | X | 5 | 1953 | 12 | 2022 | N | Electric Utility | 1 | [11 empty] | N |  |  | OVER | [23 empty] | N | bar: X X X to DFO RC RC; DFO DFO DFO
Vintage1954 | natural gas steam turbine | TRUE | 19436 | Union Electric Co - (MO) | 2104 | Meramec | MO | St Louis | 2 | Natural Gas Steam Turbine | ST |  | S | X | X | AMMO.MERAMEC2 | AMMO.MERAMEC2 | 137.5 | 0.85 | 113 | 120 | 46 | N |  |  | OP | X | 7 | 1954 | 12 | 2022 | N | Electric Utility | 1 | [11 empty] | N |  |  | OVER | [23 empty] | N | bar: X X X to DFO RC RC; DFO DFO DFO
Vintage1959 | hard coal | TRUE | 19436 | Union Electric Co - (MO) | 2104 | Meramec | MO | St Louis | 3 | Conventional Steam Coal | ST |  | S | X | X | AMMO.MERAMEC3 | AMMO.MERAMEC3 | 289 | 0.85 | 220 | 240 | 125 | N |  |  | OP | X | 1 | 1959 | 12 | 2022 | N | Electric Utility | 1 | X X X: X; DFO RC RC: SUB; DFO DFO DFO: NG |  |  | N |  |  | OVER |  | Y |  |  | Y | [18 empty] | N
Vintage1961 | hard coal | TRUE | 19436 | Union Electric Co - (MO) | 2104 | Meramec | MO | St Louis | 4 | Conventional Steam Coal | ST |  | S | X | X | AMMO.MERAMEC4 | AMMO.MERAMEC4 | 359 | 0.85 | 320 | 340 | 165 | N |  |  | OP | X | 7 | 1961 | 12 | 2022 | N | Electric Utility | 1 | X X X: X; DFO RC RC: SUB; DFO SUB SUB: NG; DFO DFO DFO: NG |  |  | N |  |  | OVER |  | Y |  |  | Y | [18 empty] | N
Vintage1974 | petroleum | TRUE | 19436 | Union Electric Co - (MO) | 2104 | Meramec | MO | St Louis | GT1 | Petroleum Liquids | GT |  | S | X | X |  |  | 62 | 0.9 | 54 | 68 | 6 | N |  |  | OP | X | 6 | 1974 |  |  | N | Electric Utility | 1 | X X X: X; DFO RC RC: DFO |  |  | N |  |  | OVER | [23 empty] | N |  | N
Vintage2000 | natural gas peaker | TRUE | 19436 | Union Electric Co - (MO) | 2104 | Meramec | MO | St Louis | GT2 | Natural Gas Fired Combustion Turbine | GT |  | S | X | X |  |  | 56 | 0.9 | 45 | 61 | 15 | N |  |  | OP | X | 6 | 2000 |  |  | N | Electric Utility | 1 | X X X: X; DFO RC RC: NG; DFO SUB SUB: DFO |  |  | N |  |  | 10M | [23 empty] | Y | N | N
Vintage1931 | hydro | TRUE | 19436 | Union Electric Co - (MO) | 2106 | Osage Dam | MO | Miller | 1 | Conventional Hydroelectric | HY |  | S | X | X | AMMO.OSAGE1 | AMMO.OSAGE1 | 27.5 | 0.9 | 31 | 31 | 0 | N |  |  | OP | X | 10 | 1931 |  |  | N | Electric Utility | 1 | X X X: X; DFO RC RC: WAT |  |  | N |  | 0 | 10M
Vintage1931 | hydro | TRUE | 19436 | Union Electric Co - (MO) | 2106 | Osage Dam | MO | Miller | 2 | Conventional Hydroelectric | HY |  | S | X | X | AMMO.OSAGE2 | AMMO.OSAGE2 | 27.5 | 0.9 | 24 | 24 | 0 | N |  |  | OP | X | 10 | 1931 |  |  | N | Electric Utility | 1 | X X X: X; DFO RC RC: WAT |  |  | N |  | 0 | 10M
Vintage1931 | hydro | TRUE | 19436 | Union Electric Co - (MO) | 2106 | Osage Dam | MO | Miller | 3 | Conventional Hydroelectric | HY |  | S | X | X | AMMO.OSAGE3 | AMMO.OSAGE3 | 27.5 | 0.9 | 31 | 31 | 0 | N |  |  | OP | X | 10 | 1931 |  |  | N | Electric Utility | 1 | X X X: X; DFO RC RC: WAT |  |  | N |  | 0 | 10M
Vintage1931 | hydro | TRUE | 19436 | Union Electric Co - (MO) | 2106 | Osage Dam | MO | Miller | 4 | Conventional Hydroelectric | HY |  | S | X | X | AMMO.OSAGE4 | AMMO.OSAGE4 | 27.5 | 0.9 | 24 | 24 | 0 | N |  |  | OP | X | 10 | 1931 |  |  | N | Electric Utility | 1 | X X X: X; DFO RC RC: WAT |  |  | N |  | 0 | 10M
Vintage1931 | hydro | TRUE | 19436 | Union Electric Co - (MO) | 2106 | Osage Dam | MO | Miller | 5 | Conventional Hydroelectric | HY |  | S | X | X | AMMO.OSAGE5 | AMMO.OSAGE5 | 27.5 | 0.9 | 31 | 31 | 0 | N |  |  | OP | X | 10 | 1931 |  |  | N | Electric Utility | 1 | X X X: X; DFO RC RC: WAT |  |  | N |  | 0 | 10M
Vintage1931 | hydro | TRUE | 19436 | Union Electric Co - (MO) | 2106 | Osage Dam | MO | Miller | 6 | Conventional Hydroelectric | HY |  | S | X | X | AMMO.OSAGE6 | AMMO.OSAGE6 | 27.5 | 0.9 | 31 | 31 | 0 | N |  |  | OP | X | 10 | 1931 |  |  | N | Electric Utility | 1 | X X X: X; DFO RC RC: WAT |  |  | N |  | 0 | 10M
Vintage1953 | hydro | TRUE | 19436 | Union Electric Co - (MO) | 2106 | Osage Dam | MO | Miller | 7 | Conventional Hydroelectric | HY |  | S | X | X | AMMO.OSAGE7 | AMMO.OSAGE7 | 21.5 | 0.9 | 31 | 31 | 0 | N |  |  | OP | X | 10 | 1953 |  |  | N | Electric Utility | 1 | X X X: X; DFO RC RC: WAT |  |  | N |  | 0 | 10M
Vintage1953 | hydro | TRUE | 19436 | Union Electric Co - (MO) | 2106 | Osage Dam | MO | Miller | 8 | Conventional Hydroelectric | HY |  | S | X | X | AMMO.OSAGE8 | AMMO.OSAGE8 | 21.5 | 0.9 | 31 | 31 | 0 | N |  |  | OP | X | 10 | 1953 |  |  | N | Electric Utility | 1 | X X X: X; DFO RC RC: WAT |  |  | N |  | 0 | 10M
Vintage1967 | hard coal | TRUE | 19436 | Union Electric Co - (MO) | 2107 | Sioux | MO | St Charles | 1 | Conventional Steam Coal | ST |  | S | X | X | AMMO.SIOUX1 | AMMO.SIOUX1 | 549.7 | 0.85 | 487 | 497 | 253 | N |  |  | OP | X | 5 | 1967 | 12 | 2028 | N | Electric Utility | 1 | X X X: X; DFO RC RC: RC; DFO SUB SUB: SUB; DFO DFO DFO: BIT; DFO DFO DFO: DFO |  |  | N |  |  | OVER |  | Y |  |  |  | Y | [17 empty] | Y | N | N
Vintage1968 | hard coal | TRUE | 19436 | Union Electric Co - (MO) | 2107 | Sioux | MO | St Charles | 2 | Conventional Steam Coal | ST |  | S | X | X | AMMO.SIOUX2 | AMMO.SIOUX2 | 549.7 | 0.85 | 487 | 497 | 252 | N |  |  | OP | X | 5 | 1968 | 12 | 2028 | N | Electric Utility | 1 | X X X: X; DFO RC RC: RC; DFO SUB SUB: SUB; DFO DFO DFO: BIT; DFO DFO DFO: DFO |  |  | N |  |  | OVER |  | Y |  |  |  | Y | [17 empty] | Y | N | N
Vintage1963 | other | TRUE | 19436 | Union Electric Co - (MO) | 2108 | Taum Sauk | MO | Reynolds | 1 | Hydroelectric Pumped Storage | PS |  | S | X | X | AMMO.TS1 | AMMO.TS1 | 204 | 0.9 | 220 | 220 | 165 | N |  |  | OP | X | 12 | 1963 |  |  | N | Electric Utility | 1 | X X X: X; DFO RC RC: WAT |  |  | N |  |  | 10M
Vintage1963 | other | TRUE | 19436 | Union Electric Co - (MO) | 2108 | Taum Sauk | MO | Reynolds | 2 | Hydroelectric Pumped Storage | PS |  | S | X | X | AMMO.TS2 | AMMO.TS2 | 204 | 0.9 | 220 | 220 | 165 | N |  |  | OP | X | 12 | 1963 |  |  | N | Electric Utility | 1 | X X X: X; DFO RC RC: WAT |  |  | N |  |  | 10M
Vintage1959 | petroleum | TRUE | 2647 | City of Butler - (MO) | 2115 | Butler Municipal Power Plant | MO | Bates | 5 | Petroleum Liquids | IC |  | S | X | X |  |  | 1.4 | 0.8 | 1 | 1 | 0.6 | N |  |  | SB | Y | 4 | 1959 |  |  | N | Electric Utility | 1 | X X X: X; DFO RC RC: DFO; DFO SUB SUB: NG |  |  | N | N |  | 12H | [23 empty] | N |  | N
Vintage1965 | petroleum | TRUE | 2647 | City of Butler - (MO) | 2115 | Butler Municipal Power Plant | MO | Bates | IC6 | Petroleum Liquids | IC |  | S | X | X |  |  | 1.5 | 0.8 | 1.1 | 1.1 | 0.7 | N |  |  | SB | Y | 9 | 1965 |  |  | N | Electric Utility | 1 | X X X: X; DFO RC RC: DFO |  |  | N | N |  | 12H | [23 empty] | N
Vintage2000 | petroleum | TRUE | 2647 | City of Butler - (MO) | 2115 | Butler Municipal Power Plant | MO | Bates | NG1 | Petroleum Liquids | IC |  | S | X | X |  |  | 2 | 1 | 1.8 | 1.8 | 0.3 | N |  |  | SB | Y | 1 | 2000 |  |  | N | Electric Utility | 1 | X X X: X; DFO RC RC: DFO |  |  | N | N |  | 10M | [23 empty] | N
Vintage2000 | petroleum | TRUE | 2647 | City of Butler - (MO) | 2115 | Butler Municipal Power Plant | MO | Bates | NG2 | Petroleum Liquids | IC |  | S | X | X |  |  | 2 | 1 | 1.8 | 1.8 | 0.3 | N |  |  | SB | Y | 1 | 2000 |  |  | N | Electric Utility | 1 | X X X: X; DFO RC RC: DFO |  |  | N | N |  | 10M | [23 empty] | N
Vintage2000 | petroleum | TRUE | 2647 | City of Butler - (MO) | 2115 | Butler Municipal Power Plant | MO | Bates | SG1 | Petroleum Liquids | IC |  | S | X | X |  |  | 2 | 1 | 1.8 | 1.8 | 0.3 | N |  |  | SB | Y | 1 | 2000 |  |  | N | Electric Utility | 1 | X X X: X; DFO RC RC: DFO |  |  | N | N |  | 10M | [23 empty] | N
Vintage2000 | petroleum | TRUE | 2647 | City of Butler - (MO) | 2115 | Butler Municipal Power Plant | MO | Bates | SG2 | Petroleum Liquids | IC |  | S | X | X |  |  | 2 | 1 | 1.8 | 1.8 | 0.3 | N |  |  | SB | Y | 1 | 2000 |  |  | N | Electric Utility | 1 | X X X: X; DFO RC RC: DFO |  |  | N | N |  | 10M | [23 empty] | N
Vintage1972 | natural gas peaker | TRUE | 3082 | Carrollton Board of Public Wks | 2120 | Carrollton | MO | Carroll | 10 | Natural Gas Internal Combustion Engine | IC |  | S | X | X |  |  | 6.1 | 0.9 | 6 | 6 | 0.1 | N |  |  | OP | X | 9 | 1972 |  |  | N | Electric Utility | 1 | X X X: X; DFO RC RC: NG; DFO SUB SUB: DFO |  |  | N |  |  | 10M | [23 empty] | Y | Y | Y
Vintage2001 | petroleum | TRUE | 3082 | Carrollton Board of Public Wks | 2120 | Carrollton | MO | Carroll | 11 | Petroleum Liquids | IC |  | S | X | X |  |  | 2 | 0.92 | 1.8 | 1.8 | 0.1 | N |  |  | OP | X | 7 | 2001 |  |  | N | Electric Utility | 1 | X X X: X; DFO RC RC: DFO |  |  | N |  |  | 10M | [23 empty] | N
Vintage1947 | natural gas peaker | TRUE | 3082 | Carrollton Board of Public Wks | 2120 | Carrollton | MO | Carroll | 3 | Natural Gas Internal Combustion Engine | IC |  | S | X | X |  |  | 1.8 | 0.9 | 1.8 | 1.8 | 0.1 | N |  |  | OP | X | 3 | 1947 |  |  | N | Electric Utility | 1 | X X X: X; DFO RC RC: NG; DFO SUB SUB: DFO |  |  | N |  |  | 10M | [23 empty] | Y | Y | Y
Vintage1959 | natural gas peaker | TRUE | 3082 | Carrollton Board of Public Wks | 2120 | Carrollton | MO | Carroll | 7 | Natural Gas Internal Combustion Engine | IC |  | S | X | X |  |  | 2.5 | 0.9 | 2.5 | 2.5 | 0.1 | N |  |  | OP | X | 4 | 1959 |  |  | N | Electric Utility | 1 | X X X: X; DFO RC RC: NG; DFO SUB SUB: DFO |  |  | N |  |  | 10M | [23 empty] | Y | Y | Y
Vintage1966 | natural gas peaker | TRUE | 3082 | Carrollton Board of Public Wks | 2120 | Carrollton | MO | Carroll | 8 | Natural Gas Internal Combustion Engine | IC |  | S | X | X |  |  | 4.1 | 0.9 | 3.7 | 3.7 | 0.1 | N |  |  | OP | X | 10 | 1966 |  |  | N | Electric Utility | 1 | X X X: X; DFO RC RC: NG; DFO SUB SUB: DFO |  |  | N |  |  | 10M | [23 empty] | Y | Y | Y
Vintage1970 | natural gas peaker | TRUE | 3082 | Carrollton Board of Public Wks | 2120 | Carrollton | MO | Carroll | 9 | Natural Gas Internal Combustion Engine | IC |  | S | X | X |  |  | 4.1 | 0.91 | 3.7 | 3.7 | 0.1 | N |  |  | OP | X | 5 | 1970 |  |  | N | Electric Utility | 1 | X X X: X; DFO RC RC: NG; DFO SUB SUB: DFO |  |  | N |  |  | 10M | [23 empty] | Y | Y | Y
Vintage1965 | petroleum | TRUE | 3113 | City of Carthage - (MO) | 2121 | Carthage | MO | Jasper | 10 | Petroleum Liquids | IC |  | S | X | X |  |  | 7 | 0.8 | 6 | 6 | 4 | N |  |  | SB | Y | 7 | 1965 |  |  | N | Electric Utility | 1 | X X X: X; DFO RC RC: DFO; DFO SUB SUB: NG |  |  | N | N |  | 1H | [23 empty] | Y | N | Y
Vintage1970 | petroleum | TRUE | 3113 | City of Carthage - (MO) | 2121 | Carthage | MO | Jasper | 11 | Petroleum Liquids | IC |  | S | X | X |  |  | 4.5 | 0.8 | 4 | 4 | 3 | N |  |  | OP | X | 7 | 1970 |  |  | N | Electric Utility | 1 | X X X: X; DFO RC RC: DFO; DFO SUB SUB: NG |  |  | N | N |  | 1H | [23 empty] | Y | N | Y
Vintage1971 | petroleum | TRUE | 3113 | City of Carthage - (MO) | 2121 | Carthage | MO | Jasper | 12 | Petroleum Liquids | IC |  | S | X | X |  |  | 4.5 | 0.8 | 4 | 4 | 3 | N |  |  | OP | X | 7 | 1971 |  |  | N | Electric Utility | 1 | X X X: X; DFO RC RC: DFO; DFO SUB SUB: NG |  |  | N | N |  | 1H | [23 empty] | Y | N | Y
Vintage1976 | petroleum | TRUE | 3113 | City of Carthage - (MO) | 2121 | Carthage | MO | Jasper | 13 | Petroleum Liquids | IC |  | S | X | X |  |  | 6 | 0.8 | 5.5 | 5.5 | 3 | N |  |  | OP | X | 2 | 1976 |  |  | N | Electric Utility | 1 | X X X: X; DFO RC RC: DFO; DFO SUB SUB: NG |  |  | N | N |  | 1H | [23 empty] | Y | N | Y
Vintage1976 | petroleum | TRUE | 3113 | City of Carthage - (MO) | 2121 | Carthage | MO | Jasper | 14 | Petroleum Liquids | IC |  | S | X | X |  |  | 6 | 0.8 | 5.5 | 5.5 | 3 | N |  |  | OP | X | 4 | 1976 |  |  | N | Electric Utility | 1 | X X X: X; DFO RC RC: DFO; DFO SUB SUB: NG |  |  | N | N |  | 1H | [23 empty] | Y | N | Y
Vintage1946 | petroleum | TRUE | 3113 | City of Carthage - (MO) | 2121 | Carthage | MO | Jasper | 6 | Petroleum Liquids | IC |  | S | X | X |  |  | 2.5 | 0.8 | 2 | 2 | 1 | N |  |  | SB | Y | 7 | 1946 |  |  | N | Electric Utility | 1 | X X X: X; DFO RC RC: DFO; DFO SUB SUB: NG |  |  | N | N |  | 1H | [23 empty] | Y | N | Y
Vintage1949 | petroleum | TRUE | 3113 | City of Carthage - (MO) | 2121 | Carthage | MO | Jasper | 7 | Petroleum Liquids | IC |  | S | X | X |  |  | 3 | 0.8 | 2.2 | 2.2 | 1.5 | N |  |  | SB | Y | 7 | 1949 |  |  | N | Electric Utility | 1 | X X X: X; DFO RC RC: DFO; DFO SUB SUB: NG |  |  | N | N |  | 1H | [23 empty] | Y | N | Y
Vintage1952 | petroleum | TRUE | 3113 | City of Carthage - (MO) | 2121 | Carthage | MO | Jasper | 8 | Petroleum Liquids | IC |  | S | X | X |  |  | 3.3 | 0.8 | 2.5 | 2.5 | 1.8 | N |  |  | SB | Y | 7 | 1952 |  |  | N | Electric Utility | 1 | X X X: X; DFO RC RC: DFO; DFO SUB SUB: NG |  |  | N | N |  | 1H | [23 empty] | Y | N | Y
Vintage1957 | petroleum | TRUE | 3113 | City of Carthage - (MO) | 2121 | Carthage | MO | Jasper | 9 | Petroleum Liquids | IC |  | S | X | X |  |  | 5 | 0.8 | 4 | 4 | 3 | N |  |  | SB | Y | 8 | 1957 |  |  | N | Electric Utility | 1 | X X X: X; DFO RC RC: DFO; DFO SUB SUB: NG |  |  | N | N |  | 1H | [23 empty] | Y | N | Y
Vintage2003 | petroleum | TRUE | 3486 | Chillicothe Municipal Utils | 2122 | Chillicothe | MO | Livingston | D1 | Petroleum Liquids | IC |  | S | X | X |  |  | 2 | 0.8 | 2 | 2 | 0 | N |  |  | OP | X | 6 | 2003 |  |  | N | Electric Utility | 1 | X X X: X; DFO RC RC: DFO |  |  | N | N |  | 10M | [23 empty] | N
Vintage2003 | petroleum | TRUE | 3486 | Chillicothe Municipal Utils | 2122 | Chillicothe | MO | Livingston | D2 | Petroleum Liquids | IC |  | S | X | X |  |  | 2 | 0.8 | 2 | 2 | 0 | N |  |  | OP | X | 6 | 2003 |  |  | N | Electric Utility | 1 | X X X: X; DFO RC RC: DFO |  |  | N | N |  | 10M | [23 empty] | N
Vintage2003 | petroleum | TRUE | 3486 | Chillicothe Municipal Utils | 2122 | Chillicothe | MO | Livingston | D3 | Petroleum Liquids | IC |  | S | X | X |  |  | 2 | 0.8 | 2 | 2 | 0 | N |  |  | OP | X | 6 | 2003 |  |  | N | Electric Utility | 1 | X X X: X; DFO RC RC: DFO |  |  | N | N |  | 10M | [23 empty] | N | N | N
Vintage2003 | petroleum | TRUE | 3486 | Chillicothe Municipal Utils | 2122 | Chillicothe | MO | Livingston | D4 | Petroleum Liquids | IC |  | S | X | X |  |  | 2 | 0.8 | 2 | 2 | 0 | N |  |  | OP | X | 6 | 2003 |  |  | N | Electric Utility | 1 | X X X: X; DFO RC RC: DFO |  |  | N | N |  | 10M | [23 empty] | N | N | N
Vintage2003 | petroleum | TRUE | 3486 | Chillicothe Municipal Utils | 2122 | Chillicothe | MO | Livingston | D5 | Petroleum Liquids | IC |  | S | X | X |  |  | 2 | 0.8 | 2 | 2 | 0 | N |  |  | OP | X | 6 | 2003 |  |  | N | Electric Utility | 1 | X X X: X; DFO RC RC: DFO |  |  | N | N |  | 10M | [23 empty] | N | N | N
Vintage1986 | natural gas peaker | TRUE | 3486 | Chillicothe Municipal Utils | 2122 | Chillicothe | MO | Livingston | GT1 | Natural Gas Fired Combustion Turbine | GT |  | S | X | X |  |  | 40 | 0.9 | 40 | 42 | 0 | N |  |  | OP | X | 6 | 1986 |  |  | N | Electric Utility | 1 | X X X: X; DFO RC RC: NG; DFO SUB SUB: DFO |  |  | N | N |  | 10M | [23 empty] | Y | N | Y
Vintage1986 | natural gas peaker | TRUE | 3486 | Chillicothe Municipal Utils | 2122 | Chillicothe | MO | Livingston | GT2 | Natural Gas Fired Combustion Turbine | GT |  | S | X | X |  |  | 40 | 0.9 | 40 | 42 | 0 | N |  |  | OP | X | 6 | 1986 |  |  | N | Electric Utility | 1 | X X X: X; DFO RC RC: NG; DFO SUB SUB: DFO |  |  | N | N |  | 10M | [23 empty] | Y | N | Y
Vintage1963 | natural gas peaker | TRUE | 4045 | City of Columbia - (MO) | 2123 | Columbia (MO) | MO | Boone | 6 | Natural Gas Fired Combustion Turbine | GT |  | S | X | X | CWLD.CWLD | CWLD.CWLD | 12.5 | 0.8 | 12.5 | 12.5 | 9 | N |  |  | OP | X | 8 | 1963 |  |  | N | Electric Utility | 1 | X X X: X; DFO RC RC: NG; DFO SUB SUB: DFO |  |  | N | N |  | 12H | [23 empty] | N |  | N
Vintage1970 | natural gas steam turbine | TRUE | 4045 | City of Columbia - (MO) | 2123 | Columbia (MO) | MO | Boone | 8 | Natural Gas Steam Turbine | ST |  | S | X | X | CWLD.CWLD | CWLD.CWLD | 35 | 0.85 | 35 | 35 | 12 | N |  |  | OP | X | 1 | 1970 |  |  | N | Electric Utility | 1 | X X X: X; DFO RC RC: NG; DFO SUB SUB: DFO; DFO DFO DFO: NG |  |  | N | N |  | 12H |  | N | [21 empty] | N |  | N
Vintage2004 | petroleum | TRUE | 4045 | City of Columbia - (MO) | 2123 | Columbia (MO) | MO | Boone | DAN1 | Petroleum Liquids | IC |  | S | X | X |  |  | 2 | 0.8 | 2 | 2 | 2 | N |  |  | OP | X | 8 | 2004 |  |  | N | Electric Utility | 1 | X X X: X; DFO RC RC: DFO |  |  | N | N |  | 10M | [23 empty] | N
Vintage2008 | biomass | TRUE | 4045 | City of Columbia - (MO) | 2123 | Columbia (MO) | MO | Boone | LF1 | Landfill Gas | IC |  | S | X | X |  |  | 1 | 0.8 | 1 | 1 | 0.6 | N |  |  | OP | X | 6 | 2008 |  |  | N | Electric Utility | 1 | X X X: X; DFO RC RC: LFG |  |  | N | N |  | 1H | [23 empty] | N
Vintage2008 | biomass | TRUE | 4045 | City of Columbia - (MO) | 2123 | Columbia (MO) | MO | Boone | LF2 | Landfill Gas | IC |  | S | X | X |  |  | 1 | 0.8 | 1 | 1 | 0.6 | N |  |  | OP | X | 6 | 2008 |  |  | N | Electric Utility | 1 | X X X: X; DFO RC RC: LFG |  |  |  | N |  | 1H | [23 empty] | N
Vintage2013 | biomass | TRUE | 4045 | City of Columbia - (MO) | 2123 | Columbia (MO) | MO | Boone | LF3 | Landfill Gas | IC |  | S | X | X |  |  | 1 | 0.8 | 1 | 1 | 0.6 | N |  |  | OP | X | 8 | 2013 |  |  | N | Electric Utility | 1 | X X X: X; DFO RC RC: LFG |  |  |  | N |  | 1H | [23 empty] | N
Vintage2008 | petroleum | TRUE | 4045 | City of Columbia - (MO) | 2123 | Columbia (MO) | MO | Boone | SF1 | Petroleum Liquids | IC |  | S | X | X |  |  | 1 | 0.8 | 1 | 1 | 1 | N |  |  | OP | X | 11 | 2008 |  |  | N | Electric Utility | 1 | X X X: X; DFO RC RC: DFO |  |  | N |  |  | 10M | [23 empty] | N
Vintage2008 | petroleum | TRUE | 4045 | City of Columbia - (MO) | 2123 | Columbia (MO) | MO | Boone | SF2 | Petroleum Liquids | IC |  | S | X | X |  |  | 1 | 0.8 | 1 | 1 | 1 | N |  |  | OP | X | 11 | 2008 |  |  | N | Electric Utility | 1 | X X X: X; DFO RC RC: DFO |  |  | N |  |  | 10M | [23 empty] | N
Vintage2002 | petroleum | TRUE | 4045 | City of Columbia - (MO) | 2123 | Columbia (MO) | MO | Boone | SH1 | Petroleum Liquids | IC |  | W | X | X |  |  | 1.3 | 0.8 | 1.3 | 1.3 | 1.3 | N |  |  | OP | X | 4 | 2002 |  |  | N | Electric Utility | 1 | X X X: X; DFO RC RC: DFO |  |  | N |  |  | 10M | [23 empty] | N
Vintage2002 | petroleum | TRUE | 4045 | City of Columbia - (MO) | 2123 | Columbia (MO) | MO | Boone | SH2 | Petroleum Liquids | IC |  | W | X | X |  |  | 1.3 | 0.8 | 1.3 | 1.3 | 1.3 | N |  |  | OP | X | 4 | 2002 |  |  | N | Electric Utility | 1 | X X X: X; DFO RC RC: DFO |  |  | N |  |  | 10M |  |  |  |  | N | [18 empty] | N
Vintage2004 | petroleum | TRUE | 4045 | City of Columbia - (MO) | 2123 | Columbia (MO) | MO | Boone | WTP1 | Petroleum Liquids | IC |  | S | X | X |  |  | 2 | 0.8 | 2 | 2 | 2 | N |  |  | OP | X | 8 | 2004 |  |  | N | Electric Utility | 1 | X X X: X; DFO RC RC: DFO |  |  | N |  |  | 10M | [23 empty] | N
Vintage2004 | petroleum | TRUE | 4045 | City of Columbia - (MO) | 2123 | Columbia (MO) | MO | Boone | WTP2 | Petroleum Liquids | IC |  | S | X | X |  |  | 2 | 0.8 | 2 | 2 | 2 | N |  |  | OP | X | 8 | 2004 |  |  | N | Electric Utility | 1 | X X X: X; DFO RC RC: DFO |  |  | N |  |  | 10M |  |  |  |  | N | [18 empty] | N
Vintage1973 | hydro | TRUE | 25477 | USCE-Kansas City District | 2124 | Stockton Hydro | MO | Cedar | 1 | Conventional Hydroelectric | HY |  | S | X | X |  |  | 52 | 0.95 | 52 | 52 | 5 | N |  |  | OP | X | 3 | 1973 |  |  | N | Electric Utility | 1 | X X X: X; DFO RC RC: WAT |  |  | N | N |  | 1H | [23 empty] | N
Vintage1985 | petroleum | TRUE | 6231 | City of Fayette - (MO) | 2125 | Fayette | MO | Howard | GT1 | Petroleum Liquids | IC |  | S | X | X |  |  | 3.5 | 0.8 | 3 | 3 | 3 | N |  |  | OS | X | 7 | 1985 |  |  | N | Electric Utility | 1 | X X X: X; DFO RC RC: DFO |  |  | N | N |  | 12H | [23 empty] | N |  | N
Vintage1985 | petroleum | TRUE | 6231 | City of Fayette - (MO) | 2125 | Fayette | MO | Howard | GT2 | Petroleum Liquids | IC |  | S | X | X |  |  | 3.5 | 0.8 | 2.8 | 2.8 | 2.8 | N |  |  | OS | X | 7 | 1985 |  |  | N | Electric Utility | 1 | X X X: X; DFO RC RC: DFO |  |  | N | N |  | 12H | [23 empty] | N |  | N
Vintage1977 | petroleum | TRUE | 6231 | City of Fayette - (MO) | 2125 | Fayette | MO | Howard | GT3 | Petroleum Liquids | IC |  | S | X | X |  |  | 2.8 | 0.8 | 2.4 | 2.4 | 2.4 | N |  |  | OS | X | 7 | 1977 |  |  | N | Electric Utility | 1 | X X X: X; DFO RC RC: DFO |  |  | N | N |  | 12H | [23 empty] | N |  | N
Vintage1969 | petroleum | TRUE | 6231 | City of Fayette - (MO) | 2125 | Fayette | MO | Howard | GT4 | Petroleum Liquids | IC |  | S | X | X |  |  | 1.1 | 0.8 | 1 | 1 | 1 | N |  |  | OS | X | 7 | 1969 |  |  | N | Electric Utility | 1 | X X X: X; DFO RC RC: DFO |  |  | N | N |  | 12H | [23 empty] | N
Vintage1972 | natural gas peaker | TRUE | 6839 | City of Fulton - (MO) | 2126 | Fulton (MO) | MO | Callaway | GT4 | Natural Gas Fired Combustion Turbine | GT |  | S | X | X |  |  | 21.2 | 0.9 | 15 | 19.6 | 3 | N |  |  | OP | X | 8 | 1972 |  |  | N | Electric Utility | 1 | X X X: X; DFO RC RC: NG; DFO SUB SUB: DFO |  |  |  | N |  | 10M | [23 empty] | Y | Y | Y
Vintage1966 | petroleum | TRUE | 6839 | City of Fulton - (MO) | 2126 | Fulton (MO) | MO | Callaway | IC1 | Petroleum Liquids | IC |  | S | X | X |  |  | 5 | 0.9 | 4.1 | 4.5 | 1 | N |  |  | OP | X | 9 | 1966 |  |  | N | Electric Utility | 1 | X X X: X; DFO RC RC: DFO; DFO SUB SUB: NG |  |  | N | N |  | 1H | [23 empty] | Y | Y | Y
Vintage1975 | petroleum | TRUE | 6839 | City of Fulton - (MO) | 2126 | Fulton (MO) | MO | Callaway | IC3 | Petroleum Liquids | IC |  | S | X | X |  |  | 7 | 0.9 | 6.2 | 6.8 | 1 | N |  |  | OP | X | 5 | 1975 |  |  | N | Electric Utility | 1 | X X X: X; DFO RC RC: DFO; DFO SUB SUB: NG |  |  | N | N |  | 1H | [23 empty] | Y | Y | Y
Vintage1993 | petroleum | TRUE | 6924 | City of Gallatin - (MO) | 2127 | Gallatin (MO) | MO | Daviess | 2A | Petroleum Liquids | IC |  | S | X | X |  |  | 1.1 | 0.8 | 1 | 1 | 0.7 | N |  |  | SB | Y | 4 | 1993 |  |  | N | Electric Utility | 1 | X X X: X; DFO RC RC: DFO |  |  | N | N |  | 1H | [23 empty] | N | N | N
Vintage1993 | petroleum | TRUE | 6924 | City of Gallatin - (MO) | 2127 | Gallatin (MO) | MO | Daviess | 3A | Petroleum Liquids | IC |  | S | X | X |  |  | 1.1 | 0.8 | 1 | 1 | 0.7 | N |  |  | SB | Y | 4 | 1993 |  |  | N | Electric Utility | 1 | X X X: X; DFO RC RC: DFO |  |  | N | N |  | 1H | [23 empty] | N | N | N
Vintage1983 | petroleum | TRUE | 6924 | City of Gallatin - (MO) | 2127 | Gallatin (MO) | MO | Daviess | IC4 | Petroleum Liquids | IC |  | S | X | X |  |  | 2.5 | 0.9 | 2.5 | 2.5 | 1.8 | N |  |  | SB | Y | 9 | 1983 |  |  | N | Electric Utility | 1 | X X X: X; DFO RC RC: DFO |  |  | N | N |  | 1H | [23 empty] | N | N | N
Vintage1977 | petroleum | TRUE | 6924 | City of Gallatin - (MO) | 2127 | Gallatin (MO) | MO | Daviess | IC6 | Petroleum Liquids | IC |  | S | X | X |  |  | 2.5 | 0.9 | 2.5 | 2.5 | 1.8 | N |  |  | SB | Y | 12 | 1977 |  |  | N | Electric Utility | 1 | X X X: X; DFO RC RC: DFO |  |  | N | N |  | 1H | [23 empty] | N | N | N
Vintage1945 | petroleum | TRUE | 8567 | City of Higginsville - (MO) | 2131 | Higginsville | MO | Lafayette | 1 | Petroleum Liquids | IC |  | S | X | X |  |  | 0.8 | 1 | 0.6 | 0.6 | 0.1 | N |  |  | OS | X | 1 | 1945 |  |  | N | Electric Utility | 1 | X X X: X; DFO RC RC: DFO |  |  | N | N |  | 1H | [23 empty] | N | N
Vintage1947 | petroleum | TRUE | 8567 | City of Higginsville - (MO) | 2131 | Higginsville | MO | Lafayette | 2 | Petroleum Liquids | IC |  | S | X | X |  |  | 1.7 | 1 | 1 | 1 | 0.4 | N |  |  | OS | X | 1 | 1947 |  |  | N | Electric Utility | 1 | X X X: X; DFO RC RC: DFO |  |  | N | N |  | 1H | [23 empty] | N | N
Vintage1981 | petroleum | TRUE | 8567 | City of Higginsville - (MO) | 2131 | Higginsville | MO | Lafayette | 3 | Petroleum Liquids | IC |  | S | X | X |  |  | 2.4 | 1 | 2.4 | 2.4 | 1 | N |  |  | OS | X | 5 | 1981 |  |  | N | Electric Utility | 1 | X X X: X; DFO RC RC: DFO; DFO SUB SUB: NG |  |  | N | N |  | 10M | [23 empty] | Y | Y | Y
Vintage1996 | natural gas peaker | TRUE | 8567 | City of Higginsville - (MO) | 2131 | Higginsville | MO | Lafayette | 4 | Natural Gas Fired Combustion Turbine | GT |  | S | X | X |  |  | 40 | 1 | 37.5 | 40 | 20 | N |  |  | OP | X | 6 | 1996 |  |  | N | Electric Utility | 1 | X X X: X; DFO RC RC: NG; DFO SUB SUB: DFO |  |  | N | N |  | 10M | [23 empty] | Y | Y | Y
Vintage2004 | petroleum | TRUE | 8567 | City of Higginsville - (MO) | 2131 | Higginsville | MO | Lafayette | 5 | Petroleum Liquids | IC |  | S | X | X |  |  | 1.2 | 1 | 1.2 | 1.2 | 0.3 | N |  |  | OP | X | 10 | 2004 |  |  | N | Electric Utility | 1 | X X X: X; DFO RC RC: DFO; DFO SUB SUB: NG |  |  | N | N |  | 10M | [23 empty] | Y | Y | Y
Vintage2004 | petroleum | TRUE | 8567 | City of Higginsville - (MO) | 2131 | Higginsville | MO | Lafayette | 6 | Petroleum Liquids | IC |  | S | X | X |  |  | 5.5 | 1 | 4.5 | 5.4 | 1 | N |  |  | OP | X | 10 | 2004 |  |  | N | Electric Utility | 1 | X X X: X; DFO RC RC: DFO |  |  | N | N |  | 10M | [23 empty] | N | N | N
Vintage1969 | petroleum | TRUE | 9231 | City of Independence - (MO) | 2134 | Jackson Square | MO | Jackson | 1 | Petroleum Liquids | GT |  | S | X | X | INDNSUB_J_1 | INDNSUB_J_1 | 18 | 0.85 | 15 | 15 | 2 | N |  |  | OP | X | 6 | 1969 |  |  | N | Electric Utility | 1 | X X X: X; DFO RC RC: DFO; DFO DFO DFO: DFO |  |  | N | N |  | 1H |  |  |  | N | [19 empty] | N | N
Vintage1969 | petroleum | TRUE | 9231 | City of Independence - (MO) | 2134 | Jackson Square | MO | Jackson | 2 | Petroleum Liquids | GT |  | S | X | X | INDNSUB_J_2 | INDNSUB_J_2 | 18 | 0.85 | 15 | 15 | 2 | N |  |  | OP | X | 6 | 1969 |  |  | N | Electric Utility | 1 | X X X: X; DFO RC RC: DFO; DFO DFO DFO: DFO |  |  | N | N |  | 1H |  |  |  | N | [19 empty] | N | N
Vintage1972 | natural gas peaker | TRUE | 9231 | City of Independence - (MO) | 2135 | Station H | MO | Jackson | 1 | Natural Gas Fired Combustion Turbine | GT |  | S | X | X | INDNSUB_H_5 | INDNSUB_H_5 | 19 | 0.85 | 19 | 19 | 4 | N |  |  | OP | X | 6 | 1972 |  |  | N | Electric Utility | 1 | X X X: X; DFO RC RC: NG; DFO SUB SUB: DFO; DFO DFO DFO: DFO; DFO NG NG: NG |  |  | N | N |  | 1H | [23 empty] | Y | Y | Y
Vintage1974 | natural gas peaker | TRUE | 9231 | City of Independence - (MO) | 2135 | Station H | MO | Jackson | 2 | Natural Gas Fired Combustion Turbine | GT |  | S | X | X | INDNSUB_H_6 | INDNSUB_H_6 | 24 | 0.9 | 20 | 20 | 4 | N |  |  | OP | X | 6 | 1974 |  |  | N | Electric Utility | 1 | X X X: X; DFO RC RC: NG; DFO SUB SUB: DFO; DFO DFO DFO: DFO; DFO NG NG: NG |  |  | N | N |  | 1H | [23 empty] | Y | Y | Y
Vintage1972 | petroleum | TRUE | 9231 | City of Independence - (MO) | 2136 | Station I | MO | Jackson | 1 | Petroleum Liquids | GT |  | S | X | X | INDNSUB_I_3 | INDNSUB_I_3 | 19 | 0.85 | 19 | 19 | 2 | N |  |  | OP | X | 6 | 1972 |  |  | N | Electric Utility | 1 | X X X: X; DFO RC RC: DFO; DFO DFO DFO: DFO |  |  | N | N |  | 1H | [23 empty] | N | N | N
Vintage1972 | petroleum | TRUE | 9231 | City of Independence - (MO) | 2136 | Station I | MO | Jackson | 2 | Petroleum Liquids | GT |  | S | X | X | INDNSUB_I_4 | INDNSUB_I_4 | 19 | 0.85 | 19 | 19 | 2 | N |  |  | OP | X | 6 | 1972 |  |  | N | Electric Utility | 1 | X X X: X; DFO RC RC: DFO; DFO DFO DFO: DFO |  |  | N | N |  | 1H | [23 empty] | N | N | N
Vintage2006 | petroleum | TRUE | 9603 | City of Jackson - (MO) | 2137 | Jackson (MO) | MO | Cape Girardeau | 10 | Petroleum Liquids | IC |  | S | X | X |  |  | 2 | 0.8 | 2 | 2 | 0.1 | N |  |  | OP | X | 9 | 2006 |  |  | N | Electric Utility | 1 | X X X: X; DFO RC RC: DFO |  |  | N | N |  | 10M | [23 empty] | N | N | N
Vintage2006 | petroleum | TRUE | 9603 | City of Jackson - (MO) | 2137 | Jackson (MO) | MO | Cape Girardeau | 11 | Petroleum Liquids | IC |  | S | X | X |  |  | 2 | 0.8 | 2 | 2 | 0.1 | N |  |  | OP | X | 9 | 2006 |  |  | N | Electric Utility | 1 | X X X: X; DFO RC RC: DFO |  |  | N | N |  | 10M | [23 empty] | N | N | N
Vintage2006 | petroleum | TRUE | 9603 | City of Jackson - (MO) | 2137 | Jackson (MO) | MO | Cape Girardeau | 12 | Petroleum Liquids | IC |  | S | X | X |  |  | 2 | 0.8 | 2 | 2 | 0.1 | N |  |  | OP | X | 9 | 2006 |  |  | N | Electric Utility | 1 | X X X: X; DFO RC RC: DFO |  |  | N | N |  | 10M | [23 empty] | N | N | N
Vintage1963 | petroleum | TRUE | 9603 | City of Jackson - (MO) | 2137 | Jackson (MO) | MO | Cape Girardeau | 3 | Petroleum Liquids | IC |  | S | X | X |  |  | 1 | 0.8 | 1 | 1 | 0.4 | N |  |  | OP | X | 4 | 1963 |  |  | N | Electric Utility | 1 | X X X: X; DFO RC RC: DFO; DFO SUB SUB: NG |  |  | N | N |  | 1H | [23 empty] | Y | Y | Y
Vintage1963 | petroleum | TRUE | 9603 | City of Jackson - (MO) | 2137 | Jackson (MO) | MO | Cape Girardeau | 4 | Petroleum Liquids | IC |  | S | X | X |  |  | 1 | 0.8 | 1 | 1 | 0.4 | N |  |  | OP | X | 7 | 1963 |  |  | N | Electric Utility | 1 | X X X: X; DFO RC RC: DFO; DFO SUB SUB: NG |  |  | N | N |  | 1H | [23 empty] | Y | Y | Y
Vintage1936 | petroleum | TRUE | 9603 | City of Jackson - (MO) | 2137 | Jackson (MO) | MO | Cape Girardeau | 5 | Petroleum Liquids | IC |  | S | X | X |  |  | 0.7 | 0.8 | 0.6 | 0.6 | 0.6 | N |  |  | OP | X | 1 | 1936 |  |  | N | Electric Utility | 1 | X X X: X; DFO RC RC: DFO |  |  | N | N |  | 1H | [23 empty] | N | N | N
Vintage1946 | petroleum | TRUE | 9603 | City of Jackson - (MO) | 2137 | Jackson (MO) | MO | Cape Girardeau | 6 | Petroleum Liquids | IC |  | S | X | X |  |  | 1 | 0.8 | 1 | 1 | 1 | N |  |  | OP | X | 6 | 1946 |  |  | N | Electric Utility | 1 | X X X: X; DFO RC RC: DFO |  |  | N | N |  | 1H | [23 empty] | N | N | N
Vintage1973 | petroleum | TRUE | 9603 | City of Jackson - (MO) | 2137 | Jackson (MO) | MO | Cape Girardeau | 7 | Petroleum Liquids | IC |  | S | X | X |  |  | 6.8 | 0.8 | 6.5 | 6.8 | 2.5 | N |  |  | OP | X | 8 | 1973 |  |  | N | Electric Utility | 1 | X X X: X; DFO RC RC: DFO; DFO SUB SUB: NG |  |  | N | N |  | 1H | [23 empty] | Y | Y | Y
Vintage1973 | petroleum | TRUE | 9603 | City of Jackson - (MO) | 2137 | Jackson (MO) | MO | Cape Girardeau | 8 | Petroleum Liquids | IC |  | S | X | X |  |  | 6.8 | 0.8 | 6.5 | 6.8 | 2.5 | N |  |  | OP | X | 7 | 1973 |  |  | N | Electric Utility | 1 | X X X: X; DFO RC RC: DFO; DFO SUB SUB: NG |  |  | N | N |  | 1H | [23 empty] | Y | Y | Y
Vintage1983 | petroleum | TRUE | 9603 | City of Jackson - (MO) | 2137 | Jackson (MO) | MO | Cape Girardeau | 9 | Petroleum Liquids | IC |  | S | X | X |  |  | 3 | 0.8 | 2.7 | 3 | 0.5 | N |  |  | OP | X | 7 | 1983 |  |  | N | Electric Utility | 1 | X X X: X; DFO RC RC: DFO; DFO SUB SUB: NG |  |  | N | N |  | 1H | [23 empty] | Y | Y | Y
Vintage1999 | petroleum | TRUE | 9973 | City of Kahoka | 2138 | Kahoka | MO | Clark | 10 | Petroleum Liquids | IC |  | S | X | X | NA | NA | 1.1 | 0.8 | 1.1 | 1.1 | 0.4 | N |  |  | OP | X | 7 | 1999 |  |  | N | Electric Utility | 1 | X X X: X; DFO RC RC: DFO |  |  | N | N |  | 1H | [20 empty] | N |  |  | N | N | N
Vintage1999 | petroleum | TRUE | 9973 | City of Kahoka | 2138 | Kahoka | MO | Clark | 11 | Petroleum Liquids | IC |  | S | X | X | NA | NA | 1.1 | 0.8 | 1.1 | 1.1 | 0.4 | N |  |  | OP | X | 7 | 1999 |  |  | N | Electric Utility | 1 | X X X: X; DFO RC RC: DFO |  |  | N | N |  | 1H | [20 empty] | N |  |  | N | N | N
Vintage1999 | petroleum | TRUE | 9973 | City of Kahoka | 2138 | Kahoka | MO | Clark | 12 | Petroleum Liquids | IC |  | S | X | X | NA | NA | 1.1 | 0.8 | 1.1 | 1.1 | 0.4 | N |  |  | OP | X | 9 | 1999 |  |  | N | Electric Utility | 1 | X X X: X; DFO RC RC: DFO |  |  | N | N |  | 1H | [20 empty] | N |  |  | N | N | N
Vintage1941 | petroleum | TRUE | 9973 | City of Kahoka | 2138 | Kahoka | MO | Clark | 3 | Petroleum Liquids | IC |  | S | X | X | NA | NA | 0.2 | 0.8 | 0.2 | 0.2 | 0.1 | N |  |  | OP | X | 1 | 1941 |  |  | N | Electric Utility | 1 | X X X: X; DFO RC RC: DFO |  |  | N | N |  | 1H | [20 empty] | N |  |  | N | N | N
Vintage1952 | petroleum | TRUE | 9973 | City of Kahoka | 2138 | Kahoka | MO | Clark | 6 | Petroleum Liquids | IC |  | S | X | X | NA | NA | 0.7 | 0.8 | 0.7 | 0.7 | 0.4 | N |  |  | OP | X | 1 | 1952 |  |  | N | Electric Utility | 1 | X X X: X; DFO RC RC: DFO |  |  | N | N |  | 1H | [20 empty] | N |  |  | N | N | N
Vintage1956 | natural gas peaker | TRUE | 9973 | City of Kahoka | 2138 | Kahoka | MO | Clark | 7 | Natural Gas Internal Combustion Engine | IC |  | S | X | X | NA | NA | 0.8 | 0.8 | 0.7 | 0.8 | 0.4 | N |  |  | SB | N | 1 | 1956 |  |  | N | Electric Utility | 1 | X X X: X; DFO RC RC: NG; DFO SUB SUB: DFO |  |  | N | N |  | 1H | [20 empty] | N |  |  | Y | Y | N
Vintage1969 | natural gas peaker | TRUE | 9973 | City of Kahoka | 2138 | Kahoka | MO | Clark | 8 | Natural Gas Internal Combustion Engine | IC |  | S | X | X | NA | NA | 1.5 | 0.8 | 1.4 | 1.5 | 0.7 | N |  |  | SB | N | 9 | 1969 |  |  | N | Electric Utility | 1 | X X X: X; DFO RC RC: NG; DFO SUB SUB: DFO |  |  | N | N |  | 1H | [20 empty] | N |  |  | Y | Y | N
Vintage1982 | natural gas peaker | TRUE | 9973 | City of Kahoka | 2138 | Kahoka | MO | Clark | 9 | Natural Gas Internal Combustion Engine | IC |  | S | X | X | NA | NA | 0.9 | 0.8 | 0.8 | 0.9 | 0.4 | N |  |  | SB | N | 7 | 1982 |  |  | N | Electric Utility | 1 | X X X: X; DFO RC RC: NG; DFO SUB SUB: DFO |  |  | N | N |  | 1H | [20 empty] | N |  |  | Y | Y | N
Vintage1971 | natural gas peaker | TRUE | 10152 | City of Kennett - (MO) | 2139 | Kennett | MO | Dunklin | 10 | Natural Gas Internal Combustion Engine | IC |  | S | X | X | SPP/KENN |  | 6.2 | 0.8 | 5.6 | 5.6 | 5 | N |  |  | OP | X | 8 | 1971 |  |  | N | Electric Utility | 1 | X X X: X; DFO RC RC: NG; DFO SUB SUB: DFO |  |  | N | N |  | 1H | [23 empty] | Y | Y | Y
Vintage1975 | natural gas peaker | TRUE | 10152 | City of Kennett - (MO) | 2139 | Kennett | MO | Dunklin | 11 | Natural Gas Internal Combustion Engine | IC |  | S | X | X | SPP/KENN |  | 6.2 | 0.8 | 5.6 | 5.6 | 5 | N |  |  | OP | X | 8 | 1975 |  |  | N | Electric Utility | 1 | X X X: X; DFO RC RC: NG; DFO SUB SUB: DFO |  |  | N | N | 0 | 1H | [23 empty] | Y | Y | Y
Vintage2001 | natural gas peaker | TRUE | 10152 | City of Kennett - (MO) | 2139 | Kennett | MO | Dunklin | 12 | Natural Gas Internal Combustion Engine | IC |  | S | X | X | SPP/KENN |  | 6.4 | 0.8 | 5.7 | 5.7 | 5.1 | N |  |  | OP | X | 8 | 2001 |  |  | N | Electric Utility | 1 | [11 empty] | N | N |  | 1H | [23 empty] | N | N | N | bar: X X X to DFO RC RC
Vintage2001 | natural gas peaker | TRUE | 10152 | City of Kennett - (MO) | 2139 | Kennett | MO | Dunklin | 13 | Natural Gas Internal Combustion Engine | IC |  | S | X | X | SPP/KENN |  | 6.4 | 0.8 | 5.7 | 5.7 | 5.1 | N |  |  | OP | X | 8 | 2001 |  |  | N | Electric Utility | 1 | [11 empty] | N | N |  | 1H | [23 empty] | N | N | N | bar: X X X to DFO RC RC
Vintage1965 | natural gas peaker | TRUE | 10152 | City of Kennett - (MO) | 2139 | Kennett | MO | Dunklin | 9 | Natural Gas Internal Combustion Engine | IC |  | S | X | X | SPP/KENN |  | 6.2 | 0.8 | 5.6 | 5.6 | 5 | N |  |  | OP | X | 8 | 1965 |  |  | N | Electric Utility | 1 | X X X: X; DFO RC RC: NG; DFO SUB SUB: DFO |  |  | N | N | 0 | 1H | [23 empty] | Y | Y | Y
Vintage2013 | petroleum | TRUE | 10538 | City of La Plata - (MO) | 2140 | La Plata | MO | Macon | 1 | Petroleum Liquids | IC |  | S | X | X |  |  | 1.8 | 0.8 | 1.7 | 1.7 | 0.2 | N |  |  | OP | X | 3 | 2013 |  |  | N | Electric Utility | 1 | X X X: X; DFO RC RC: DFO |  |  | N | N |  | 10M | [23 empty] | N
Vintage2013 | petroleum | TRUE | 10538 | City of La Plata - (MO) | 2140 | La Plata | MO | Macon | 2 | Petroleum Liquids | IC |  | S | X | X |  |  | 1.8 | 0.8 | 1.7 | 1.7 | 0.2 | N |  |  | OP | X | 3 | 2013 |  |  | N | Electric Utility | 1 | X X X: X; DFO RC RC: DFO |  |  | N | N |  | 10M | [23 empty] | N
Vintage1985 | petroleum | TRUE | 11460 | City of Macon - (MO) | 2141 | Macon | MO | Macon | 4 | Petroleum Liquids | IC |  | S | X | X |  |  | 1 | 0.8 | 0.7 | 0.7 | 0.4 | N |  |  | SB | Y | 9 | 1985 |  |  | N | Electric Utility | 1 | X X X: X; DFO RC RC: DFO |  |  | N | N |  | 10M | [23 empty] | N | N | N
Vintage1996 | petroleum | TRUE | 11540 | City of Malden - (MO) | 2142 | Malden | MO | Dunklin | 2A | Petroleum Liquids | IC |  | S | X | X |  |  | 1.8 | 0.8 | 1.8 | 1.8 | 0.3 | N |  |  | SB | Y | 2 | 1996 |  |  | N | Electric Utility | 1 | X X X: X; DFO RC RC: DFO |  |  | N | N |  | 10M | [20 empty] | N |  |  | N | N | N
Vintage1996 | petroleum | TRUE | 11540 | City of Malden - (MO) | 2142 | Malden | MO | Dunklin | 3A | Petroleum Liquids | IC |  | S | X | X |  |  | 1.8 | 0.8 | 1.8 | 1.8 | 0.3 | N |  |  | SB | Y | 2 | 1996 |  |  | N | Electric Utility | 1 | X X X: X; DFO RC RC: DFO |  |  | N | N |  | 10M | [20 empty] | N |  |  | N | N | N
Vintage1996 | petroleum | TRUE | 11540 | City of Malden - (MO) | 2142 | Malden | MO | Dunklin | 4A | Petroleum Liquids | IC |  | S | X | X |  |  | 1.8 | 0.8 | 1.8 | 1.8 | 0.3 | N |  |  | SB | Y | 2 | 1996 |  |  | N | Electric Utility | 1 | X X X: X; DFO RC RC: DFO |  |  | N | N |  | 10M | [20 empty] | N |  |  | N | N | N
Vintage1957 | petroleum | TRUE | 11540 | City of Malden - (MO) | 2142 | Malden | MO | Dunklin | 5 | Petroleum Liquids | IC |  | S | X | X |  |  | 1.4 | 0.8 | 1.2 | 1.2 | 0.7 | N |  |  | SB | Y | 8 | 1957 |  |  | N | Electric Utility | 1 | X X X: X; DFO RC RC: DFO; DFO SUB SUB: NG |  |  | N | N |  | 1H | [23 empty] | Y | N | N
Vintage1963 | petroleum | TRUE | 11540 | City of Malden - (MO) | 2142 | Malden | MO | Dunklin | 6 | Petroleum Liquids | IC |  | S | X | X |  |  | 2 | 0.8 | 1.8 | 1.8 | 0.7 | N |  |  | SB | Y | 8 | 1963 |  |  | N | Electric Utility | 1 | X X X: X; DFO RC RC: DFO; DFO SUB SUB: NG |  |  | N | N |  | 1H | [23 empty] | Y | N | N
Vintage1973 | petroleum | TRUE | 11540 | City of Malden - (MO) | 2142 | Malden | MO | Dunklin | 7 | Petroleum Liquids | IC |  | S | X | X |  |  | 2.8 | 0.8 | 2.5 | 2.5 | 1 | N |  |  | SB | Y | 8 | 1973 |  |  | N | Electric Utility | 1 | X X X: X; DFO RC RC: DFO; DFO SUB SUB: NG |  |  | N | N |  | 1H | [23 empty] | Y | N | N
Vintage1973 | petroleum | TRUE | 11540 | City of Malden - (MO) | 2142 | Malden | MO | Dunklin | 8 | Petroleum Liquids | IC |  | S | X | X |  |  | 4.3 | 0.8 | 3.8 | 3.8 | 1.5 | N |  |  | SB | Y | 8 | 1973 |  |  | N | Electric Utility | 1 | X X X: X; DFO RC RC: DFO; DFO SUB SUB: NG |  |  | N | N |  | 1H | [23 empty] | Y | N | N
Vintage1990 | natural gas peaker | TRUE | 11732 | City of Marshall - (MO) | 2144 | Marshall (MO) | MO | Saline | 10 | Natural Gas Internal Combustion Engine | IC |  | S | X | X |  |  | 6.3 | 0.8 | 6.3 | 6.3 | 3 | N |  |  | OP | X | 6 | 1990 |  |  | N | Electric Utility | 1 | X X X: X; DFO RC RC: NG; DFO SUB SUB: DFO |  |  | N | N |  | 1H | [23 empty] | Y | N | Y
Vintage1994 | natural gas peaker | TRUE | 11732 | City of Marshall - (MO) | 2144 | Marshall (MO) | MO | Saline | 11 | Natural Gas Internal Combustion Engine | IC |  | S | X | X |  |  | 6.3 | 0.8 | 6.3 | 6.3 | 3 | N |  |  | OP | X | 1 | 1994 |  |  | N | Electric Utility | 1 | X X X: X; DFO RC RC: NG; DFO SUB SUB: DFO |  |  | N | N |  | 1H | [23 empty] | Y | N | Y
Vintage1988 | petroleum | TRUE | 11732 | City of Marshall - (MO) | 2144 | Marshall (MO) | MO | Saline | 7 | Petroleum Liquids | IC |  | S | X | X |  |  | 1 | 1 | 0.9 | 0.9 | 0.1 | N |  |  | OP | X | 6 | 1988 |  |  | N | Electric Utility | 1 | X X X: X; DFO RC RC: DFO |  |  | N | N |  | 10M | [23 empty] | N | N | N
Vintage1988 | petroleum | TRUE | 11732 | City of Marshall - (MO) | 2144 | Marshall (MO) | MO | Saline | 8 | Petroleum Liquids | IC |  | S | X | X |  |  | 1 | 1 | 0.9 | 0.9 | 0.1 | N |  |  | OP | X | 6 | 1988 |  |  | N | Electric Utility | 1 | X X X: X; DFO RC RC: DFO |  |  | N | N |  | 10M | [23 empty] | N | N | N
Vintage1988 | petroleum | TRUE | 11732 | City of Marshall - (MO) | 2144 | Marshall (MO) | MO | Saline | 9 | Petroleum Liquids | IC |  | S | X | X |  |  | 1 | 1 | 0.9 | 0.9 | 0.1 | N |  |  | OP | X | 6 | 1988 |  |  | N | Electric Utility | 1 | X X X: X; DFO RC RC: DFO |  |  | N | N |  | 10M | [23 empty] | N | N | N
Vintage1972 | natural gas peaker | TRUE | 11732 | City of Marshall - (MO) | 2144 | Marshall (MO) | MO | Saline | GT1 | Natural Gas Fired Combustion Turbine | GT |  | S | X | X | MO.KC.MARS6.MP | MO.KC.MARS6.MP | 15.2 | 0.85 | 14 | 17 | 3 | N |  |  | OP | X | 5 | 1972 |  |  | N | Electric Utility | 1 | X X X: X; DFO RC RC: NG; DFO SUB SUB: DFO |  |  | N | N |  | 1H | [23 empty] | Y | N | Y
Vintage1972 | petroleum | TRUE | 12294 | City of Memphis - (MO) | 2145 | Memphis | MO | Scotland | 1 | Petroleum Liquids | IC |  | S | X | X |  |  | 0.6 | 0.8 | 0.6 | 0.6 | 0 | N |  |  | OP | X | 12 | 1972 |  |  | N | Electric Utility | 1 | X X X: X; DFO RC RC: DFO; DFO SUB SUB: NG |  |  | N | N |  | 10M | [23 empty] | Y | N | Y
Vintage1989 | petroleum | TRUE | 12294 | City of Memphis - (MO) | 2145 | Memphis | MO | Scotland | 10 | Petroleum Liquids | IC |  | S | X | X |  |  | 1 | 0.8 | 1 | 1 | 0 | N |  |  | OP | X | 8 | 1989 |  |  | N | Electric Utility | 1 | X X X: X; DFO RC RC: DFO |  |  | N | N |  | 10M | [23 empty] | N
Vintage1989 | petroleum | TRUE | 12294 | City of Memphis - (MO) | 2145 | Memphis | MO | Scotland | 11 | Petroleum Liquids | IC |  | S | X | X |  |  | 1 | 0.8 | 1 | 1 | 0 | N |  |  | OP | X | 8 | 1989 |  |  | N | Electric Utility | 1 | X X X: X; DFO RC RC: DFO |  |  | N | N |  | 10M | [23 empty] | N
Vintage1989 | petroleum | TRUE | 12294 | City of Memphis - (MO) | 2145 | Memphis | MO | Scotland | 12 | Petroleum Liquids | IC |  | S | X | X |  |  | 0.4 | 0.8 | 0.4 | 0.4 | 0 | N |  |  | OP | X | 11 | 1989 |  |  | N | Electric Utility | 1 | X X X: X; DFO RC RC: DFO |  |  | N | N |  | 10M | [23 empty] | N | N
Vintage1990 | petroleum | TRUE | 12294 | City of Memphis - (MO) | 2145 | Memphis | MO | Scotland | 13 | Petroleum Liquids | IC |  | S | X | X |  |  | 1 | 0.8 | 1 | 1 | 0 | N |  |  | OP | X | 9 | 1990 |  |  | N | Electric Utility | 1 | X X X: X; DFO RC RC: DFO |  |  | N | N |  | 10M | [23 empty] | N | N
Vintage1945 | petroleum | TRUE | 12294 | City of Memphis - (MO) | 2145 | Memphis | MO | Scotland | 3 | Petroleum Liquids | IC |  | S | X | X |  |  | 0.2 | 0.8 | 0.2 | 0.2 | 0 | N |  |  | OP | X | 12 | 1945 |  |  | N | Electric Utility | 1 | X X X: X; DFO RC RC: DFO |  |  | N | N |  | 10M | [23 empty] | N | N
Vintage1957 | petroleum | TRUE | 12294 | City of Memphis - (MO) | 2145 | Memphis | MO | Scotland | 6 | Petroleum Liquids | IC |  | S | X | X |  |  | 0.9 | 0.8 | 0.9 | 0.9 | 0 | N |  |  | OP | X | 12 | 1957 |  |  | N | Electric Utility | 1 | X X X: X; DFO RC RC: DFO |  |  | N | N |  | 10M | [23 empty] | N | N
Vintage1960 | petroleum | TRUE | 12294 | City of Memphis - (MO) | 2145 | Memphis | MO | Scotland | 7 | Petroleum Liquids | IC |  | S | X | X |  |  | 1.1 | 0.8 | 1.1 | 1.1 | 0 | N |  |  | OP | X | 12 | 1960 |  |  | N | Electric Utility | 1 | X X X: X; DFO RC RC: DFO |  |  | N | N |  | 10M | [23 empty] | N | N | N
Vintage1966 | petroleum | TRUE | 12294 | City of Memphis - (MO) | 2145 | Memphis | MO | Scotland | 8 | Petroleum Liquids | IC |  | S | X | X |  |  | 1.3 | 0.8 | 1.3 | 1.3 | 0 | N |  |  | OP | X | 12 | 1966 |  |  | N | Electric Utility | 1 | X X X: X; DFO RC RC: DFO; DFO SUB SUB: NG |  |  | N | N |  | 10M | [23 empty] | Y | N | Y
Vintage1972 | petroleum | TRUE | 12294 | City of Memphis - (MO) | 2145 | Memphis | MO | Scotland | 9 | Petroleum Liquids | IC |  | S | X | X |  |  | 1.3 | 0.8 | 1.3 | 1.3 | 0 | N |  |  | OP | X | 12 | 1972 |  |  | N | Electric Utility | 1 | X X X: X; DFO RC RC: DFO; DFO SUB SUB: NG |  |  | N | N |  | 10M | [23 empty] | Y | N | Y
Vintage1989 | natural gas peaker | TRUE | 17833 | City Utilities of Springfield - (MO) | 2161 | James River Power Station | MO | Greene | GT1 | Natural Gas Fired Combustion Turbine | GT |  | S | X | X | SPRM_JRCT1 | SPRM_JRCT1 | 96 | 0.9 | 75 | 75 | 25 | N |  |  | OP | X | 4 | 1989 |  |  | N | Electric Utility | 1 | X X X: X; DFO RC RC: NG; DFO SUB SUB: DFO |  |  | N | N |  | 1H | [23 empty] | Y | Y | Y
Vintage1992 | natural gas peaker | TRUE | 17833 | City Utilities of Springfield - (MO) | 2161 | James River Power Station | MO | Greene | GT2 | Natural Gas Fired Combustion Turbine | GT |  | S | X | X | SPRM_JRCT2 | SPRM_JRCT2 | 101.5 | 0.9 | 80 | 80 | 25 | N |  |  | OP | X | 6 | 1992 |  |  | N | Electric Utility | 1 | X X X: X; DFO RC RC: NG; DFO SUB SUB: DFO |  |  | N | N |  | 1H | [23 empty] | Y | Y | Y
Vintage1970 | petroleum | TRUE | 19474 | City of Unionville - (MO) | 2164 | Unionville City of | MO | Putnam | 1 | Petroleum Liquids | IC |  | S | X | X |  |  | 0.8 | 0.9 | 0.6 | 0.6 | 0.2 | N |  |  | OP | X | 12 | 1970 |  |  | N | Electric Utility | 1 | X X X: X; DFO RC RC: DFO |  |  | N |  |  | 10M | [23 empty] | N
Vintage1975 | petroleum | TRUE | 19474 | City of Unionville - (MO) | 2164 | Unionville City of | MO | Putnam | 2 | Petroleum Liquids | IC |  | S | X | X |  |  | 1.7 | 0.9 | 1.7 | 1.7 | 0.2 | N |  |  | OP | X | 10 | 1975 |  |  | N | Electric Utility | 1 | X X X: X; DFO RC RC: DFO; DFO SUB SUB: NG |  |  | N |  |  | 10M | [23 empty] | Y | N | Y
Vintage1935 | petroleum | TRUE | 19474 | City of Unionville - (MO) | 2164 | Unionville City of | MO | Putnam | 3 | Petroleum Liquids | IC |  | S | X | X |  |  | 0.2 | 0.9 | 0.2 | 0.2 | 0.1 | N |  |  | OP | X | 1 | 1935 |  |  | N | Electric Utility | 1 | X X X: X; DFO RC RC: DFO |  |  | N |  |  | 10M | [23 empty] | N
Vintage1970 | petroleum | TRUE | 19474 | City of Unionville - (MO) | 2164 | Unionville City of | MO | Putnam | 4 | Petroleum Liquids | IC |  | S | X | X |  |  | 1 | 1 | 0.9 | 0.9 | 0.2 | N |  |  | OP | X | 7 | 1970 |  |  | N | Electric Utility | 1 | X X X: X; DFO RC RC: DFO | [5 empty] | 10M | [23 empty] | N
Vintage1955 | petroleum | TRUE | 19474 | City of Unionville - (MO) | 2164 | Unionville City of | MO | Putnam | 5 | Petroleum Liquids | IC |  | S | X | X |  |  | 0.3 | 1 | 0.3 | 0.3 | 0.1 | N |  |  | OP | X | 1 | 1955 |  |  | N | Electric Utility | 1 | X X X: X; DFO RC RC: DFO | [5 empty] | 10M | [23 empty] | N
Vintage1955 | petroleum | TRUE | 19474 | City of Unionville - (MO) | 2164 | Unionville City of | MO | Putnam | 6 | Petroleum Liquids | IC |  | S | X | X |  |  | 0.3 | 1 | 0.3 | 0.3 | 0.1 | N |  |  | OP | X | 1 | 1955 |  |  | N | Electric Utility | 1 | X X X: X; DFO RC RC: DFO | [5 empty] | 10M | [23 empty] | N
Vintage1962 | petroleum | TRUE | 19474 | City of Unionville - (MO) | 2164 | Unionville City of | MO | Putnam | 7 | Petroleum Liquids | IC |  | S | X | X |  |  | 1.1 | 1 | 0.9 | 0.9 | 0.2 | N |  |  | OP | X | 1 | 1962 |  |  | N | Electric Utility | 1 | X X X: X; DFO RC RC: DFO |  |  | N |  |  | 10M | [23 empty] | N
Vintage1967 | petroleum | TRUE | 19474 | City of Unionville - (MO) | 2164 | Unionville City of | MO | Putnam | 8 | Petroleum Liquids | IC |  | S | X | X |  |  | 1.3 | 1 | 1.1 | 1.1 | 0.2 | N |  |  | OP | X | 1 | 1967 |  |  | N | Electric Utility | 1 | X X X: X; DFO RC RC: DFO; DFO SUB SUB: NG |  |  | N |  |  | 10M | [23 empty] | Y | N | Y
Vintage1994 | petroleum | TRUE | 19474 | City of Unionville - (MO) | 2164 | Unionville City of | MO | Putnam | 9 | Petroleum Liquids | IC |  | S | X | X |  |  | 2 | 1 | 2 | 2 | 0.2 | N |  |  | OP | X | 12 | 1994 |  |  | N | Electric Utility | 1 | X X X: X; DFO RC RC: DFO |  |  | N |  |  | 10M | [23 empty] | N
Vintage1959 | hydro | TRUE | 19647 | USCE-Little Rock District | 2166 | Table Rock | MO | Taney | 1 | Conventional Hydroelectric | HY |  | S | X | X | NA | NA | 50 | 0.95 | 53 | 53 | 15 | N |  |  | OP | X | 5 | 1959 |  |  | N | Electric Utility | 1 | X X X: X; DFO RC RC: WAT |  |  | N |  |  | 10M | [23 empty] | N
Vintage1959 | hydro | TRUE | 19647 | USCE-Little Rock District | 2166 | Table Rock | MO | Taney | 2 | Conventional Hydroelectric | HY |  | S | X | X |  |  | 50 | 0.95 | 53 | 53 | 15 | N |  |  | OP | X | 5 | 1959 |  |  | N | Electric Utility | 1 | X X X: X; DFO RC RC: WAT |  |  | N |  |  | 10M | [23 empty] | N
Vintage1961 | hydro | TRUE | 19647 | USCE-Little Rock District | 2166 | Table Rock | MO | Taney | 3 | Conventional Hydroelectric | HY |  | S | X | X |  |  | 50 | 0.95 | 57.5 | 57.5 | 15 | N |  |  | OP | X | 5 | 1961 |  |  | N | Electric Utility | 1 | X X X: X; DFO RC RC: WAT |  |  | N |  |  | 10M | [23 empty] | N
Vintage1961 | hydro | TRUE | 19647 | USCE-Little Rock District | 2166 | Table Rock | MO | Taney | 4 | Conventional Hydroelectric | HY |  | S | X | X |  |  | 50 | 0.95 | 53 | 53 | 15 | N |  |  | OP | X | 6 | 1961 |  |  | N | Electric Utility | 1 | X X X: X; DFO RC RC: WAT |  |  | N |  |  | 10M | [23 empty] | N
Vintage1972 | hard coal | TRUE | 924 | Associated Electric Coop, Inc | 2167 | New Madrid | MO | New Madrid | 1 | Conventional Steam Coal | ST |  | S | X | X |  |  | 650 | 0.9 | 575 | 590 | 175 | N |  |  | OP | X | 10 | 1972 |  |  | N | Electric Utility | 1 | X X X: X; DFO RC RC: RC; DFO DFO DFO: DFO |  |  | N | N |  | OVER |  |  |  | Y | Y | [18 empty] | N | N | N
Vintage1977 | hard coal | TRUE | 924 | Associated Electric Coop, Inc | 2167 | New Madrid | MO | New Madrid | 2 | Conventional Steam Coal | ST |  | S | X | X |  |  | 650 | 0.9 | 571 | 593 | 175 | N |  |  | OP | X | 6 | 1977 |  |  | N | Electric Utility | 1 | X X X: X; DFO RC RC: RC; DFO DFO DFO: DFO |  |  | N | N |  | OVER |  |  |  | Y | Y | [15 empty] | Y | 5 | 2023 | N | N | N
Vintage1966 | hard coal | TRUE | 924 | Associated Electric Coop, Inc | 2168 | Thomas Hill | MO | Randolph | 1 | Conventional Steam Coal | ST |  | S | X | X |  |  | 171.7 | 0.85 | 165 | 165 | 100 | N |  |  | OP | X | 12 | 1966 |  |  | N | Electric Utility | 1 | X X X: X; DFO RC RC: RC; DFO DFO DFO: DFO |  |  | N | N |  | OVER |  |  |  | Y | Y | [18 empty] | N | N | N
Vintage1969 | hard coal | TRUE | 924 | Associated Electric Coop, Inc | 2168 | Thomas Hill | MO | Randolph | 2 | Conventional Steam Coal | ST |  | S | X | X |  |  | 272 | 0.85 | 269 | 277 | 150 | N |  |  | OP | X | 3 | 1969 |  |  | N | Electric Utility | 1 | X X X: X; DFO RC RC: RC; DFO DFO DFO: DFO |  |  | N | N |  | OVER |  |  |  | Y | Y | [18 empty] | N | N | N
Vintage1982 | hard coal | TRUE | 924 | Associated Electric Coop, Inc | 2168 | Thomas Hill | MO | Randolph | 3 | Conventional Steam Coal | ST |  | S | X | X |  |  | 738 | 0.9 | 701 | 715 | 175 | N |  |  | OP | X | 5 | 1982 |  |  | N | Electric Utility | 1 | X X X: X; DFO RC RC: RC; DFO DFO DFO: DFO |  |  | N | N |  | OVER |  | Y |  |  | Y | [15 empty] | Y | 11 | 2022 | N | N | N
Vintage2003 | natural gas peaker | TRUE | 12199 | Montana-Dakota Utilities Co | 2176 | Glendive GT | MT | Dawson | GT-2 | Natural Gas Fired Combustion Turbine | GT |  | S | X | X | MDU.GLENDC1 | MDU.GLENDC1 | 43 | 0.85 | 40.1 | 43.2 | 10 | N |  |  | OP | X | 5 | 2003 |  |  | N | Electric Utility | 1 | X X X: X; DFO RC RC: NG; DFO SUB SUB: DFO |  |  | N | N |  | 1H | [23 empty] | Y | Y | Y
Vintage1979 | natural gas peaker | TRUE | 12199 | Montana-Dakota Utilities Co | 2176 | Glendive GT | MT | Dawson | GT1 | Natural Gas Fired Combustion Turbine | GT |  | S | X | X | MDU.GLENDC2 | MDU.GLENDC2 | 40.7 | 0.9 | 34.8 | 40.9 | 9 | N |  |  | OP | X | 6 | 1979 |  |  | N | Electric Utility | 1 | X X X: X; DFO RC RC: NG; DFO SUB SUB: DFO |  |  | N | N |  | 1H | [23 empty] | Y | Y | Y
Vintage1972 | natural gas peaker | TRUE | 12199 | Montana-Dakota Utilities Co | 2177 | Miles City GT | MT | Custer | 1 | Natural Gas Fired Combustion Turbine | GT |  | S | X | X | MDU.MCTURB1 | MDU.MCTURB1 | 23.3 | 0.9 | 23.6 | 27.5 | 7 | N |  |  | OP | X | 5 | 1972 |  |  | N | Electric Utility | 1 | X X X: X; DFO RC RC: NG; DFO SUB SUB: DFO |  |  | N | N |  | 1H | [23 empty] | Y | Y | Y
Vintage1927 | hydro | TRUE | 13902 | NorthWestern Energy (MT hdro) | 2181 | Black Eagle | MT | Cascade | BLA1 | Conventional Hydroelectric | HY |  | S | X | X | NA | NA | 7.8 | 0.8 | 7 | 7 | 1 | N |  |  | OA | X | 9 | 1927 |  |  | N | Electric Utility | 1 | X X X: X; DFO RC RC: WAT |  |  | N | N |  | 10M | [7 empty] | 1.5 | 1.5 | 6 | 2022 | [12 empty] | N
Vintage1927 | hydro | TRUE | 13902 | NorthWestern Energy (MT hdro) | 2181 | Black Eagle | MT | Cascade | BLA2 | Conventional Hydroelectric | HY |  | S | X | X | NA | NA | 7.8 | 0.8 | 7 | 7 | 1 | N |  |  | OP | X | 9 | 1927 |  |  | N | Electric Utility | 1 | X X X: X; DFO RC RC: WAT |  |  | N | N |  | 10M | [23 empty] | N
Vintage1927 | hydro | TRUE | 13902 | NorthWestern Energy (MT hdro) | 2181 | Black Eagle | MT | Cascade | BLA3 | Conventional Hydroelectric | HY |  | S | X | X | NA | NA | 8.4 | 0.8 | 7 | 7 | 1 | N |  |  | OP | X | 9 | 1927 |  |  | N | Electric Utility | 1 | X X X: X; DFO RC RC: WAT |  |  | N | N |  | 10M | [23 empty] | N
Vintage1958 | hydro | TRUE | 13902 | NorthWestern Energy (MT hdro) | 2182 | Cochrane | MT | Cascade | COC1 | Conventional Hydroelectric | HY |  | S | X | X | NA | NA | 28.4 | 0.8 | 31 | 31 | 1 | N |  |  | OP | X | 7 | 1958 |  |  | N | Electric Utility | 1 | X X X: X; DFO RC RC: WAT |  |  | N | N |  | 10M | [23 empty] | N
Vintage1958 | hydro | TRUE | 13902 | NorthWestern Energy (MT hdro) | 2182 | Cochrane | MT | Cascade | COC2 | Conventional Hydroelectric | HY |  | S | X | X | NA | NA | 32 | 0.9 | 31 | 31 | 1 | N |  |  | OP | X | 7 | 1958 |  |  | N | Electric Utility | 1 | X X X: X; DFO RC RC: WAT |  |  | N | N |  | 10M | [23 empty] | N
Vintage1911 | hydro | TRUE | 13902 | NorthWestern Energy (MT hdro) | 2185 | Hauser | MT | Lewis and Clark | HAU1 | Conventional Hydroelectric | HY |  | S | X | X | NA | NA | 2.8 | 1 | 2.8 | 2.8 | 1 | N |  |  | OP | X | 11 | 1911 |  |  | N | Electric Utility | 1 | X X X: X; DFO RC RC: WAT |  |  | N | N |  | 10M | [23 empty] | N
Vintage1911 | hydro | TRUE | 13902 | NorthWestern Energy (MT hdro) | 2185 | Hauser | MT | Lewis and Clark | HAU2 | Conventional Hydroelectric | HY |  | S | X | X | NA | NA | 3.9 | 0.9 | 3.9 | 3.9 | 1 | Y | 4 | 2021 | OP | X | 11 | 1911 |  |  | N | Electric Utility | 1 | X X X: X; DFO RC RC: WAT |  |  | N | N |  | 10M | [23 empty] | N
Vintage1911 | hydro | TRUE | 13902 | NorthWestern Energy (MT hdro) | 2185 | Hauser | MT | Lewis and Clark | HAU3 | Conventional Hydroelectric | HY |  | S | X | X | NA | NA | 2.8 | 1 | 2.8 | 2.8 | 1 | N |  |  | OP | X | 11 | 1911 |  |  | N | Electric Utility | 1 | X X X: X; DFO RC RC: WAT |  |  | N | N |  | 10M | [23 empty] | N
Vintage1911 | hydro | TRUE | 13902 | NorthWestern Energy (MT hdro) | 2185 | Hauser | MT | Lewis and Clark | HAU5 | Conventional Hydroelectric | HY |  | S | X | X | NA | NA | 2.8 | 1 | 2.8 | 2.8 | 1 | N |  |  | OA | X | 11 | 1911 |  |  | N | Electric Utility | 1 | X X X: X; DFO RC RC: WAT |  |  | N | N |  | 10M | [7 empty] | 0.8 | 0.8 | 8 | 2022 | [12 empty] | N
Vintage1915 | hydro | TRUE | 13902 | NorthWestern Energy (MT hdro) | 2185 | Hauser | MT | Lewis and Clark | HAU6 | Conventional Hydroelectric | HY |  | S | X | X | NA | NA | 3 | 0.8 | 3.8 | 3.8 | 1 | N |  |  | OP | X | 9 | 1915 |  |  | N | Electric Utility | 1 | X X X: X; DFO RC RC: WAT |  |  | N | N |  | 10M | [23 empty] | N
Vintage2019 | hydro | TRUE | 13902 | NorthWestern Energy (MT hdro) | 2185 | Hauser | MT | Lewis and Clark | HAU7 | Conventional Hydroelectric | HY |  | S | X | X |  |  | 3.5 | 0.9 | 3.4 | 3.4 | 1 | N |  |  | OP | X | 5 | 2019 |  |  | N | Electric Utility | 1 | X X X: X; DFO RC RC: WAT | [5 empty] | 10M
Vintage1918 | hydro | TRUE | 13902 | NorthWestern Energy (MT hdro) | 2186 | Holter | MT | Cascade | HOL1 | Conventional Hydroelectric | HY |  | S | X | X | NA | NA | 9.6 | 0.8 | 13.3 | 13.3 | 1 | N |  |  | OP | X | 7 | 1918 |  |  | N | Electric Utility | 1 | X X X: X; DFO RC RC: WAT |  |  | N | N |  | 10M | [7 empty] | 4.1 | 4.1 | 6 | 2023 | [12 empty] | N
Vintage1918 | hydro | TRUE | 13902 | NorthWestern Energy (MT hdro) | 2186 | Holter | MT | Cascade | HOL2 | Conventional Hydroelectric | HY |  | S | X | X | NA | NA | 9.6 | 0.8 | 13.3 | 13.3 | 1 | N |  |  | OP | X | 7 | 1918 |  |  | N | Electric Utility | 1 | X X X: X; DFO RC RC: WAT |  |  | N | N |  | 10M | [23 empty] | N
Vintage1918 | hydro | TRUE | 13902 | NorthWestern Energy (MT hdro) | 2186 | Holter | MT | Cascade | HOL3 | Conventional Hydroelectric | HY |  | S | X | X | NA | NA | 9.6 | 0.8 | 13.3 | 13.3 | 1 | N |  |  | OA | X | 7 | 1918 |  |  | N | Electric Utility | 1 | X X X: X; DFO RC RC: WAT |  |  | N | N |  | 10M | [7 empty] | 4.1 | 4.1 | 6 | 2022 | [12 empty] | N
Vintage1918 | hydro | TRUE | 13902 | NorthWestern Energy (MT hdro) | 2186 | Holter | MT | Cascade | HOL4 | Conventional Hydroelectric | HY |  | S | X | X | NA | NA | 9.6 | 0.8 | 13.3 | 13.3 | 1 | N |  |  | OP | X | 7 | 1918 |  |  | N | Electric Utility | 1 | X X X: X; DFO RC RC: WAT |  |  | N | N |  | 10M | [23 empty] | N
Vintage1938 | hydro | TRUE | 60973 | Energy Keepers Inc | 2188 | Selis Ksanka Qlispe | MT | Lake | KER1 | Conventional Hydroelectric | HY |  | S | X | X | NA | NA | 70.6 | 0.9 | 70.6 | 70.6 | 1 | N |  |  | OP | X | 10 | 1938 |  |  | N | Electric Utility | 1 | X X X: X; DFO RC RC: WAT |  |  | N | N |  | 10M
Vintage1949 | hydro | TRUE | 60973 | Energy Keepers Inc | 2188 | Selis Ksanka Qlispe | MT | Lake | KER2 | Conventional Hydroelectric | HY |  | S | X | X | NA | NA | 70.6 | 0.9 | 70.6 | 70.6 | 1 | N |  |  | OP | X | 5 | 1949 |  |  | N | Electric Utility | 1 | X X X: X; DFO RC RC: WAT |  |  | N | N |  | 10M
Vintage1954 | hydro | TRUE | 60973 | Energy Keepers Inc | 2188 | Selis Ksanka Qlispe | MT | Lake | KER3 | Conventional Hydroelectric | HY |  | S | X | X | NA | NA | 86.6 | 0.96 | 86.6 | 86.6 | 1 | N |  |  | OP | X | 11 | 1954 |  |  | N | Electric Utility | 1 | X X X: X; DFO RC RC: WAT |  |  | N | N |  | 10M
Vintage1930 | hydro | TRUE | 13902 | NorthWestern Energy (MT hdro) | 2191 | Morony | MT | Cascade | MOR1 | Conventional Hydroelectric | HY |  | S | X | X | NA | NA | 31.5 | 0.9 | 24.5 | 24.5 | 1 | N |  |  | OP | X | 1 | 1930 |  |  | N | Electric Utility | 1 | X X X: X; DFO RC RC: WAT |  |  | N | N |  | 10M | [23 empty] | N
Vintage1930 | hydro | TRUE | 13902 | NorthWestern Energy (MT hdro) | 2191 | Morony | MT | Cascade | MOR2 | Conventional Hydroelectric | HY |  | S | X | X | NA | NA | 31.5 | 0.9 | 24.5 | 24.5 | 1 | N |  |  | OP | X | 1 | 1930 |  |  | N | Electric Utility | 1 | X X X: X; DFO RC RC: WAT |  |  | N | N |  | 10M | [23 empty] | N
Vintage1925 | hydro | TRUE | 13902 | NorthWestern Energy (MT hdro) | 2192 | Mystic | MT | Stillwater | MYS1 | Conventional Hydroelectric | HY |  | S | X | X | NA | NA | 6 | 0.8 | 6 | 6 | 1 | N |  |  | OP | X | 5 | 1925 |  |  | N | Electric Utility | 1 | X X X: X; DFO RC RC: WAT |  |  | N | N |  | 10M | [23 empty] | N
Vintage1925 | hydro | TRUE | 13902 | NorthWestern Energy (MT hdro) | 2192 | Mystic | MT | Stillwater | MYS2 | Conventional Hydroelectric | HY |  | S | X | X | NA | NA | 6 | 0.8 | 6 | 6 | 1 | N |  |  | OP | X | 5 | 1925 |  |  | N | Electric Utility | 1 | X X X: X; DFO RC RC: WAT |  |  | N | N |  | 10M | [23 empty] | N
Vintage2013 | hydro | TRUE | 13902 | NorthWestern Energy (MT hdro) | 2193 | Rainbow (MT) | MT | Cascade | RAI9 | Conventional Hydroelectric | HY |  | S | X | X | NA | NA | 59 | 0.9 | 64 | 64 | 1 | N |  |  | OP | X | 3 | 2013 |  |  | N | Electric Utility | 1 | X X X: X; DFO RC RC: WAT |  |  | N | N |  | 10M | [23 empty] | N
Vintage1915 | hydro | TRUE | 13902 | NorthWestern Energy (MT hdro) | 2194 | Ryan | MT | Cascade | RYA1 | Conventional Hydroelectric | HY |  | S | X | X | NA | NA | 8 | 0.8 | 12 | 12 | 1 | N |  |  | OP | X | 8 | 1915 |  |  | N | Electric Utility | 1 | X X X: X; DFO RC RC: WAT |  |  | N | N |  | 10M | [23 empty] | N
Vintage1915 | hydro | TRUE | 13902 | NorthWestern Energy (MT hdro) | 2194 | Ryan | MT | Cascade | RYA2 | Conventional Hydroelectric | HY |  | S | X | X | NA | NA | 9.2 | 0.8 | 12 | 12 | 1 | N |  |  | OP | X | 8 | 1915 |  |  | N | Electric Utility | 1 | X X X: X; DFO RC RC: WAT |  |  | N | N |  | 10M | [23 empty] | N
Vintage1915 | hydro | TRUE | 13902 | NorthWestern Energy (MT hdro) | 2194 | Ryan | MT | Cascade | RYA3 | Conventional Hydroelectric | HY |  | S | X | X | NA | NA | 9.2 | 0.8 | 12 | 12 | 1 | N |  |  | OP | X | 8 | 1915 |  |  | N | Electric Utility | 1 | X X X: X; DFO RC RC: WAT |  |  | N | N |  | 10M | [23 empty] | N
Vintage1915 | hydro | TRUE | 13902 | NorthWestern Energy (MT hdro) | 2194 | Ryan | MT | Cascade | RYA4 | Conventional Hydroelectric | HY |  | S | X | X | NA | NA | 9.2 | 0.8 | 12 | 12 | 1 | N |  |  | OP | X | 8 | 1915 |  |  | N | Electric Utility | 1 | X X X: X; DFO RC RC: WAT |  |  | N | N |  | 10M | [23 empty] | N
Vintage1916 | hydro | TRUE | 13902 | NorthWestern Energy (MT hdro) | 2194 | Ryan | MT | Cascade | RYA5 | Conventional Hydroelectric | HY |  | S | X | X | NA | NA | 9.2 | 0.8 | 11.5 | 11.5 | 1 | N |  |  | OP | X | 9 | 1916 |  |  | N | Electric Utility | 1 | X X X: X; DFO RC RC: WAT |  |  | N | N |  | 10M | [23 empty] | N
Vintage1916 | hydro | TRUE | 13902 | NorthWestern Energy (MT hdro) | 2194 | Ryan | MT | Cascade | RYA6 | Conventional Hydroelectric | HY |  | S | X | X | NA | NA | 8 | 0.8 | 12 | 12 | 1 | N |  |  | OP | X | 9 | 1916 |  |  | N | Electric Utility | 1 | X X X: X; DFO RC RC: WAT |  |  | N | N |  | 10M | [23 empty] | N
Vintage1917 | hydro | TRUE | 13902 | NorthWestern Energy (MT hdro) | 2195 | Thompson Falls | MT | Sanders | TF1 | Conventional Hydroelectric | HY |  | S | X | X | NA | NA | 7 | 0.8 | 7.5 | 7.5 | 1 | N |  |  | OP | X | 7 | 1917 |  |  | N | Electric Utility | 1 | X X X: X; DFO RC RC: WAT |  |  | N | N |  | 10M | [23 empty] | N
Vintage1917 | hydro | TRUE | 13902 | NorthWestern Energy (MT hdro) | 2195 | Thompson Falls | MT | Sanders | TF2 | Conventional Hydroelectric | HY |  | S | X | X | NA | NA | 7 | 0.8 | 6.5 | 6.5 | 1 | N |  |  | OP | X | 5 | 1917 |  |  | N | Electric Utility | 1 | X X X: X; DFO RC RC: WAT |  |  | N | N |  | 10M | [23 empty] | N
Vintage1916 | hydro | TRUE | 13902 | NorthWestern Energy (MT hdro) | 2195 | Thompson Falls | MT | Sanders | TF3 | Conventional Hydroelectric | HY |  | S | X | X | NA | NA | 7 | 0.8 | 7.5 | 7.5 | 1 | N |  |  | OP | X | 11 | 1916 |  |  | N | Electric Utility | 1 | X X X: X; DFO RC RC: WAT |  |  | N | N |  | 10M | [23 empty] | N
Vintage1916 | hydro | TRUE | 13902 | NorthWestern Energy (MT hdro) | 2195 | Thompson Falls | MT | Sanders | TF4 | Conventional Hydroelectric | HY |  | S | X | X | NA | NA | 6 | 0.8 | 6.5 | 6.5 | 1 | N |  |  | OP | X | 11 | 1916 |  |  | N | Electric Utility | 1 | X X X: X; DFO RC RC: WAT |  |  | N | N |  | 10M | [23 empty] | N
Vintage1915 | hydro | TRUE | 13902 | NorthWestern Energy (MT hdro) | 2195 | Thompson Falls | MT | Sanders | TF5 | Conventional Hydroelectric | HY |  | S | X | X | NA | NA | 7 | 0.8 | 6 | 6.5 | 1 | N |  |  | OP | X | 7 | 1915 |  |  | N | Electric Utility | 1 | X X X: X; DFO RC RC: WAT |  |  | N | N |  | 10M | [23 empty] | N
Vintage1915 | hydro | TRUE | 13902 | NorthWestern Energy (MT hdro) | 2195 | Thompson Falls | MT | Sanders | TF6 | Conventional Hydroelectric | HY |  | S | X | X | NA | NA | 7 | 0.8 | 6.5 | 6.5 | 1 | N |  |  | OP | X | 7 | 1915 |  |  | N | Electric Utility | 1 | X X X: X; DFO RC RC: WAT |  |  | N | N |  | 10M | [23 empty] | N
Vintage1915 | hydro | TRUE | 13902 | NorthWestern Energy (MT hdro) | 2195 | Thompson Falls | MT | Sanders | TF7 | Conventional Hydroelectric | HY |  | S | X | X | NA | NA | 57.1 | 0.9 | 53 | 53 | 10 | N |  |  | OP | X | 7 | 1915 |  |  | N | Electric Utility | 1 | X X X: X; DFO RC RC: WAT |  |  | N | N |  | 10M | [23 empty] | N
Vintage1979 | petroleum | TRUE | 56815 | NorthWestern Energy (MT wind/thermal) | 2196 | Old Faithful | WY | Teton | 1 | Petroleum Liquids | IC |  | S | X | X | NA | NA | 1 | 0.8 | 1 | 1 | 0.3 | N |  |  | SB | N | 12 | 1979 |  |  | N | Electric Utility | 1 | X X X: X; DFO RC RC: DFO |  |  | N | N |  | 10M | [23 empty] | N | N | N
Vintage1979 | petroleum | TRUE | 56815 | NorthWestern Energy (MT wind/thermal) | 2196 | Old Faithful | WY | Teton | 2 | Petroleum Liquids | IC |  | S | X | X |  |  | 1 | 0.8 | 1 | 1 | 0.3 | N |  |  | SB | N | 12 | 1979 |  |  | N | Electric Utility | 1 | X X X: X; DFO RC RC: DFO |  |  | N | N |  | 10M | [23 empty] | N | N | N
Vintage1959 | hydro | TRUE | 20169 | Avista Corp | 2199 | Noxon Rapids | MT | Sanders | 1 | Conventional Hydroelectric | HY |  | S | X | X |  |  | 99 | 0.9 | 113.9 | 120.3 | 30 | N |  |  | OP | X | 9 | 1959 |  |  | N | Electric Utility | 1 | X X X: X; DFO RC RC: WAT |  |  | N |  |  | 10M | [20 empty] | N |  |  | N
Vintage1959 | hydro | TRUE | 20169 | Avista Corp | 2199 | Noxon Rapids | MT | Sanders | 2 | Conventional Hydroelectric | HY |  | S | X | X |  |  | 76.8 | 0.9 | 105 | 120 | 30 | N |  |  | OP | X | 10 | 1959 |  |  | N | Electric Utility | 1 | X X X: X; DFO RC RC: WAT |  |  | N |  |  | 10M | [20 empty] | N |  |  | N
Vintage1959 | hydro | TRUE | 20169 | Avista Corp | 2199 | Noxon Rapids | MT | Sanders | 3 | Conventional Hydroelectric | HY |  | S | X | X |  |  | 99 | 0.9 | 113.9 | 120 | 30 | N |  |  | OP | X | 12 | 1959 |  |  | N | Electric Utility | 1 | X X X: X; DFO RC RC: WAT |  |  | N |  |  | 10M | [20 empty] | N |  |  | N
Vintage1960 | hydro | TRUE | 20169 | Avista Corp | 2199 | Noxon Rapids | MT | Sanders | 4 | Conventional Hydroelectric | HY |  | S | X | X |  |  | 99 | 0.9 | 113.9 | 120 | 30 | N |  |  | OP | X | 4 | 1960 |  |  | N | Electric Utility | 1 | X X X: X; DFO RC RC: WAT |  |  | N |  |  | 10M | [20 empty] | N |  |  | N
Vintage1977 | hydro | TRUE | 20169 | Avista Corp | 2199 | Noxon Rapids | MT | Sanders | 5 | Conventional Hydroelectric | HY |  | S | X | X |  |  | 114 | 0.95 | 134 | 142.2 | 40 | N |  |  | OP | X | 12 | 1977 |  |  | N | Electric Utility | 1 | X X X: X; DFO RC RC: WAT |  |  | N |  |  | 10M | [20 empty] | N |  |  | N
Vintage1952 | hydro | TRUE | 2518 | U S Bureau of Reclamation | 2203 | Hungry Horse | MT | Flathead | 1 | Conventional Hydroelectric | HY |  | S | X | X |  |  | 107 | 0.95 | 107 | 107 | 0 | N |  |  | OP | X | 10 | 1952 |  |  | N | Electric Utility | 1 | X X X: X; DFO RC RC: WAT | [5 empty] | 10M
Vintage1952 | hydro | TRUE | 2518 | U S Bureau of Reclamation | 2203 | Hungry Horse | MT | Flathead | 2 | Conventional Hydroelectric | HY |  | S | X | X |  |  | 107 | 0.95 | 107 | 107 | 0 | N |  |  | OP | X | 12 | 1952 |  |  | N | Electric Utility | 1 | X X X: X; DFO RC RC: WAT | [5 empty] | 10M
Vintage1953 | hydro | TRUE | 2518 | U S Bureau of Reclamation | 2203 | Hungry Horse | MT | Flathead | 3 | Conventional Hydroelectric | HY |  | S | X | X |  |  | 107 | 0.95 | 107 | 107 | 0 | N |  |  | OP | X | 7 | 1953 |  |  | N | Electric Utility | 1 | X X X: X; DFO RC RC: WAT | [5 empty] | 10M
Vintage1953 | hydro | TRUE | 2518 | U S Bureau of Reclamation | 2203 | Hungry Horse | MT | Flathead | 4 | Conventional Hydroelectric | HY |  | S | X | X |  |  | 107 | 0.95 | 107 | 107 | 0 | N |  |  | OP | X | 7 | 1953 |  |  | N | Electric Utility | 1 | X X X: X; DFO RC RC: WAT | [5 empty] | 10M
Vintage1966 | hydro | TRUE | 2518 | U S Bureau of Reclamation | 2204 | Yellowtail | MT | Big Horn | 1 | Conventional Hydroelectric | HY |  | S | X | X |  |  | 71.9 | 0.95 | 71.9 | 71.9 | 0 | N |  |  | OP | X | 11 | 1966 |  |  | N | Electric Utility | 1 | X X X: X; DFO RC RC: WAT | [5 empty] | 10M
Vintage1966 | hydro | TRUE | 2518 | U S Bureau of Reclamation | 2204 | Yellowtail | MT | Big Horn | 2 | Conventional Hydroelectric | HY |  | S | X | X |  |  | 62.5 | 0.95 | 71.9 | 71.9 | 0 | Y | 6 | 2021 | OP | X | 10 | 1966 |  |  | N | Electric Utility | 1 | X X X: X; DFO RC RC: WAT | [5 empty] | 10M
Vintage1966 | hydro | TRUE | 2518 | U S Bureau of Reclamation | 2204 | Yellowtail | MT | Big Horn | 3 | Conventional Hydroelectric | HY |  | S | X | X |  |  | 71.9 | 0.95 | 71.9 | 71.9 | 0 | N |  |  | OP | X | 8 | 1966 |  |  | N | Electric Utility | 1 | X X X: X; DFO RC RC: WAT | [5 empty] | 10M
Vintage1966 | hydro | TRUE | 2518 | U S Bureau of Reclamation | 2204 | Yellowtail | MT | Big Horn | 4 | Conventional Hydroelectric | HY |  | S | X | X |  |  | 71.9 | 0.95 | 71.8 | 71.8 | 0 | N |  |  | OP | X | 8 | 1966 |  |  | N | Electric Utility | 1 | X X X: X; DFO RC RC: WAT | [5 empty] | 10M
Vintage1976 | natural gas peaker | TRUE | 695 | City of Ansley - (NE) | 2214 | Ansley | NE | Custer | 2 | Natural Gas Internal Combustion Engine | IC |  | S | X | X |  |  | 0.9 | 0.8 | 0.8 | 0.8 | 0.3 | N |  |  | OP | X | 10 | 1976 |  |  | N | Electric Utility | 1 | X X X: X; DFO RC RC: NG; DFO SUB SUB: DFO |  |  | N | N |  | 1H | [20 empty] | N |  |  | Y | Y | Y
Vintage1969 | petroleum | TRUE | 695 | City of Ansley - (NE) | 2214 | Ansley | NE | Custer | 3 | Petroleum Liquids | IC |  | S | X | X |  |  | 0.6 | 0.8 | 0.5 | 0.5 | 0.3 | N |  |  | OP | X | 6 | 1969 |  |  | N | Electric Utility | 1 | X X X: X; DFO RC RC: DFO |  |  | N | N |  | 1H | [20 empty] | N |  |  | N | N | N
Vintage1982 | natural gas peaker | TRUE | 993 | Auburn Board of Public Works | 2215 | Auburn | NE | Nemaha | 1 | Natural Gas Internal Combustion Engine | IC |  | S | X | X |  |  | 2.4 | 0.8 | 2.2 | 2.4 | 1 | N |  |  | OP | X | 4 | 1982 |  |  | N | Electric Utility | 1 | X X X: X; DFO RC RC: NG; DFO SUB SUB: DFO |  |  | N | N |  | 1H | [20 empty] | N |  |  | Y | N | Y
Vintage1949 | natural gas peaker | TRUE | 993 | Auburn Board of Public Works | 2215 | Auburn | NE | Nemaha | 2 | Natural Gas Internal Combustion Engine | IC |  | S | X | X |  |  | 1 | 0.8 | 0.9 | 1 | 0.7 | N |  |  | OP | X | 6 | 1949 |  |  | N | Electric Utility | 1 | X X X: X; DFO RC RC: NG; DFO SUB SUB: DFO |  |  | N | N |  | 1H | [20 empty] | N |  |  | Y | N | Y
Vintage1993 | natural gas peaker | TRUE | 993 | Auburn Board of Public Works | 2215 | Auburn | NE | Nemaha | 4A | Natural Gas Internal Combustion Engine | IC |  | S | X | X |  |  | 3.7 | 0.8 | 3.7 | 3.7 | 2.5 | N |  |  | OP | X | 6 | 1993 |  |  | N | Electric Utility | 1 | X X X: X; DFO RC RC: NG; DFO SUB SUB: DFO |  |  | N | N |  | 1H | [20 empty] | N |  |  | Y | N | Y
Vintage1973 | natural gas peaker | TRUE | 993 | Auburn Board of Public Works | 2215 | Auburn | NE | Nemaha | 5 | Natural Gas Internal Combustion Engine | IC |  | S | X | X |  |  | 3.3 | 0.8 | 3 | 3.3 | 1.8 | N |  |  | OP | X | 7 | 1973 |  |  | N | Electric Utility | 1 | X X X: X; DFO RC RC: NG; DFO SUB SUB: DFO |  |  | N | N |  | 1H | [23 empty] | Y | N | Y
Vintage1967 | natural gas peaker | TRUE | 993 | Auburn Board of Public Works | 2215 | Auburn | NE | Nemaha | 6 | Natural Gas Internal Combustion Engine | IC |  | S | X | X |  |  | 2.7 | 0.8 | 2.5 | 2.7 | 1.5 | N |  |  | OP | X | 5 | 1967 |  |  | N | Electric Utility | 1 | X X X: X; DFO RC RC: NG; DFO SUB SUB: DFO |  |  | N | N |  | 1H | [23 empty] | Y | N | Y
Vintage1987 | natural gas peaker | TRUE | 993 | Auburn Board of Public Works | 2215 | Auburn | NE | Nemaha | 7 | Natural Gas Internal Combustion Engine | IC |  | S | X | X |  |  | 5.6 | 0.8 | 5.2 | 5.6 | 3.5 | N |  |  | OP | X | 7 | 1987 |  |  | N | Electric Utility | 1 | X X X: X; DFO RC RC: NG; DFO SUB SUB: DFO |  |  | N | N |  | 1H | [23 empty] | Y | N | Y
Vintage1960 | petroleum | TRUE | 871 | Village of Arnold - (NE) | 2216 | Arnold | NE | Custer | 1 | Petroleum Liquids | IC |  | S | X | X |  |  | 0.5 | 0.8 | 0.5 | 0.5 | 0 | N |  |  | SB | Y | 1 | 1960 |  |  | N | Electric Utility | 1 | X X X: X; DFO RC RC: DFO |  |  | N | N |  | 1H | [23 empty] | N
Vintage1937 | petroleum | TRUE | 871 | Village of Arnold - (NE) | 2216 | Arnold | NE | Custer | 2A | Petroleum Liquids | IC |  | S | X | X |  |  | 0.1 | 0.8 | 0.1 | 0.1 | 0 | N |  |  | OS | X | 1 | 1937 |  |  | N | Electric Utility | 1 | X X X: X; DFO RC RC: DFO | [5 empty] | 1H | [23 empty] | N
Vintage1942 | petroleum | TRUE | 871 | Village of Arnold - (NE) | 2216 | Arnold | NE | Custer | 3 | Petroleum Liquids | IC |  | S | X | X |  |  | 0.2 | 0.8 | 0.2 | 0.2 | 0 | N |  |  | OS | X | 1 | 1942 |  |  | N | Electric Utility | 1 | X X X: X; DFO RC RC: DFO | [5 empty] | 1H | [23 empty] | N
Vintage1946 | petroleum | TRUE | 871 | Village of Arnold - (NE) | 2216 | Arnold | NE | Custer | 4 | Petroleum Liquids | IC |  | S | X | X |  |  | 0.3 | 0.8 | 0.2 | 0.2 | 0 | N |  |  | OS | X | 1 | 1946 |  |  | N | Electric Utility | 1 | X X X: X; DFO RC RC: DFO | [5 empty] | 1H | [23 empty] | N
Vintage1957 | petroleum | TRUE | 1435 | City of Beaver City - (NE) | 2217 | Beaver City | NE | Furnas | 1 | Petroleum Liquids | IC |  | S | X | X |  |  | 0.5 | 0.8 | 0.4 | 0.4 | 0.1 | N |  |  | OP | X | 10 | 1957 |  |  | N | Electric Utility | 1 | X X X: X; DFO RC RC: DFO; DFO SUB SUB: NG |  |  | N | N |  | 1H | [23 empty] | N | N | N
Vintage1963 | natural gas peaker | TRUE | 1435 | City of Beaver City - (NE) | 2217 | Beaver City | NE | Furnas | 2 | Natural Gas Internal Combustion Engine | IC |  | S | X | X |  |  | 0.3 | 0.8 | 0.3 | 0.3 | 0.1 | N |  |  | OP | X | 9 | 1963 |  |  | N | Electric Utility | 1 | X X X: X; DFO RC RC: NG; DFO SUB SUB: DFO |  |  | N | N |  | 1H | [23 empty] | N | N | N
Vintage1947 | petroleum | TRUE | 1435 | City of Beaver City - (NE) | 2217 | Beaver City | NE | Furnas | 3 | Petroleum Liquids | IC |  | S | X | X |  |  | 0.3 | 0.8 | 0.2 | 0.2 | 0.1 | N |  |  | OP | X | 10 | 1947 |  |  | N | Electric Utility | 1 | X X X: X; DFO RC RC: DFO |  |  | N | N |  | 1H | [23 empty] | N | N | N
Vintage1967 | natural gas peaker | TRUE | 1435 | City of Beaver City - (NE) | 2217 | Beaver City | NE | Furnas | 4 | Natural Gas Internal Combustion Engine | IC |  | S | X | X |  |  | 0.9 | 0.8 | 0.8 | 0.9 | 0.1 | N |  |  | OP | X | 9 | 1967 |  |  | N | Electric Utility | 1 | X X X: X; DFO RC RC: NG; DFO SUB SUB: DFO |  |  | N | N |  | 1H | [23 empty] | N | N | N
Vintage1936 | petroleum | TRUE | 2277 | City of Broken Bow - (NE) | 2221 | Broken Bow | NE | Custer | 1 | Petroleum Liquids | IC |  | S | X | X |  |  | 0.5 | 0.8 | 0.5 | 0.5 | 0.1 | N |  |  | OP | X | 12 | 1936 |  |  | N | Electric Utility | 1 | X X X: X; DFO RC RC: DFO |  |  | N | N |  | 10M | [23 empty] | N | N | N
Vintage1970 | natural gas peaker | TRUE | 2277 | City of Broken Bow - (NE) | 2221 | Broken Bow | NE | Custer | 2 | Natural Gas Internal Combustion Engine | IC |  | S | X | X |  |  | 3.5 | 0.8 | 3.5 | 3.5 | 0.5 | N |  |  | OP | X | 12 | 1970 |  |  | N | Electric Utility | 1 | X X X: X; DFO RC RC: NG; DFO SUB SUB: DFO |  |  | N | N |  | 10M | [23 empty] | Y | N | Y
Vintage1945 | petroleum | TRUE | 2277 | City of Broken Bow - (NE) | 2221 | Broken Bow | NE | Custer | 3 | Petroleum Liquids | IC |  | S | X | X |  |  | 0.8 | 0.8 | 0.7 | 0.7 | 0.1 | N |  |  | OP | X | 12 | 1945 |  |  | N | Electric Utility | 1 | X X X: X; DFO RC RC: DFO |  |  | N | N |  | 10M | [23 empty] | N | N | N
Vintage1951 | natural gas peaker | TRUE | 2277 | City of Broken Bow - (NE) | 2221 | Broken Bow | NE | Custer | 4 | Natural Gas Internal Combustion Engine | IC |  | S | X | X |  |  | 0.8 | 0.8 | 0.7 | 0.7 | 0.3 | N |  |  | OP | X | 12 | 1951 |  |  | N | Electric Utility | 1 | X X X: X; DFO RC RC: NG; DFO SUB SUB: DFO |  |  | N | N |  | 10M | [23 empty] | Y | N | Y
Vintage1951 | natural gas peaker | TRUE | 2277 | City of Broken Bow - (NE) | 2221 | Broken Bow | NE | Custer | 5 | Natural Gas Internal Combustion Engine | IC |  | S | X | X |  |  | 1 | 0.8 | 1 | 1 | 0.4 | N |  |  | OP | X | 12 | 1951 |  |  | N | Electric Utility | 1 | X X X: X; DFO RC RC: NG; DFO SUB SUB: DFO |  |  | N | N |  | 10M | [23 empty] | Y | N | Y
Vintage1961 | natural gas peaker | TRUE | 2277 | City of Broken Bow - (NE) | 2221 | Broken Bow | NE | Custer | 6 | Natural Gas Internal Combustion Engine | IC |  | S | X | X |  |  | 2.1 | 0.8 | 2 | 2 | 0.5 | N |  |  | OP | X | 12 | 1961 |  |  | N | Electric Utility | 1 | X X X: X; DFO RC RC: NG; DFO SUB SUB: DFO |  |  | N | N |  | 10M | [23 empty] | Y | N | Y
Vintage1972 | petroleum | TRUE | 2609 | City of Burwell - (NE) | 2222 | Burwell | NE | Garfield | 1 | Petroleum Liquids | IC |  | S | X | X |  |  | 1.3 | 0.9 | 1.3 | 1.3 | 0.1 | N |  |  | OP | X | 10 | 1972 |  |  | N | Electric Utility | 1 | X X X: X; DFO RC RC: DFO |  |  | N | N |  | 1H | [23 empty] | N | N | N
Vintage1968 | petroleum | TRUE | 2609 | City of Burwell - (NE) | 2222 | Burwell | NE | Garfield | 2 | Petroleum Liquids | IC |  | S | X | X |  |  | 1.1 | 0.9 | 1.1 | 1.1 | 0.1 | N |  |  | OP | X | 1 | 1968 |  |  | N | Electric Utility | 1 | X X X: X; DFO RC RC: DFO |  |  | N | N |  | 1H | [23 empty] | N | N | N
Vintage1960 | petroleum | TRUE | 2609 | City of Burwell - (NE) | 2222 | Burwell | NE | Garfield | 3 | Petroleum Liquids | IC |  | S | X | X |  |  | 0.9 | 0.9 | 0.9 | 0.9 | 0.1 | N |  |  | OP | X | 7 | 1960 |  |  | N | Electric Utility | 1 | X X X: X; DFO RC RC: DFO |  |  | N | N |  | 1H | [23 empty] | N | N | N
Vintage1955 | petroleum | TRUE | 2609 | City of Burwell - (NE) | 2222 | Burwell | NE | Garfield | 4 | Petroleum Liquids | IC |  | S | X | X |  |  | 0.6 | 0.9 | 0.6 | 0.6 | 0.1 | N |  |  | SB | Y | 3 | 1955 |  |  | N | Electric Utility | 1 | X X X: X; DFO RC RC: DFO |  |  | N | N |  | 1H | [23 empty] | N | N | N
Vintage2005 | petroleum | TRUE | 2888 | City of Cambridge - (NE) | 2223 | Cambridge | NE | Furnas | CAT1 | Petroleum Liquids | IC |  | S | X | X |  |  | 2 | 1 | 2 | 2 | 0.1 | N |  |  | SB | Y | 6 | 2005 |  |  | N | Electric Utility | 1 | X X X: X; DFO RC RC: DFO |  |  | N | N |  | 10M | [23 empty] | N
Vintage2005 | petroleum | TRUE | 2888 | City of Cambridge - (NE) | 2223 | Cambridge | NE | Furnas | CAT2 | Petroleum Liquids | IC |  | S | X | X |  |  | 2 | 1 | 2 | 2 | 0.1 | N |  |  | OP | X | 6 | 2005 |  |  | N | Electric Utility | 1 | X X X: X; DFO RC RC: DFO |  |  | N | N |  | 10M | [23 empty] | N
Vintage1983 | petroleum | TRUE | 2931 | Village of Campbell - (NE) | 2225 | Campbell Village | NE | Franklin | IC4 | Petroleum Liquids | IC |  | S | X | X |  |  | 1 | 1 | 1 | 1 | 1 | N |  |  | SB | Y | 9 | 1983 |  |  | N | Electric Utility | 1 | X X X: X; DFO RC RC: DFO |  |  | N | [26 empty] | N
Vintage1958 | natural gas steam turbine | TRUE | 13337 | Nebraska Public Power District | 2226 | Canaday | NE | Gosper | 1 | Natural Gas Steam Turbine | ST |  | S | X | X | NPPD_CANADAY | NPPD_CANADAY | 108.8 | 0.85 | 99.3 | 99.3 | 0 | N |  |  | OP | X | 1 | 1958 |  |  | N | Electric Utility | 1 | [11 empty] | N | N |  | OVER | [23 empty] | N | N | N | bar: X X X to DFO RC RC; DFO DFO DFO
Vintage1941 | hydro | TRUE | 3271 | Central Nebraska Pub P&I Dist | 2227 | Jeffrey | NE | Lincoln | 1 | Conventional Hydroelectric | HY |  | S | X | X | NPPDJEFFREYUN1 | NPPDJEFFREYUN1 | 10.8 | 0.9 | 10.5 | 10.5 | 2 | N |  |  | OP | X | 1 | 1941 |  |  | N | Electric Utility | 1 | X X X: X; DFO RC RC: WAT |  |  | N | N | 0 | 10M | [23 empty] | N
Vintage1941 | hydro | TRUE | 3271 | Central Nebraska Pub P&I Dist | 2227 | Jeffrey | NE | Lincoln | 2 | Conventional Hydroelectric | HY |  | S | X | X | NPPDJEFFREYUN2 | NPPDJEFFREYUN2 | 10.8 | 0.9 | 10.5 | 10.5 | 2 | N |  |  | OP | X | 1 | 1941 |  |  | N | Electric Utility | 1 | X X X: X; DFO RC RC: WAT |  |  | N | N | 0 | 10M | [23 empty] | N
Vintage1941 | hydro | TRUE | 3271 | Central Nebraska Pub P&I Dist | 2228 | Johnson 1 | NE | Gosper | 1 | Conventional Hydroelectric | HY |  | S | X | X | NPPDJOHNSON1UN1 | NPPDJOHNSON1UN1 | 10.8 | 0.9 | 10 | 10 | 2 | N |  |  | OP | X | 4 | 1941 |  |  | N | Electric Utility | 1 | X X X: X; DFO RC RC: WAT |  |  | N | N | 0 | 10M | [23 empty] | N
Vintage1941 | hydro | TRUE | 3271 | Central Nebraska Pub P&I Dist | 2228 | Johnson 1 | NE | Gosper | 2 | Conventional Hydroelectric | HY |  | S | X | X | NPPDJOHNSON1UN2 | NPPDJOHNSON1UN2 | 10.8 | 0.9 | 10 | 10 | 2 | N |  |  | OP | X | 4 | 1941 |  |  | N | Electric Utility | 1 | X X X: X; DFO RC RC: WAT |  |  | N | N | 0 | 10M | [23 empty] | N
Vintage1941 | hydro | TRUE | 3271 | Central Nebraska Pub P&I Dist | 2229 | Johnson 2 | NE | Gosper | 1 | Conventional Hydroelectric | HY |  | S | X | X | NPPDJOHNSON2UN1 | NPPDJOHNSON2UN1 | 22.5 | 0.9 | 22.5 | 22.5 | 3 | N |  |  | OP | X | 4 | 1941 |  |  | N | Electric Utility | 1 | X X X: X; DFO RC RC: WAT |  |  | N | N | 0 | 10M | [23 empty] | N
Vintage1982 | petroleum | TRUE | 3373 | City of Chappell - (NE) | 2230 | Chappell | NE | Deuel | 5 | Petroleum Liquids | IC |  | S | X | X |  |  | 1.1 | 0.9 | 1 | 1 | 0.1 | N |  |  | OP | X | 8 | 1982 |  |  | N | Electric Utility | 1 | X X X: X; DFO RC RC: DFO |  |  | N | N |  | 1H | [23 empty] | N | N | N
Vintage1973 | petroleum | TRUE | 4527 | City of Crete | 2231 | Crete | NE | Saline | 7 | Petroleum Liquids | IC |  | S | X | X |  |  | 6 | 0.9 | 6 | 6.1 | 6 | N |  |  | OP | X | 6 | 1973 |  |  | N | Electric Utility | 1 | X X X: X; DFO RC RC: DFO; DFO SUB SUB: NG | [5 empty] | 1H | [23 empty] | Y | Y | Y
Vintage1955 | natural gas peaker | TRUE | 4661 | City of Curtis - (NE) | 2232 | Curtis | NE | Frontier | 2 | Natural Gas Internal Combustion Engine | IC |  | S | X | X |  |  | 0.9 | 0.9 | 0.8 | 0.8 | 0.1 | N |  |  | OP | X | 1 | 1955 |  |  | N | Electric Utility | 1 | X X X: X; DFO RC RC: NG; DFO SUB SUB: DFO |  |  | N | N |  | 1H | [23 empty] | Y | Y | Y
Vintage1969 | natural gas peaker | TRUE | 4661 | City of Curtis - (NE) | 2232 | Curtis | NE | Frontier | 3 | Natural Gas Internal Combustion Engine | IC |  | S | X | X |  |  | 1.1 | 0.9 | 1 | 1 | 0.1 | N |  |  | OP | X | 1 | 1969 |  |  | N | Electric Utility | 1 | X X X: X; DFO RC RC: NG; DFO SUB SUB: DFO |  |  | N | N |  | 1H | [23 empty] | Y | Y | Y
Vintage1975 | natural gas peaker | TRUE | 4661 | City of Curtis - (NE) | 2232 | Curtis | NE | Frontier | 4 | Natural Gas Internal Combustion Engine | IC |  | S | X | X |  |  | 1.4 | 0.9 | 1.2 | 1.2 | 0.1 | N |  |  | OP | X | 1 | 1975 |  |  | N | Electric Utility | 1 | X X X: X; DFO RC RC: NG; DFO SUB SUB: DFO |  |  | N | N |  | 1H | [23 empty] | Y | Y | Y
Vintage1960 | natural gas peaker | TRUE | 4836 | City of David City | 2233 | David City | NE | Butler | 1 | Natural Gas Internal Combustion Engine | IC |  | S | X | X | N/A | N/A | 1.5 | 0.8 | 1.3 | 1.3 | 0 | N |  |  | OP | X | 1 | 1960 |  |  | N | Electric Utility | 1 | X X X: X; DFO RC RC: NG; DFO SUB SUB: DFO |  |  | N | N |  | 12H | [23 empty] | Y | N | Y
Vintage1949 | petroleum | TRUE | 4836 | City of David City | 2233 | David City | NE | Butler | 2 | Petroleum Liquids | IC |  | S | X | X | N/A | N/A | 1 | 0.8 | 0.8 | 0.8 | 0 | N |  |  | OP | X | 1 | 1949 |  |  | N | Electric Utility | 1 | X X X: X; DFO RC RC: DFO |  |  | N | N |  | 12H | [23 empty] | N | N | N
Vintage1955 | natural gas peaker | TRUE | 4836 | City of David City | 2233 | David City | NE | Butler | 3 | Natural Gas Internal Combustion Engine | IC |  | S | X | X | N/A | N/A | 1 | 0.8 | 0.9 | 0.9 | 0 | N |  |  | OP | X | 1 | 1955 |  |  | N | Electric Utility | 1 | X X X: X; DFO RC RC: NG; DFO SUB SUB: DFO |  |  | N | N |  | 12H | [23 empty] | Y | N | Y
Vintage1966 | natural gas peaker | TRUE | 4836 | City of David City | 2233 | David City | NE | Butler | 4 | Natural Gas Internal Combustion Engine | IC |  | S | X | X | N/A | N/A | 2.3 | 0.8 | 1.8 | 1.8 | 0 | N |  |  | OP | X | 1 | 1966 |  |  | N | Electric Utility | 1 | X X X: X; DFO RC RC: NG; DFO SUB SUB: DFO |  |  | N | N |  | 12H | [23 empty] | Y | N | Y
Vintage1996 | petroleum | TRUE | 4836 | City of David City | 2233 | David City | NE | Butler | 5 | Petroleum Liquids | IC |  | S | X | X | N/A | N/A | 1.6 | 0.8 | 1.3 | 1.3 | 0 | N |  |  | OP | X | 12 | 1996 |  |  | N | Electric Utility | 1 | X X X: X; DFO RC RC: DFO |  |  | N | N |  | 12H | [23 empty] | N | N | N
Vintage1996 | petroleum | TRUE | 4836 | City of David City | 2233 | David City | NE | Butler | 6 | Petroleum Liquids | IC |  | S | X | X | N/A | N/A | 1.6 | 0.8 | 1.3 | 1.3 | 0 | N |  |  | OP | X | 12 | 1996 |  |  | N | Electric Utility | 1 | X X X: X; DFO RC RC: DFO |  |  | N | N |  | 12H | [23 empty] | N | N | N
Vintage1996 | petroleum | TRUE | 4836 | City of David City | 2233 | David City | NE | Butler | 7 | Petroleum Liquids | IC |  | S | X | X | N/A | N/A | 1.6 | 0.8 | 1.3 | 1.3 | 0 | N |  |  | OP | X | 12 | 1996 |  |  | N | Electric Utility | 1 | X X X: X; DFO RC RC: DFO |  |  | N | N |  | 12H | [23 empty] | N | N | N
Vintage1956 | petroleum | TRUE | 5097 | City of Deshler - (NE) | 2234 | Deshler | NE | Thayer | 4 | Petroleum Liquids | IC |  | S | X | X |  |  | 0.6 | 0.8 | 0.6 | 0.6 | 0.1 | N |  |  | OP | X | 1 | 1956 |  |  | N | Electric Utility | 1 | X X X: X; DFO RC RC: DFO |  |  | N | N |  | 1H | [23 empty] | N
Vintage1999 | petroleum | TRUE | 5097 | City of Deshler - (NE) | 2234 | Deshler | NE | Thayer | 5 | Petroleum Liquids | IC |  | S | X | X |  |  | 1.1 | 0.8 | 1.1 | 1.1 | 0.3 | N |  |  | OP | X | 3 | 1999 |  |  | N | Electric Utility | 1 | X X X: X; DFO RC RC: DFO |  |  | N |  |  | 1H | [23 empty] | N
Vintage1968 | natural gas peaker | TRUE | 5850 | City of Emerson - (NE) | 2235 | Emerson | NE | Dixon | 2 | Natural Gas Internal Combustion Engine | IC |  | S | X | X |  |  | 1.1 | 1 | 1.1 | 1.1 | 0.2 | N |  |  | OP | X | 1 | 1968 |  |  | N | Electric Utility | 1 | X X X: X; DFO RC RC: NG; DFO SUB SUB: DFO |  |  | N | N |  | 1H | [23 empty] | Y | N | Y
Vintage1947 | petroleum | TRUE | 5850 | City of Emerson - (NE) | 2235 | Emerson | NE | Dixon | 3 | Petroleum Liquids | IC |  | S | X | X |  |  | 0.1 | 1 | 0.1 | 0.1 | 0.1 | N |  |  | OP | X | 1 | 1947 |  |  | N | Electric Utility | 1 | X X X: X; DFO RC RC: DFO; DFO SUB SUB: NG |  |  | N | N |  | 1H | [23 empty] | Y | N | N
Vintage1960 | natural gas peaker | TRUE | 5850 | City of Emerson - (NE) | 2235 | Emerson | NE | Dixon | 4 | Natural Gas Internal Combustion Engine | IC |  | S | X | X |  |  | 0.4 | 1 | 0.4 | 0.4 | 0.1 | N |  |  | OP | X | 1 | 1960 |  |  | N | Electric Utility | 1 | X X X: X; DFO RC RC: NG; DFO SUB SUB: DFO |  |  | N | N |  | 1H | [23 empty] | Y | N | Y
Vintage1930 | petroleum | TRUE | 6175 | City of Falls City - (NE) | 2237 | Falls City | NE | Richardson | 1 | Petroleum Liquids | IC |  | S | X | X | MEAN_FCU_OPPD | MEAN_FCU_OPPD | 0.6 | 0.85 | 0.6 | 0.6 | 0.4 | N |  |  | OP | X | 8 | 1930 |  |  | N | Electric Utility | 1 | X X X: X; DFO RC RC: DFO |  |  | N | N |  | 1H | [20 empty] | N |  |  | N | N | N
Vintage1937 | petroleum | TRUE | 6175 | City of Falls City - (NE) | 2237 | Falls City | NE | Richardson | 2 | Petroleum Liquids | IC |  | S | X | X | MEAN_FCU_OPPD | MEAN_FCU_OPPD | 0.9 | 0.85 | 0.9 | 0.9 | 0.5 | N |  |  | OP | X | 8 | 1937 |  |  | N | Electric Utility | 1 | X X X: X; DFO RC RC: DFO |  |  | N | N |  | 1H | [20 empty] | N |  |  | N | N | N
Vintage1965 | natural gas peaker | TRUE | 6175 | City of Falls City - (NE) | 2237 | Falls City | NE | Richardson | 3 | Natural Gas Internal Combustion Engine | IC |  | S | X | X | MEAN_FCU_OPPD | MEAN_FCU_OPPD | 2.7 | 0.85 | 2.3 | 2.3 | 1.5 | N |  |  | OP | X | 2 | 1965 |  |  | N | Electric Utility | 1 | X X X: X; DFO RC RC: NG; DFO SUB SUB: DFO |  |  | N | N |  | 1H | [20 empty] | N |  |  | Y | N | Y
Vintage1946 | natural gas peaker | TRUE | 6175 | City of Falls City - (NE) | 2237 | Falls City | NE | Richardson | 4 | Natural Gas Internal Combustion Engine | IC |  | S | X | X | MEAN_FCU_OPPD | MEAN_FCU_OPPD | 1.1 | 0.85 | 0.8 | 0.8 | 0.5 | N |  |  | OP | X | 8 | 1946 |  |  | N | Electric Utility | 1 | X X X: X; DFO RC RC: NG; DFO SUB SUB: DFO |  |  | N | N |  | 1H | [20 empty] | N |  |  | Y | N | Y
Vintage1950 | natural gas peaker | TRUE | 6175 | City of Falls City - (NE) | 2237 | Falls City | NE | Richardson | 5 | Natural Gas Internal Combustion Engine | IC |  | S | X | X | MEAN_FCU_OPPD | MEAN_FCU_OPPD | 2 | 0.85 | 1.4 | 1.4 | 0.8 | N |  |  | OP | X | 11 | 1950 |  |  | N | Electric Utility | 1 | X X X: X; DFO RC RC: NG; DFO SUB SUB: DFO |  |  | N | N |  | 1H | [20 empty] | N |  |  | Y | N | Y
Vintage1958 | natural gas peaker | TRUE | 6175 | City of Falls City - (NE) | 2237 | Falls City | NE | Richardson | 6 | Natural Gas Internal Combustion Engine | IC |  | S | X | X | MEAN_FCU_OPPD | MEAN_FCU_OPPD | 2.5 | 0.85 | 2 | 2 | 1.4 | N |  |  | OP | X | 2 | 1958 |  |  | N | Electric Utility | 1 | X X X: X; DFO RC RC: NG; DFO SUB SUB: DFO |  |  | N | N |  | 1H | [20 empty] | N |  |  | Y | N | Y
Vintage1972 | natural gas peaker | TRUE | 6175 | City of Falls City - (NE) | 2237 | Falls City | NE | Richardson | 7 | Natural Gas Internal Combustion Engine | IC |  | S | X | X | MEAN_FCU_OPPD | MEAN_FCU_OPPD | 6.2 | 0.85 | 5.9 | 5.9 | 4 | N |  |  | OP | X | 6 | 1972 |  |  | N | Electric Utility | 1 | X X X: X; DFO RC RC: NG; DFO SUB SUB: DFO |  |  | N | N |  | 1H | [23 empty] | Y | N | Y
Vintage1982 | natural gas peaker | TRUE | 6175 | City of Falls City - (NE) | 2237 | Falls City | NE | Richardson | 8 | Natural Gas Internal Combustion Engine | IC |  | S | X | X | MEAN_FCU_OPPD | MEAN_FCU_OPPD | 6 | 0.85 | 6 | 6 | 3.8 | N |  |  | OP | X | 3 | 1982 |  |  | N | Electric Utility | 1 | X X X: X; DFO RC RC: NG; DFO SUB SUB: DFO |  |  | N | N |  | 1H | [23 empty] | Y | N | Y
Vintage2018 | natural gas peaker | TRUE | 6175 | City of Falls City - (NE) | 2237 | Falls City | NE | Richardson | 9 | Natural Gas Internal Combustion Engine | IC |  | S | X | X | MEAN FCU OPPD | MEAN FCU OPPD | 9.3 | 0.8 | 9.3 | 9.3 | 3.9 | N |  |  | OP | X | 8 | 2018 |  |  | N | Electric Utility | 1 | X X X: X; DFO RC RC: NG; DFO SUB SUB: DFO |  |  | N | N |  | 1H | [23 empty] | Y | N | Y
Vintage1963 | petroleum | TRUE | 6723 | City of Franklin - (NE) | 2238 | Franklin (NE) | NE | Franklin | 1 | Petroleum Liquids | IC |  | S | X | X |  |  | 0.6 | 0.8 | 0.6 | 0.6 | 0.2 | N |  |  | OP | X | 7 | 1963 |  |  | N | Electric Utility | 1 | X X X: X; DFO RC RC: DFO; DFO SUB SUB: NG |  |  |  | N |  | 10M | [23 empty] | Y | Y | N
Vintage1974 | petroleum | TRUE | 6723 | City of Franklin - (NE) | 2238 | Franklin (NE) | NE | Franklin | 2 | Petroleum Liquids | IC |  | S | X | X |  |  | 1.3 | 0.8 | 1.3 | 1.3 | 0.2 | N |  |  | OP | X | 10 | 1974 |  |  | N | Electric Utility | 1 | X X X: X; DFO RC RC: DFO; DFO SUB SUB: NG |  |  |  | N |  | 10M | [23 empty] | Y | Y | N
Vintage1969 | petroleum | TRUE | 6723 | City of Franklin - (NE) | 2238 | Franklin (NE) | NE | Franklin | 3 | Petroleum Liquids | IC |  | S | X | X |  |  | 1.1 | 0.8 | 1.1 | 1.1 | 0.2 | N |  |  | OP | X | 11 | 1969 |  |  | N | Electric Utility | 1 | X X X: X; DFO RC RC: DFO; DFO SUB SUB: NG |  |  |  | N |  | 10M | [23 empty] | Y | Y | N
Vintage1955 | petroleum | TRUE | 6723 | City of Franklin - (NE) | 2238 | Franklin (NE) | NE | Franklin | 4 | Petroleum Liquids | IC |  | S | X | X |  |  | 0.9 | 0.8 | 0.9 | 0.9 | 0.2 | N |  |  | OP | X | 1 | 1955 |  |  | N | Electric Utility | 1 | X X X: X; DFO RC RC: DFO; DFO SUB SUB: NG |  |  |  | N |  | 10M | [23 empty] | Y | Y | N
Vintage2003 | natural gas peaker | TRUE | 6779 | City of Fremont - (NE) | 2240 | Lon Wright | NE | Dodge | 5OT | Natural Gas Fired Combustion Turbine | GT |  | S | X | X | FREM_50T | FREM_50T | 40 | 0.9 | 38 | 40 | 20 | N |  |  | OP | X | 11 | 2003 |  |  | N | Electric Utility | 1 | X X X: X; DFO RC RC: NG; DFO SUB SUB: DFO |  |  | N | N |  | 1H | [23 empty] | Y | N | Y
Vintage1957 | hard coal | TRUE | 6779 | City of Fremont - (NE) | 2240 | Lon Wright | NE | Dodge | 6 | Conventional Steam Coal | ST |  | S | X | X | FREM_6 | FREM_6 | 16.5 | 0.85 | 15.5 | 15.5 | 6 | N |  |  | OP | X | 8 | 1957 |  |  | N | Electric Utility | 1 | X X X: X; DFO RC RC: SUB; DFO SUB SUB: NG; DFO DFO DFO: PG; DFO DFO DFO: NG |  |  | N | N |  | OVER |  | Y |  |  | Y | [18 empty] | Y | N | N
Vintage1963 | hard coal | TRUE | 6779 | City of Fremont - (NE) | 2240 | Lon Wright | NE | Dodge | 7 | Conventional Steam Coal | ST |  | S | X | X | FREM_7 | FREM_7 | 22 | 0.85 | 21 | 21 | 6 | N |  |  | OP | X | 8 | 1963 |  |  | N | Electric Utility | 1 | X X X: X; DFO RC RC: SUB; DFO SUB SUB: NG; DFO DFO DFO: PG; DFO DFO DFO: NG |  |  | N | N |  | OVER |  | Y |  |  | Y | [18 empty] | Y | N | N
Vintage1976 | hard coal | TRUE | 6779 | City of Fremont - (NE) | 2240 | Lon Wright | NE | Dodge | 8 | Conventional Steam Coal | ST |  | S | X | X | FREM_8 | FREM_8 | 91.5 | 0.9 | 82 | 82 | 30 | N |  |  | OP | X | 1 | 1976 |  |  | N | Electric Utility | 1 | X X X: X; DFO RC RC: SUB; DFO SUB SUB: NG; DFO DFO DFO: PG; DFO DFO DFO: NG |  |  | N | N |  | OVER |  | Y |  |  | Y | [18 empty] | Y | N | N
Vintage2017 | onshore wind | TRUE | 6779 | City of Fremont - (NE) | 2240 | Lon Wright | NE | Dodge | CTNWD | Onshore Wind Turbine | WT |  | S | X | X | NPPD.FREM.CTNWD1 | NPPD.FREM.CTNWD1 | 40.9 |  | 40.9 | 40.9 | 0.1 | N |  |  | OP | X | 11 | 2017 |  |  | N | Electric Utility | 1 | X X X: X; DFO RC RC: WND |  |  |  |  | 19
Vintage2018 | solar pv | TRUE | 6779 | City of Fremont - (NE) | 2240 | Lon Wright | NE | Dodge | SLR1 | Solar Photovoltaic | PV |  | S | X | X | N/A | N/A | 1.3 |  | 1.3 | 1.3 |  | N |  |  | OP | X | 3 | 2018 |  |  | N | Electric Utility | 1 | X X X: X; DFO RC RC: SUN
Vintage2018 | solar pv | TRUE | 6779 | City of Fremont - (NE) | 2240 | Lon Wright | NE | Dodge | SLR2 | Solar Photovoltaic | PV |  | S | X | X | N/A | N/A | 1 |  | 1 | 1 |  | N |  |  | OP | X | 9 | 2018 |  |  | N | Electric Utility | 1 | X X X: X; DFO RC RC: SUN
Vintage1968 | natural gas peaker | TRUE | 40606 | City of Grand Island - (NE) | 2241 | C W Burdick | NE | Hall | GT1 | Natural Gas Fired Combustion Turbine | GT |  | S | X | X | NPPDGI_SUBHGRIS_GT1_RA | NPPDGI_SUBHGRIS_GT1_RA | 16 | 0.85 | 13.6 | 14.8 | 4 | N |  |  | OP | X | 3 | 1968 |  |  | N | Electric Utility | 1 | X X X: X; DFO RC RC: NG; DFO SUB SUB: DFO |  |  | N | N |  | 1H | [20 empty] | N |  |  | Y | Y | Y
Vintage2003 | natural gas peaker | TRUE | 40606 | City of Grand Island - (NE) | 2241 | C W Burdick | NE | Hall | GT2 | Natural Gas Fired Combustion Turbine | GT |  | S | X | X | NPPDGI_SUBHGRIS_GT2_RA | NPPDGI_SUBHGRIS_GT2_RA | 63.4 | 0.85 | 34 | 40 | 5 | N |  |  | OP | X | 4 | 2003 |  |  | N | Electric Utility | 1 | X X X: X; DFO RC RC: NG; DFO SUB SUB: DFO |  |  | N | N |  | 1H | [20 empty] | N |  |  | Y | N | Y
Vintage2003 | natural gas peaker | TRUE | 40606 | City of Grand Island - (NE) | 2241 | C W Burdick | NE | Hall | GT3 | Natural Gas Fired Combustion Turbine | GT |  | S | X | X | NPPDGI_SUBHGRIS_GT3_RA | NPPDGI_SUBHGRIS_GT3_RA | 63.4 | 0.85 | 34 | 40 | 5 | N |  |  | OP | X | 4 | 2003 |  |  | N | Electric Utility | 1 | X X X: X; DFO RC RC: NG; DFO SUB SUB: DFO |  |  | N | N |  | 1H | [20 empty] | N |  |  | Y | N | Y
Vintage1972 | natural gas peaker | TRUE | 8245 | City of Hastings - (NE) | 2243 | Don Henry | NE | Adams | 1 | Natural Gas Fired Combustion Turbine | GT |  | S | X | X |  |  | 22 | 0.9 | 18 | 18 | 5 | N |  |  | SB | Y | 6 | 1972 |  |  | N | Electric Utility | 1 | X X X: X; DFO RC RC: NG; DFO SUB SUB: DFO |  |  | N | N |  | 1H | [23 empty] | Y | N | Y
Vintage1957 | natural gas steam turbine | TRUE | 8245 | City of Hastings - (NE) | 2244 | North Denver | NE | Adams | 4 | Natural Gas Steam Turbine | ST |  | S | X | X |  |  | 17 | 0.85 | 16 | 16 | 6 | N |  |  | SB | Y | 12 | 1957 |  |  | N | Electric Utility | 1 | X X X: X; DFO RC RC: NG; DFO SUB SUB: DFO; DFO DFO DFO: NG |  |  | N | N |  | OVER | [23 empty] | Y | N | N
Vintage1967 | natural gas steam turbine | TRUE | 8245 | City of Hastings - (NE) | 2244 | North Denver | NE | Adams | 5 | Natural Gas Steam Turbine | ST |  | S | X | X |  |  | 22 | 0.85 | 25 | 25 | 7 | N |  |  | SB | Y | 10 | 1967 |  |  | N | Electric Utility | 1 | X X X: X; DFO RC RC: NG; DFO SUB SUB: DFO; DFO DFO DFO: NG |  |  | N | N |  | OVER | [23 empty] | Y | N | N
Vintage1956 | petroleum | TRUE | 10260 | City of Kimball - (NE) | 2248 | Kimball | NE | Kimball | 1 | Petroleum Liquids | IC |  | S | X | X |  |  | 1 | 0.8 | 0.7 | 0.8 | 0.5 | N |  |  | OP | X | 9 | 1956 |  |  | N | Electric Utility | 1 | X X X: X; DFO RC RC: DFO |  |  | N | N |  | 1H | [23 empty] | N | N | N
Vintage1955 | petroleum | TRUE | 10260 | City of Kimball - (NE) | 2248 | Kimball | NE | Kimball | 2 | Petroleum Liquids | IC |  | S | X | X |  |  | 1 | 0.8 | 0.7 | 0.8 | 0.5 | N |  |  | OP | X | 9 | 1955 |  |  | N | Electric Utility | 1 | X X X: X; DFO RC RC: DFO |  |  | N | N |  | 1H | [23 empty] | N | N | N
Vintage1959 | petroleum | TRUE | 10260 | City of Kimball - (NE) | 2248 | Kimball | NE | Kimball | 3 | Petroleum Liquids | IC |  | S | X | X |  |  | 1.3 | 0.8 | 1 | 1.1 | 0.7 | N |  |  | OP | X | 9 | 1959 |  |  | N | Electric Utility | 1 | X X X: X; DFO RC RC: DFO |  |  | N | N |  | 1H | [23 empty] | N | N | N
Vintage1960 | petroleum | TRUE | 10260 | City of Kimball - (NE) | 2248 | Kimball | NE | Kimball | 4 | Petroleum Liquids | IC |  | S | X | X |  |  | 1.3 | 0.8 | 1 | 1.1 | 0.7 | N |  |  | OP | X | 9 | 1960 |  |  | N | Electric Utility | 1 | X X X: X; DFO RC RC: DFO |  |  | N | N |  | 1H | [23 empty] | N | N | N
Vintage1944 | petroleum | TRUE | 10260 | City of Kimball - (NE) | 2248 | Kimball | NE | Kimball | 5 | Petroleum Liquids | IC |  | S | X | X |  |  | 1.1 | 0.8 | 0.6 | 0.6 | 0.5 | N |  |  | OP | X | 1 | 1944 |  |  | N | Electric Utility | 1 | X X X: X; DFO RC RC: DFO |  |  | N | N |  | 1H | [23 empty] | N | N | N
Vintage1974 | petroleum | TRUE | 10260 | City of Kimball - (NE) | 2248 | Kimball | NE | Kimball | 6 | Petroleum Liquids | IC |  | S | X | X |  |  | 3.9 | 0.8 | 3.6 | 3.7 | 2 | N |  |  | OP | X | 9 | 1974 |  |  | N | Electric Utility | 1 | X X X: X; DFO RC RC: DFO |  |  | N | N |  | 1H | [23 empty] | N | N | N
Vintage1974 | natural gas peaker | TRUE | 10760 | City of Laurel - (NE) | 2249 | Laurel | NE | Cedar | 1 | Natural Gas Internal Combustion Engine | IC |  | S | X | X |  |  | 1.3 | 0.9 | 1.1 | 1.2 | 0.1 | N |  |  | SB | Y | 10 | 1974 |  |  | N | Electric Utility | 1 | X X X: X; DFO RC RC: NG; DFO SUB SUB: DFO |  |  | N | N |  | 1H | [23 empty] | Y | Y | Y
Vintage1970 | natural gas peaker | TRUE | 10760 | City of Laurel - (NE) | 2249 | Laurel | NE | Cedar | 2 | Natural Gas Internal Combustion Engine | IC |  | S | X | X |  |  | 0.9 | 0.9 | 0.7 | 0.8 | 0.1 | N |  |  | SB | Y | 1 | 1970 |  |  | N | Electric Utility | 1 | X X X: X; DFO RC RC: NG; DFO SUB SUB: DFO |  |  | N | N |  | 1H | [23 empty] | Y | Y | Y
Vintage1992 | natural gas peaker | TRUE | 10760 | City of Laurel - (NE) | 2249 | Laurel | NE | Cedar | 7 | Natural Gas Internal Combustion Engine | IC |  | S | X | X |  |  | 1.3 | 0.9 | 1.1 | 1.2 | 0.1 | N |  |  | SB | Y | 10 | 1992 |  |  | N | Electric Utility | 1 | X X X: X; DFO RC RC: NG; DFO SUB SUB: DFO |  |  | N | N |  | 1H | [23 empty] | Y | Y | Y
Vintage1972 | petroleum | TRUE | 11018 | Lincoln Electric System | 2250 | J Street | NE | Lancaster | 1 | Petroleum Liquids | GT |  | S | X | X | LES2_NUNJ_STREET_RA | LES_JSTREET | 27 | 0.85 | 29.3 | 31.7 | 4 | N |  |  | OP | X | 2 | 1972 |  |  | N | Electric Utility | 1 | X X X: X; DFO RC RC: DFO; DFO SUB SUB: NG |  |  | N | N |  | 1H |  |  |  |  | N | N | [17 empty] | Y | N | Y
Vintage1953 | petroleum | TRUE | 11372 | City of Lyons - (NE) | 2253 | Lyons | NE | Burt | 2 | Petroleum Liquids | IC |  | S | X | X |  |  | 0.5 | 0.9 | 0.2 | 0.2 | 0.2 | N |  |  | OP | X | 1 | 1953 |  |  | N | Electric Utility | 1 | X X X: X; DFO RC RC: DFO |  |  | N | N |  | 1H | [23 empty] | N | N | N
Vintage1960 | petroleum | TRUE | 11372 | City of Lyons - (NE) | 2253 | Lyons | NE | Burt | 3 | Petroleum Liquids | IC |  | S | X | X |  |  | 0.8 | 0.9 | 0.3 | 0.3 | 0.2 | N |  |  | OP | X | 1 | 1960 |  |  | N | Electric Utility | 1 | X X X: X; DFO RC RC: DFO |  |  | N | N |  | 1H | [23 empty] | N | N | N
Vintage1967 | petroleum | TRUE | 11372 | City of Lyons - (NE) | 2253 | Lyons | NE | Burt | 4A | Petroleum Liquids | IC |  | S | X | X |  |  | 1.2 | 0.9 | 0.6 | 0.6 | 0.4 | N |  |  | OP | X | 1 | 1967 |  |  | N | Electric Utility | 1 | X X X: X; DFO RC RC: DFO |  |  | N | N |  | 1H | [23 empty] | N | N | N
Vintage1979 | natural gas peaker | TRUE | 13334 | City of Nebraska City | 2255 | Nebraska City # 1 | NE | Otoe | 10 | Natural Gas Internal Combustion Engine | IC |  | S | X | X |  |  | 6.5 | 0.8 | 5.8 | 5.8 | 4 | N |  |  | OP | X | 4 | 1979 |  |  | N | Electric Utility | 1 | X X X: X; DFO RC RC: NG; DFO SUB SUB: DFO |  |  | N | N |  | 1H | [23 empty] | Y | N | N
Vintage1953 | petroleum | TRUE | 13334 | City of Nebraska City | 2255 | Nebraska City # 1 | NE | Otoe | 2 | Petroleum Liquids | IC |  | S | X | X |  |  | 1.5 | 0.8 | 1 | 1 | 1 | N |  |  | OP | X | 5 | 1953 |  |  | N | Electric Utility | 1 | X X X: X; DFO RC RC: DFO |  |  | N | N |  | 1H | [23 empty] | N |  | N
Vintage1955 | natural gas peaker | TRUE | 13334 | City of Nebraska City | 2255 | Nebraska City # 1 | NE | Otoe | 3 | Natural Gas Internal Combustion Engine | IC |  | S | X | X |  |  | 2.5 | 0.8 | 2 | 2 | 2 | N |  |  | OP | X | 5 | 1955 |  |  | N | Electric Utility | 1 | X X X: X; DFO RC RC: NG; DFO SUB SUB: DFO |  |  | N | N |  | 1H | [23 empty] | Y | N | N
Vintage1957 | natural gas peaker | TRUE | 13334 | City of Nebraska City | 2255 | Nebraska City # 1 | NE | Otoe | 4 | Natural Gas Internal Combustion Engine | IC |  | S | X | X |  |  | 3.1 | 0.8 | 2.7 | 2.7 | 2.5 | N |  |  | OP | X | 8 | 1957 |  |  | N | Electric Utility | 1 | X X X: X; DFO RC RC: NG; DFO SUB SUB: DFO |  |  | N | N |  | 1H | [23 empty] | Y | N | N
Vintage1964 | natural gas peaker | TRUE | 13334 | City of Nebraska City | 2255 | Nebraska City # 1 | NE | Otoe | 5 | Natural Gas Internal Combustion Engine | IC |  | S | X | X |  |  | 2 | 0.8 | 1.7 | 1.7 | 1.5 | N |  |  | OP | X | 8 | 1964 |  |  | N | Electric Utility | 1 | X X X: X; DFO RC RC: NG; DFO SUB SUB: DFO |  |  | N | N |  | 1H | [23 empty] | Y | N | N
Vintage1971 | natural gas peaker | TRUE | 13334 | City of Nebraska City | 2255 | Nebraska City # 1 | NE | Otoe | 8 | Natural Gas Internal Combustion Engine | IC |  | S | X | X |  |  | 4.1 | 0.8 | 3.6 | 3.6 | 3 | N |  |  | OP | X | 4 | 1971 |  |  | N | Electric Utility | 1 | X X X: X; DFO RC RC: NG; DFO SUB SUB: DFO |  |  | N | N |  | 1H | [23 empty] | Y | N | N
Vintage1974 | natural gas peaker | TRUE | 13334 | City of Nebraska City | 2255 | Nebraska City # 1 | NE | Otoe | 9 | Natural Gas Internal Combustion Engine | IC |  | S | X | X |  |  | 6.4 | 0.8 | 5.8 | 5.8 | 4 | N |  |  | OP | X | 6 | 1974 |  |  | N | Electric Utility | 1 | X X X: X; DFO RC RC: NG; DFO SUB SUB: DFO |  |  | N | N |  | 1H | [23 empty] | Y | N | N
Vintage1969 | natural gas peaker | TRUE | 13334 | City of Nebraska City | 2256 | Syracuse # 2 | NE | Otoe | 6 | Natural Gas Internal Combustion Engine | IC |  | S | X | X |  |  | 2 | 0.8 | 1.6 | 1.6 | 1.6 | N |  |  | OP | X | 4 | 1969 |  |  | N | Electric Utility | 1 | X X X: X; DFO RC RC: NG; DFO SUB SUB: DFO |  |  | N | N |  | 1H | [23 empty] | Y | N | N
Vintage1970 | natural gas peaker | TRUE | 13334 | City of Nebraska City | 2256 | Syracuse # 2 | NE | Otoe | 7 | Natural Gas Internal Combustion Engine | IC |  | S | X | X |  |  | 2 | 0.8 | 1.6 | 1.6 | 1.6 | N |  |  | OP | X | 5 | 1970 |  |  | N | Electric Utility | 1 | X X X: X; DFO RC RC: NG; DFO SUB SUB: DFO |  |  | N | N |  | 1H | [23 empty] | Y | N | N
Vintage1936 | hydro | TRUE | 11251 | Loup River Public Power Dist | 2260 | Columbus | NE | Platte | 1 | Conventional Hydroelectric | HY |  | S | X | X | NPPD_COLUMBS_1 | NPPD_COLUMBS_1 | 15.2 | 0.95 | 15 | 15 | 0 | N |  |  | OP | X | 1 | 1936 |  |  | N | Electric Utility | 1 | X X X: X; DFO RC RC: WAT |  |  | N | N |  | 10M | [23 empty] | N
Vintage1936 | hydro | TRUE | 11251 | Loup River Public Power Dist | 2260 | Columbus | NE | Platte | 2 | Conventional Hydroelectric | HY |  | S | X | X | NPPD_COLUMBS_2 | NPPD_COLUMBS_2 | 15.2 | 0.95 | 15 | 15 | 0 | N |  |  | OP | X | 1 | 1936 |  |  | N | Electric Utility | 1 | X X X: X; DFO RC RC: WAT |  |  | N | N |  | 10M | [23 empty] | N
Vintage1936 | hydro | TRUE | 11251 | Loup River Public Power Dist | 2260 | Columbus | NE | Platte | 3 | Conventional Hydroelectric | HY |  | S | X | X | NPPD_COLUMBS_3 | NPPD_COLUMBS_3 | 15.2 | 0.95 | 15 | 15 | 0 | N |  |  | OP | X | 1 | 1936 |  |  | N | Electric Utility | 1 | X X X: X; DFO RC RC: WAT |  |  | N | N |  | 10M | [23 empty] | N
Vintage1973 | petroleum | TRUE | 13337 | Nebraska Public Power District | 2265 | Hallam | NE | Lancaster | 1 | Petroleum Liquids | GT |  | S | X | X | NPPD_HALLAM | NPPD_HALLAM | 56.7 | 0.9 | 42.5 | 42.5 | 0 | N |  |  | OP | X | 6 | 1973 |  |  | N | Electric Utility | 1 | X X X: X; DFO RC RC: DFO; DFO SUB SUB: NG |  |  | N | N |  | 10M | [23 empty] | Y | N | N
Vintage1973 | petroleum | TRUE | 13337 | Nebraska Public Power District | 2266 | Hebron | NE | Thayer | 1 | Petroleum Liquids | GT |  | S | X | X | NPPD_HEBRON | NPPD_HEBRON | 56.7 | 0.9 | 41.5 | 41.5 | 0 | N |  |  | OP | X | 6 | 1973 |  |  | N | Electric Utility | 1 | X X X: X; DFO RC RC: DFO |  |  | N | N |  | 10M | [23 empty] | N | N | N
Vintage1921 | hydro | TRUE | 13337 | Nebraska Public Power District | 2268 | Kearney | NE | Buffalo | 1 | Conventional Hydroelectric | HY |  | S | X | X | N/A | N/A | 1.5 | 0.9 | 1 | 1 | 0 | N |  |  | OP | X | 1 | 1921 |  |  | N | Electric Utility | 1 | X X X: X; DFO RC RC: WAT |  |  | N | N |  | 1H | [23 empty] | N
Vintage1973 | petroleum | TRUE | 13337 | Nebraska Public Power District | 2271 | McCook | NE | Red Willow | 1 | Petroleum Liquids | GT |  | S | X | X | NPPD_MCCOOK | NPPD_MCCOOK | 56.7 | 0.9 | 39.7 | 39.7 | 0 | N |  |  | OP | X | 6 | 1973 |  |  | N | Electric Utility | 1 | X X X: X; DFO RC RC: DFO |  |  | N | N |  | 10M | [23 empty] | N | N | N
Vintage1936 | hydro | TRUE | 11251 | Loup River Public Power Dist | 2273 | Monroe (NE) | NE | Platte | 1 | Conventional Hydroelectric | HY |  | S | X | X | N/A | N/A | 2.8 | 0.95 | 1 | 1 | 0 | N |  |  | OP | X | 1 | 1936 |  |  | N | Electric Utility | 1 | X X X: X; DFO RC RC: WAT |  |  | N | N |  | 10M | [23 empty] | N
Vintage1936 | hydro | TRUE | 11251 | Loup River Public Power Dist | 2273 | Monroe (NE) | NE | Platte | 2 | Conventional Hydroelectric | HY |  | S | X | X | N/A | N/A | 2.8 | 0.95 | 1 | 1 | 0 | N |  |  | OP | X | 1 | 1936 |  |  | N | Electric Utility | 1 | X X X: X; DFO RC RC: WAT |  |  | N | N |  | 10M | [23 empty] | N
Vintage1936 | hydro | TRUE | 11251 | Loup River Public Power Dist | 2273 | Monroe (NE) | NE | Platte | 3 | Conventional Hydroelectric | HY |  | S | X | X | N/A | N/A | 2.8 | 0.95 | 1 | 1 | 0 | N |  |  | OP | X | 1 | 1936 |  |  | N | Electric Utility | 1 | X X X: X; DFO RC RC: WAT |  |  | N | N |  | 10M | [23 empty] | N
Vintage1935 | hydro | TRUE | 13337 | Nebraska Public Power District | 2274 | North Platte | NE | Lincoln | 1 | Conventional Hydroelectric | HY |  | S | X | X | NPPD_NPLATTE_1 | NPPD_NPLATTE_1 | 13.1 | 0.9 | 12 | 12 | 0 | N |  |  | OP | X | 1 | 1935 |  |  | N | Electric Utility | 1 | X X X: X; DFO RC RC: WAT |  |  | N | N |  | 10M | [23 empty] | N
Vintage1935 | hydro | TRUE | 13337 | Nebraska Public Power District | 2274 | North Platte | NE | Lincoln | 2 | Conventional Hydroelectric | HY |  | S | X | X | NPPD_NPLATTE_2 | NPPD_NPLATTE_2 | 13.1 | 0.9 | 12 | 12 | 0 | N |  |  | OP | X | 1 | 1935 |  |  | N | Electric Utility | 1 | X X X: X; DFO RC RC: WAT |  |  | N | N |  | 10M
Vintage1961 | hard coal | TRUE | 13337 | Nebraska Public Power District | 2277 | Sheldon | NE | Lancaster | 1 | Conventional Steam Coal | ST |  | S | X | X | NPPD_SHLD_1 | NPPD_SHLD_1 | 108.8 | 0.85 | 104 | 104 | 0 | N |  |  | OP | X | 1 | 1961 |  |  | N | Electric Utility | 1 | X X X: X; DFO RC RC: SUB; DFO DFO DFO: NG |  |  | N | N |  | OVER |  |  |  | Y | Y | [18 empty] | N | N | N
Vintage1965 | hard coal | TRUE | 13337 | Nebraska Public Power District | 2277 | Sheldon | NE | Lancaster | 2 | Conventional Steam Coal | ST |  | S | X | X | NPPD_SHLD_2 | NPPD_SHLD_2 | 119.9 | 0.85 | 115 | 115 | 0 | N |  |  | OP | X | 1 | 1965 |  |  | N | Electric Utility | 1 | X X X: X; DFO RC RC: SUB; DFO DFO DFO: NG |  |  | N | N |  | OVER |  |  |  | Y | Y | [18 empty] | N | N | N
Vintage1973 | petroleum | TRUE | 14127 | Omaha Public Power District | 2290 | Jones Street | NE | Douglas | 1 | Petroleum Liquids | GT |  | S | X | X | JONES_STREET_1 |  | 65 | 0.9 | 61.2 | 61.2 | 23 | N |  |  | OP | X | 6 | 1973 |  |  | N | Electric Utility | 1 | X X X: X; DFO RC RC: DFO |  |  | N | N |  | 1H | [23 empty] | N | N
Vintage1973 | petroleum | TRUE | 14127 | Omaha Public Power District | 2290 | Jones Street | NE | Douglas | 2 | Petroleum Liquids | GT |  | S | X | X | JONES_STREET 2 |  | 65 | 0.9 | 62.2 | 62.2 | 23 | N |  |  | OP | X | 6 | 1973 |  |  | N | Electric Utility | 1 | X X X: X; DFO RC RC: DFO |  |  | N | N |  | 1H | [23 empty] | N | N
Vintage1954 | natural gas steam turbine | TRUE | 14127 | Omaha Public Power District | 2291 | North Omaha | NE | Douglas | 1 | Natural Gas Steam Turbine | ST |  | S | X | X | NORTH_OMAHA_1 |  | 73.5 | 0.8 | 64.8 |  | 38 | N |  |  | OP | X | 7 | 1954 | 12 | 2023 | N | Electric Utility | 1 | [11 empty] | N | N |  | OVER |  | N |  |  | N | [18 empty] | N | N | N | bar: X X X to DFO RC RC; DFO DFO DFO
Vintage1957 | natural gas steam turbine | TRUE | 14127 | Omaha Public Power District | 2291 | North Omaha | NE | Douglas | 2 | Natural Gas Steam Turbine | ST |  | S | X | X | NORTH_OMAHA_2 |  | 108.8 | 0.85 | 90.8 |  | 55 | N |  |  | OP | X | 4 | 1957 | 12 | 2023 | N | Electric Utility | 1 | [11 empty] | N | N |  | OVER |  | N |  |  | N | [18 empty] | N | N | N | bar: X X X to DFO RC RC; DFO DFO DFO
Vintage1959 | natural gas steam turbine | TRUE | 14127 | Omaha Public Power District | 2291 | North Omaha | NE | Douglas | 3 | Natural Gas Steam Turbine | ST |  | S | X | X | NORTH OMAHA 3 |  | 108.8 | 0.85 | 86 | 41.4 | 55 | N |  |  | OP | X | 4 | 1959 | 12 | 2023 | N | Electric Utility | 1 | [11 empty] | N | N |  | OVER |  | N |  |  | N | [18 empty] | N | N | N | bar: X X X to DFO RC RC; DFO DFO DFO
Vintage1963 | hard coal | TRUE | 14127 | Omaha Public Power District | 2291 | North Omaha | NE | Douglas | 4 | Conventional Steam Coal | ST |  | S | X | X | NORTH_OMAHA_4 |  | 136 | 0.85 | 120.1 | 101.8 | 61 | N |  |  | OP | X | 3 | 1963 |  |  | N | Electric Utility | 1 | X X X: X; DFO RC RC: SUB; DFO SUB SUB: NG; DFO DFO DFO: NG |  |  | N | N |  | OVER |  | Y |  |  | Y | [18 empty] | Y | Y | N
Vintage1968 | hard coal | TRUE | 14127 | Omaha Public Power District | 2291 | North Omaha | NE | Douglas | 5 | Conventional Steam Coal | ST |  | S | X | X | NORTH_OMAHA_5 |  | 217.6 | 0.85 | 216.2 | 174.9 | 75 | N |  |  | OP | X | 5 | 1968 |  |  | N | Electric Utility | 1 | X X X: X; DFO RC RC: SUB; DFO SUB SUB: NG; DFO DFO DFO: NG |  |  | N | N |  | OVER |  | Y |  |  | Y | [18 empty] | Y | Y | N
Vintage1972 | natural gas peaker | TRUE | 14127 | Omaha Public Power District | 2292 | Sarpy County | NE | Sarpy | 1 | Natural Gas Fired Combustion Turbine | GT |  | S | X | X | SARPY_1 |  | 55.4 | 0.9 | 55.4 | 55.4 | 22 | N |  |  | OP | X | 6 | 1972 |  |  | N | Electric Utility | 1 | X X X: X; DFO RC RC: NG; DFO SUB SUB: DFO |  |  | N | N |  | 1H | [23 empty] | Y | N | Y
Vintage1972 | natural gas peaker | TRUE | 14127 | Omaha Public Power District | 2292 | Sarpy County | NE | Sarpy | 2 | Natural Gas Fired Combustion Turbine | GT |  | S | X | X | SARPY_2 |  | 55.4 | 0.9 | 55.9 | 55.9 | 22 | N |  |  | OP | X | 6 | 1972 |  |  | N | Electric Utility | 1 | X X X: X; DFO RC RC: NG; DFO SUB SUB: DFO |  |  | N | N |  | 1H | [23 empty] | Y | N | Y
Vintage1996 | natural gas peaker | TRUE | 14127 | Omaha Public Power District | 2292 | Sarpy County | NE | Sarpy | 3 | Natural Gas Fired Combustion Turbine | GT |  | S | X | X | SARPY_3 |  | 106.3 | 0.85 | 107.8 | 107.8 | 54 | N |  |  | OP | X | 5 | 1996 |  |  | N | Electric Utility | 1 | X X X: X; DFO RC RC: NG; DFO SUB SUB: DFO |  |  | N | N |  | 1H | [23 empty] | Y | N | Y
Vintage2000 | natural gas peaker | TRUE | 14127 | Omaha Public Power District | 2292 | Sarpy County | NE | Sarpy | 4 | Natural Gas Fired Combustion Turbine | GT |  | S | X | X | SARPY_4 |  | 58.9 | 0.85 | 48.7 | 48.7 | 30 | N |  |  | OP | X | 5 | 2000 |  |  | N | Electric Utility | 1 | X X X: X; DFO RC RC: NG; DFO SUB SUB: DFO |  |  | N | N |  | 1H | [23 empty] | Y | Y | Y
Vintage2000 | natural gas peaker | TRUE | 14127 | Omaha Public Power District | 2292 | Sarpy County | NE | Sarpy | 5 | Natural Gas Fired Combustion Turbine | GT |  | S | X | X | SARPY_5 |  | 58.9 | 0.85 | 47.9 | 47.9 | 24 | N |  |  | OP | X | 5 | 2000 |  |  | N | Electric Utility | 1 | X X X: X; DFO RC RC: NG; DFO SUB SUB: DFO |  |  | N | N |  | 1H | [23 empty] | Y | Y | Y
Vintage1996 | petroleum | TRUE | 14127 | Omaha Public Power District | 2292 | Sarpy County | NE | Sarpy | BSD | Petroleum Liquids | IC |  | S | X | X |  |  | 3.5 | 0.8 | 3.4 | 3.4 | 3.4 | N |  |  | SB | Y | 5 | 1996 |  |  | N | Electric Utility | 1 | X X X: X; DFO RC RC: DFO |  |  | N | N |  | 10M | [23 empty] | N | N | N
Vintage1973 | petroleum | TRUE | 14172 | City of Ord - (NE) | 2294 | Ord | NE | Valley | 1 | Petroleum Liquids | IC |  | S | X | X | N/A | N/A | 5 | 0.8 | 5 | 5 | 0 | N |  |  | OP | X | 1 | 1973 |  |  | N | Electric Utility | 1 | X X X: X; DFO RC RC: DFO; DFO SUB SUB: NG |  |  | N | N |  | 1H | [23 empty] | Y | N | Y
Vintage1966 | petroleum | TRUE | 14172 | City of Ord - (NE) | 2294 | Ord | NE | Valley | 2 | Petroleum Liquids | IC |  | S | X | X | N/A | N/A | 1.5 | 0.8 | 1 | 1 | 0 | N |  |  | OP | X | 1 | 1966 |  |  | N | Electric Utility | 1 | X X X: X; DFO RC RC: DFO; DFO SUB SUB: NG |  |  | N | N |  | 1H | N | [22 empty] | Y | N | Y
Vintage1963 | petroleum | TRUE | 14172 | City of Ord - (NE) | 2294 | Ord | NE | Valley | 3 | Petroleum Liquids | IC |  | S | X | X | N/A | N/A | 2.5 | 0.8 | 2 | 2 | 0 | N |  |  | OP | X | 1 | 1963 |  |  | N | Electric Utility | 1 | X X X: X; DFO RC RC: DFO; DFO SUB SUB: NG |  |  | N | N |  | 1H | [23 empty] | Y | N | Y
Vintage1997 | petroleum | TRUE | 14172 | City of Ord - (NE) | 2294 | Ord | NE | Valley | 4A | Petroleum Liquids | IC |  | S | X | X | N/A | N/A | 1.5 | 0.8 | 1.4 | 1.4 | 0 | N |  |  | OP | X | 4 | 1997 |  |  | N | Electric Utility | 1 | X X X: X; DFO RC RC: DFO |  |  | N | N |  | 1H | [23 empty] | N | N | N
Vintage1997 | petroleum | TRUE | 14172 | City of Ord - (NE) | 2294 | Ord | NE | Valley | 5A | Petroleum Liquids | IC |  | S | X | X | N/A | N/A | 1.5 | 0.8 | 1.4 | 1.4 | 0 | N |  |  | OP | X | 4 | 1997 |  |  | N | Electric Utility | 1 | X X X: X; DFO RC RC: DFO |  |  | N | N |  | 1H | [23 empty] | N | N | N
Vintage1953 | natural gas peaker | TRUE | 14277 | Village of Oxford - (NE) | 2295 | Oxford (NE) | NE | Furnas | 2 | Natural Gas Internal Combustion Engine | IC |  | S | X | X |  |  | 0.6 | 0.8 | 0.5 | 0.6 | 0.3 | N |  |  | OP | X | 8 | 1953 |  |  | N | Electric Utility | 1 | X X X: X; DFO RC RC: NG; DFO SUB SUB: DFO |  |  | N |  |  | 10M | [23 empty] | Y | Y | Y
Vintage1956 | natural gas peaker | TRUE | 14277 | Village of Oxford - (NE) | 2295 | Oxford (NE) | NE | Furnas | 3 | Natural Gas Internal Combustion Engine | IC |  | S | X | X |  |  | 0.9 | 0.8 | 0.8 | 0.9 | 0.5 | N |  |  | OP | X | 1 | 1956 |  |  | N | Electric Utility | 1 | X X X: X; DFO RC RC: NG; DFO SUB SUB: DFO |  |  | N |  |  | 10M | [23 empty] | Y | Y | Y
Vintage1956 | natural gas peaker | TRUE | 14277 | Village of Oxford - (NE) | 2295 | Oxford (NE) | NE | Furnas | 4 | Natural Gas Internal Combustion Engine | IC |  | S | X | X |  |  | 0.6 | 0.8 | 0.5 | 0.6 | 0.3 | N |  |  | OP | X | 1 | 1956 |  |  | N | Electric Utility | 1 | X X X: X; DFO RC RC: NG; DFO SUB SUB: DFO |  |  | N |  |  | 10M | [23 empty] | Y | Y | Y
Vintage1972 | natural gas peaker | TRUE | 14277 | Village of Oxford - (NE) | 2295 | Oxford (NE) | NE | Furnas | 5 | Natural Gas Internal Combustion Engine | IC |  | S | X | X |  |  | 1.3 | 0.8 | 1.2 | 1.3 | 0.3 | N |  |  | OP | X | 10 | 1972 |  |  | N | Electric Utility | 1 | X X X: X; DFO RC RC: NG; DFO SUB SUB: DFO |  |  | N |  |  | 10M | [23 empty] | Y | Y | Y
Vintage1968 | petroleum | TRUE | 14656 | City of Pender - (NE) | 2296 | Pender | NE | Thurston | 1 | Petroleum Liquids | IC |  | S | X | X |  |  | 1.5 | 1 | 1.2 | 1.2 | 1.1 | N |  |  | OP | X | 1 | 1968 |  |  | N | Electric Utility | 1 | X X X: X; DFO RC RC: DFO; DFO SUB SUB: NG |  |  | N | N |  | 1H | [23 empty] | Y | N | Y
Vintage1973 | petroleum | TRUE | 14656 | City of Pender - (NE) | 2296 | Pender | NE | Thurston | 2 | Petroleum Liquids | IC |  | S | X | X |  |  | 2 | 1 | 2 | 2 | 1.8 | N |  |  | OP | X | 1 | 1973 |  |  | N | Electric Utility | 1 | X X X: X; DFO RC RC: DFO; DFO SUB SUB: NG |  |  | N | N |  | 1H | [23 empty] | Y | N | N
Vintage1953 | petroleum | TRUE | 14656 | City of Pender - (NE) | 2296 | Pender | NE | Thurston | 3 | Petroleum Liquids | IC |  | S | X | X |  |  | 0.5 | 1 | 0.5 | 0.5 | 0.5 | N |  |  | OP | X | 1 | 1953 |  |  | N | Electric Utility | 1 | X X X: X; DFO RC RC: DFO; DFO SUB SUB: NG |  |  | N | N |  | 1H | [23 empty] | Y | N | Y
Vintage1961 | petroleum | TRUE | 14656 | City of Pender - (NE) | 2296 | Pender | NE | Thurston | 4 | Petroleum Liquids | IC |  | S | X | X |  |  | 0.9 | 1 | 0.8 | 0.8 | 0.8 | N |  |  | OP | X | 1 | 1961 |  |  | N | Electric Utility | 1 | X X X: X; DFO RC RC: DFO; DFO SUB SUB: NG |  |  | N | N |  | 1H | [23 empty] | Y | N | Y
Vintage1949 | petroleum | TRUE | 13698 | North Central Public Pwr Dist | 2297 | Plainview Muncipal Power | NE | Pierce | 1 | Petroleum Liquids | IC |  | W | X | X |  |  | 1.1 | 0.88 | 1.1 | 1.1 | 1.1 | N |  |  | OP | X | 1 | 1949 |  |  | N | Electric Utility | 1 | X X X: X; DFO RC RC: DFO | [5 empty] | 1H | [23 empty] | N
Vintage1958 | petroleum | TRUE | 13698 | North Central Public Pwr Dist | 2297 | Plainview Muncipal Power | NE | Pierce | 3 | Petroleum Liquids | IC |  | W | X | X |  |  | 0.9 | 0.8 | 0.9 | 0.9 | 0.9 | N |  |  | OP | X | 1 | 1958 |  |  | N | Electric Utility | 1 | X X X: X; DFO RC RC: DFO | [5 empty] | 1H | [23 empty] | N
Vintage1963 | petroleum | TRUE | 13698 | North Central Public Pwr Dist | 2297 | Plainview Muncipal Power | NE | Pierce | 4 | Petroleum Liquids | IC |  | W | X | X |  |  | 1.2 | 0.8 | 1.2 | 1.2 | 1.2 | N |  |  | OP | X | 1 | 1963 |  |  | N | Electric Utility | 1 | X X X: X; DFO RC RC: DFO | [5 empty] | 1H | [23 empty] | N
Vintage1999 | petroleum | TRUE | 13698 | North Central Public Pwr Dist | 2297 | Plainview Muncipal Power | NE | Pierce | 5 | Petroleum Liquids | IC |  | W | X | X |  |  | 1.8 | 0.8 | 1.8 | 1.8 | 1.8 | N |  |  | OP | X | 6 | 1999 |  |  | N | Electric Utility | 1 | X X X: X; DFO RC RC: DFO | [5 empty] | 1H | [23 empty] | N
Vintage1953 | petroleum | TRUE | 15773 | City of Red Cloud - (NE) | 2299 | Red Cloud | NE | Webster | 2 | Petroleum Liquids | IC |  | S | X | X |  |  | 0.9 | 0.9 | 0.6 | 0.6 | 0.1 | N |  |  | OP | X | 6 | 1953 |  |  | N | Electric Utility | 1 | X X X: X; DFO RC RC: DFO |  |  | N | N |  | 1H | [23 empty] | N | N
Vintage1960 | petroleum | TRUE | 15773 | City of Red Cloud - (NE) | 2299 | Red Cloud | NE | Webster | 3 | Petroleum Liquids | IC |  | S | X | X |  |  | 1.3 | 0.9 | 1.2 | 1.2 | 0.1 | N |  |  | OP | X | 12 | 1960 |  |  | N | Electric Utility | 1 | X X X: X; DFO RC RC: DFO |  |  | N | N |  | 1H | [23 empty] | N | N
Vintage1968 | petroleum | TRUE | 15773 | City of Red Cloud - (NE) | 2299 | Red Cloud | NE | Webster | 4 | Petroleum Liquids | IC |  | S | X | X |  |  | 1.3 | 0.9 | 1.2 | 1.2 | 0.1 | N |  |  | OP | X | 8 | 1968 |  |  | N | Electric Utility | 1 | X X X: X; DFO RC RC: DFO |  |  | N | N |  | 1H | [23 empty] | N | N
Vintage1973 | petroleum | TRUE | 15773 | City of Red Cloud - (NE) | 2299 | Red Cloud | NE | Webster | 5 | Petroleum Liquids | IC |  | S | X | X |  |  | 2.2 | 0.9 | 2.2 | 2.2 | 0.1 | N |  |  | OP | X | 9 | 1973 |  |  | N | Electric Utility | 1 | X X X: X; DFO RC RC: DFO |  |  | N | N |  | 1H | [23 empty] | N | N
Vintage1968 | petroleum | TRUE | 16667 | City of Sargent - (NE) | 2300 | Sargent | NE | Custer | 1 | Petroleum Liquids | IC |  | S | X | X |  |  | 1.1 | 0.95 | 1.1 | 1.1 | 0.6 | N |  |  | OP | X | 3 | 1968 |  |  | N | Electric Utility | 1 | X X X: X; DFO RC RC: DFO; DFO SUB SUB: NG |  |  | N | N |  | 1H | [23 empty] | N | N | N
Vintage1964 | petroleum | TRUE | 16667 | City of Sargent - (NE) | 2300 | Sargent | NE | Custer | 3 | Petroleum Liquids | IC |  | S | X | X |  |  | 0.9 | 0.95 | 0.9 | 0.9 | 0.5 | N |  |  | OP | X | 2 | 1964 |  |  | N | Electric Utility | 1 | X X X: X; DFO RC RC: DFO; DFO SUB SUB: NG |  |  | N | N |  | 1H | [23 empty] | N | N | N
Vintage1954 | petroleum | TRUE | 16667 | City of Sargent - (NE) | 2300 | Sargent | NE | Custer | 4 | Petroleum Liquids | IC |  | S | X | X |  |  | 0.4 | 0.95 | 0.4 | 0.4 | 0.2 | N |  |  | OP | X | 1 | 1954 |  |  | N | Electric Utility | 1 | X X X: X; DFO RC RC: DFO; DFO SUB SUB: NG |  |  | N | N |  | 1H | [23 empty] | N | N | N
Vintage1949 | natural gas peaker | TRUE | 17149 | City of Sidney - (NE) | 2302 | Sidney (NE) | NE | Cheyenne | 1 | Natural Gas Internal Combustion Engine | IC |  | S | X | X |  |  | 1.2 | 0.9 | 1 | 1.1 | 0.1 | N |  |  | OP | X | 1 | 1949 |  |  | N | Electric Utility | 1 | X X X: X; DFO RC RC: NG; DFO SUB SUB: DFO |  |  | N | N |  | 1H | [23 empty] | Y | N | Y
Vintage1931 | petroleum | TRUE | 17149 | City of Sidney - (NE) | 2302 | Sidney (NE) | NE | Cheyenne | 3 | Petroleum Liquids | IC |  | S | X | X |  |  | 0.8 | 0.9 | 0.6 | 0.6 | 0.1 | N |  |  | OP | X | 1 | 1931 |  |  | N | Electric Utility | 1 | X X X: X; DFO RC RC: DFO |  |  | N | N |  | 1H | [23 empty] | N | N | N
Vintage1955 | natural gas peaker | TRUE | 17149 | City of Sidney - (NE) | 2302 | Sidney (NE) | NE | Cheyenne | 5 | Natural Gas Internal Combustion Engine | IC |  | S | X | X |  |  | 3.1 | 0.9 | 2.5 | 2.5 | 0.1 | N |  |  | OP | X | 1 | 1955 |  |  | N | Electric Utility | 1 | X X X: X; DFO RC RC: NG; DFO SUB SUB: DFO |  |  | N | N |  | 1H | [23 empty] | Y | Y | Y
Vintage1919 | hydro | TRUE | 17727 | Village of Spalding - (NE) | 2303 | Spalding | NE | Greeley | 1 | Conventional Hydroelectric | HY |  | S | X | X |  |  | 0.1 | 0.8 | 0.1 | 0.1 | 0.1 | N |  |  | OP | X | 7 | 1919 |  |  | N | Electric Utility | 1 | X X X: X; DFO RC RC: WAT |  |  | N | N |  | 10M | [23 empty] | N
Vintage1956 | hydro | TRUE | 17727 | Village of Spalding - (NE) | 2303 | Spalding | NE | Greeley | 2 | Conventional Hydroelectric | HY |  | S | X | X |  |  | 0.1 | 0.8 | 0.1 | 0.1 | 0.1 | N |  |  | OP | X | 7 | 1956 |  |  | N | Electric Utility | 1 | X X X: X; DFO RC RC: WAT |  |  | N | N |  | 10M | [23 empty] | N
Vintage1947 | petroleum | TRUE | 17727 | Village of Spalding - (NE) | 2303 | Spalding | NE | Greeley | 4 | Petroleum Liquids | IC |  | S | X | X |  |  | 0.2 | 0.8 | 0.2 | 0.2 | 0.1 | N |  |  | SB | N | 8 | 1947 |  |  | N | Electric Utility | 1 | X X X: X; DFO RC RC: DFO |  |  | N | N |  | 10M | [23 empty] | N | N | N
Vintage1959 | petroleum | TRUE | 17727 | Village of Spalding - (NE) | 2303 | Spalding | NE | Greeley | 5 | Petroleum Liquids | IC |  | S | X | X |  |  | 0.4 | 0.8 | 0.4 | 0.4 | 0.1 | N |  |  | SB | N | 8 | 1959 |  |  | N | Electric Utility | 1 | X X X: X; DFO RC RC: DFO |  |  | N | N |  | 10M | [23 empty] | N | N | N
Vintage1975 | petroleum | TRUE | 17727 | Village of Spalding - (NE) | 2303 | Spalding | NE | Greeley | 6 | Petroleum Liquids | IC |  | S | X | X |  |  | 1.3 | 0.8 | 1.3 | 1.3 | 0.3 | N |  |  | SB | N | 7 | 1975 |  |  | N | Electric Utility | 1 | X X X: X; DFO RC RC: DFO |  |  | N | N |  | 10M | [23 empty] | N | N | N
Vintage1952 | natural gas peaker | TRUE | 18230 | City of Stuart - (NE) | 2305 | Stuart (NE) | NE | Holt | 1 | Natural Gas Internal Combustion Engine | IC |  | S | X | X |  |  | 0.7 | 0.8 | 0.7 | 0.7 | 0.1 | N |  |  | OP | X | 1 | 1952 |  |  | N | Electric Utility | 1 | X X X: X; DFO RC RC: NG; DFO SUB SUB: DFO |  |  |  | N |  | 1H | [23 empty] | N |  | N
Vintage1960 | petroleum | TRUE | 18230 | City of Stuart - (NE) | 2305 | Stuart (NE) | NE | Holt | 2 | Petroleum Liquids | IC |  | S | X | X |  |  | 0.2 | 0.8 | 0.2 | 0.2 | 0.1 | N |  |  | SB | Y | 1 | 1960 |  |  | N | Electric Utility | 1 | X X X: X; DFO RC RC: DFO |  |  | N | N |  | 1H | [23 empty] | N
Vintage1952 | petroleum | TRUE | 18230 | City of Stuart - (NE) | 2305 | Stuart (NE) | NE | Holt | 3 | Petroleum Liquids | IC |  | S | X | X |  |  | 0.2 | 0.8 | 0.2 | 0.2 | 0.1 | N |  |  | SB | Y | 1 | 1952 |  |  | N | Electric Utility | 1 | X X X: X; DFO RC RC: DFO |  |  | N | N |  | 1H | [23 empty] | N
Vintage1997 | petroleum | TRUE | 18230 | City of Stuart - (NE) | 2305 | Stuart (NE) | NE | Holt | 5 | Petroleum Liquids | IC |  | S | X | X |  |  | 0.8 | 0.8 | 0.8 | 0.8 | 0.1 | N |  |  | OP | X | 8 | 1997 |  |  | N | Electric Utility | 1 | X X X: X; DFO RC RC: DFO |  |  | N |  |  | 1H | [23 empty] | N
Vintage1948 | natural gas peaker | TRUE | 18525 | City of Tecumseh | 2308 | Tecumseh | NE | Johnson | 1 | Natural Gas Internal Combustion Engine | IC |  | S | X | X |  |  | 0.7 | 0.9 | 0.6 | 0.6 | 0.1 | N |  |  | OP | X | 1 | 1948 |  |  | N | Electric Utility | 1 | X X X: X; DFO RC RC: NG; DFO SUB SUB: DFO |  |  | N | N |  | 1H | [23 empty] | N | N | N
Vintage1968 | natural gas peaker | TRUE | 18525 | City of Tecumseh | 2308 | Tecumseh | NE | Johnson | 2 | Natural Gas Internal Combustion Engine | IC |  | S | X | X |  |  | 1.5 | 0.9 | 1.4 | 1.4 | 0.1 | N |  |  | OP | X | 1 | 1968 |  |  | N | Electric Utility | 1 | X X X: X; DFO RC RC: NG; DFO SUB SUB: DFO |  |  | N | N |  | 1H | [23 empty] | Y | N | Y
Vintage1953 | natural gas peaker | TRUE | 18525 | City of Tecumseh | 2308 | Tecumseh | NE | Johnson | 3 | Natural Gas Internal Combustion Engine | IC |  | S | X | X |  |  | 1.1 | 0.9 | 1 | 1 | 0.1 | N |  |  | OP | X | 1 | 1953 |  |  | N | Electric Utility | 1 | X X X: X; DFO RC RC: NG; DFO SUB SUB: DFO |  |  | N | N |  | 1H | [23 empty] | Y | N | Y
Vintage1960 | natural gas peaker | TRUE | 18525 | City of Tecumseh | 2308 | Tecumseh | NE | Johnson | 4 | Natural Gas Internal Combustion Engine | IC |  | S | X | X |  |  | 1.3 | 0.9 | 1.2 | 1.2 | 0.1 | N |  |  | OP | X | 1 | 1960 |  |  | N | Electric Utility | 1 | X X X: X; DFO RC RC: NG; DFO SUB SUB: DFO |  |  | N | N |  | 1H | [23 empty] | Y | N | Y
Vintage1993 | natural gas peaker | TRUE | 18525 | City of Tecumseh | 2308 | Tecumseh | NE | Johnson | 5A | Natural Gas Internal Combustion Engine | IC |  | S | X | X |  |  | 2.4 | 0.9 | 2.4 | 2.4 | 0.1 | N |  |  | OP | X | 3 | 1993 |  |  | N | Electric Utility | 1 | X X X: X; DFO RC RC: NG; DFO SUB SUB: DFO |  |  | N | N |  | 1H | [23 empty] | Y | N | Y
Vintage1960 | natural gas peaker | TRUE | 19968 | City of Wahoo - (NE) | 2310 | Wahoo | NE | Saunders | 1 | Natural Gas Internal Combustion Engine | IC |  | S | X | X |  |  | 2.5 | 0.8 | 2.1 | 2.1 | 0.5 | N |  |  | OP | X | 9 | 1960 |  |  | N | Electric Utility | 1 | X X X: X; DFO RC RC: NG; DFO SUB SUB: DFO |  |  | N | N |  | 1H | [23 empty] | Y | N | Y
Vintage1936 | petroleum | TRUE | 19968 | City of Wahoo - (NE) | 2310 | Wahoo | NE | Saunders | 2 | Petroleum Liquids | IC |  | S | X | X |  |  | 0.5 | 0.8 | 0.4 | 0.4 | 0.1 | N |  |  | OP | X | 8 | 1936 |  |  | N | Electric Utility | 1 | X X X: X; DFO RC RC: DFO |  |  | N | N |  | 1H | [23 empty] | N | N | N
Vintage1973 | natural gas peaker | TRUE | 19968 | City of Wahoo - (NE) | 2310 | Wahoo | NE | Saunders | 3 | Natural Gas Internal Combustion Engine | IC |  | S | X | X |  |  | 4.4 | 0.8 | 4.4 | 4.4 | 1 | N |  |  | OP | X | 8 | 1973 |  |  | N | Electric Utility | 1 | X X X: X; DFO RC RC: NG; DFO SUB SUB: DFO |  |  | N | N |  | 1H | [23 empty] | Y | N | Y
Vintage1947 | natural gas peaker | TRUE | 19968 | City of Wahoo - (NE) | 2310 | Wahoo | NE | Saunders | 4 | Natural Gas Internal Combustion Engine | IC |  | S | X | X |  |  | 1.2 | 0.8 | 1.1 | 1.1 | 0.2 | N |  |  | OP | X | 6 | 1947 |  |  | N | Electric Utility | 1 | X X X: X; DFO RC RC: NG; DFO SUB SUB: DFO |  |  | N | N |  | 1H | [23 empty] | Y | N | Y
Vintage1952 | natural gas peaker | TRUE | 19968 | City of Wahoo - (NE) | 2310 | Wahoo | NE | Saunders | 5 | Natural Gas Internal Combustion Engine | IC |  | S | X | X |  |  | 2.1 | 0.8 | 2.2 | 2.2 | 0.5 | N |  |  | OP | X | 9 | 1952 |  |  | N | Electric Utility | 1 | X X X: X; DFO RC RC: NG; DFO SUB SUB: DFO |  |  | N | N |  | 1H | [23 empty] | Y | N | Y
Vintage1969 | natural gas peaker | TRUE | 19968 | City of Wahoo - (NE) | 2310 | Wahoo | NE | Saunders | 6 | Natural Gas Internal Combustion Engine | IC |  | S | X | X |  |  | 3.5 | 0.8 | 3.4 | 3.4 | 1 | N |  |  | OP | X | 7 | 1969 |  |  | N | Electric Utility | 1 | X X X: X; DFO RC RC: NG; DFO SUB SUB: DFO |  |  | N | N |  | 1H | [23 empty] | Y | N | Y
Vintage1915 | petroleum | TRUE | 19980 | City of Wakefield - (NE) | 2311 | Wakefield | NE | Dixon | 2 | Petroleum Liquids | IC |  | S | X | X |  |  | 0.6 | 0.8 | 0.5 | 0.5 | 0.5 | N |  |  | OP | X | 1 | 1915 |  |  | N | Electric Utility | 1 | X X X: X; DFO RC RC: DFO; DFO SUB SUB: NG |  |  | N | N |  | 12H | [23 empty] | Y | Y | Y
Vintage1966 | petroleum | TRUE | 19980 | City of Wakefield - (NE) | 2311 | Wakefield | NE | Dixon | 5 | Petroleum Liquids | IC |  | S | X | X |  |  | 1.3 | 0.8 | 1 | 1 | 1 | N |  |  | OP | X | 1 | 1966 |  |  | N | Electric Utility | 1 | X X X: X; DFO RC RC: DFO; DFO SUB SUB: NG |  |  | N | N |  | 12H | [23 empty] | Y | Y | Y
Vintage1971 | petroleum | TRUE | 19980 | City of Wakefield - (NE) | 2311 | Wakefield | NE | Dixon | 6 | Petroleum Liquids | IC |  | S | X | X |  |  | 1.3 | 0.8 | 1.1 | 1.1 | 1.1 | N |  |  | OP | X | 1 | 1971 |  |  | N | Electric Utility | 1 | X X X: X; DFO RC RC: DFO; DFO SUB SUB: NG |  |  | N | N |  | 12H | [23 empty] | Y | Y | Y
Vintage1961 | petroleum | TRUE | 19980 | City of Wakefield - (NE) | 2311 | Wakefield | NE | Dixon | IC4 | Petroleum Liquids | IC |  | S | X | X |  |  | 0.9 | 0.8 | 0.6 | 0.6 | 0.6 | N |  |  | OP | X | 1 | 1961 |  |  | N | Electric Utility | 1 | X X X: X; DFO RC RC: DFO; DFO SUB SUB: NG |  |  | N | N |  | 12H | [23 empty] | Y | Y | Y
Vintage1951 | petroleum | TRUE | 20219 | City of Wayne | 2312 | Wayne IC | NE | Wayne | 1 | Petroleum Liquids | IC |  | S | X | X | N/A | N/A | 1.3 | 0.8 | 0.8 | 0.8 | 0 | N |  |  | OP | X | 1 | 1951 |  |  | N | Electric Utility | 1 | X X X: X; DFO RC RC: DFO |  |  | N | N |  | 1H | [23 empty] | N | N | N
Vintage1947 | petroleum | TRUE | 20219 | City of Wayne | 2312 | Wayne IC | NE | Wayne | 2 | Petroleum Liquids | IC |  | S | X | X | N/A | N/A | 1 | 0.8 | 0.9 | 0.9 | 0 | N |  |  | SB | Y | 1 | 1947 |  |  | N | Electric Utility | 1 | X X X: X; DFO RC RC: DFO |  |  | N | N |  | 1H | [23 empty] | N | N | N
Vintage1956 | petroleum | TRUE | 20219 | City of Wayne | 2312 | Wayne IC | NE | Wayne | 3 | Petroleum Liquids | IC |  | S | X | X | N/A | N/A | 1.9 | 0.8 | 1.8 | 1.8 | 0 | N |  |  | OP | X | 1 | 1956 |  |  | N | Electric Utility | 1 | X X X: X; DFO RC RC: DFO |  |  | N | N |  | 1H | [23 empty] | N | N | N
Vintage1960 | petroleum | TRUE | 20219 | City of Wayne | 2312 | Wayne IC | NE | Wayne | 4 | Petroleum Liquids | IC |  | S | X | X | N/A | N/A | 2 | 0.8 | 1.9 | 1.9 | 0 | N |  |  | OP | X | 1 | 1960 |  |  | N | Electric Utility | 1 | X X X: X; DFO RC RC: DFO |  |  | N | N |  | 1H | [23 empty] | N | N | N
Vintage1966 | petroleum | TRUE | 20219 | City of Wayne | 2312 | Wayne IC | NE | Wayne | 5 | Petroleum Liquids | IC |  | S | X | X | N/A | N/A | 3.5 | 0.8 | 3.3 | 3.3 | 0 | N |  |  | OP | X | 1 | 1966 |  |  | N | Electric Utility | 1 | X X X: X; DFO RC RC: DFO |  |  | N | N |  | 1H | [23 empty] | N | N | N
Vintage1968 | petroleum | TRUE | 20219 | City of Wayne | 2312 | Wayne IC | NE | Wayne | 6 | Petroleum Liquids | IC |  | S | X | X | N/A | N/A | 5.1 | 0.8 | 4.9 | 4.9 | 0 | N |  |  | OP | X | 1 | 1968 |  |  | N | Electric Utility | 1 | X X X: X; DFO RC RC: DFO |  |  | N | N |  | 1H | [23 empty] | N | N | N
Vintage1998 | petroleum | TRUE | 20219 | City of Wayne | 2312 | Wayne IC | NE | Wayne | 7 | Petroleum Liquids | IC |  | S | X | X | N/A | N/A | 3.5 | 0.8 | 3.3 | 3.3 | 0 | N |  |  | OP | X | 2 | 1998 |  |  | N | Electric Utility | 1 | X X X: X; DFO RC RC: DFO |  |  | N | N |  | 1H | [23 empty] | N | N | N
Vintage1998 | petroleum | TRUE | 20219 | City of Wayne | 2312 | Wayne IC | NE | Wayne | 8 | Petroleum Liquids | IC |  | S | X | X | N/A | N/A | 3.5 | 0.8 | 3.3 | 3.3 | 0 | N |  |  | OP | X | 2 | 1998 |  |  | N | Electric Utility | 1 | X X X: X; DFO RC RC: DFO |  |  | N | N |  | 1H | [23 empty] | N | N | N
Vintage1947 | petroleum | TRUE | 20397 | City of West Point - (NE) | 2313 | West Point Municipal | NE | Cuming | 2 | Petroleum Liquids | IC |  | S | X | X | SPP | SPP | 0.9 | 0.8 | 0.9 | 0.9 | 0.4 | N |  |  | OP | X | 5 | 1947 |  |  | N | Electric Utility | 1 | X X X: X; DFO RC RC: DFO; DFO SUB SUB: NG |  |  | N |  |  | 1H | [23 empty] | Y | Y | N
Vintage1959 | petroleum | TRUE | 20397 | City of West Point - (NE) | 2313 | West Point Municipal | NE | Cuming | 3 | Petroleum Liquids | IC |  | S | X | X | SPP | SPP | 1.2 | 0.8 | 1.2 | 1.2 | 0.6 | N |  |  | OP | X | 7 | 1959 |  |  | N | Electric Utility | 1 | X X X: X; DFO RC RC: DFO; DFO SUB SUB: NG |  |  | N | N |  | 1H | [23 empty] | Y | Y | N
Vintage1965 | petroleum | TRUE | 20397 | City of West Point - (NE) | 2313 | West Point Municipal | NE | Cuming | 4 | Petroleum Liquids | IC |  | S | X | X | SPP | SPP | 2.3 | 0.8 | 2.3 | 2.3 | 1.2 | N |  |  | OP | X | 8 | 1965 |  |  | N | Electric Utility | 1 | X X X: X; DFO RC RC: DFO; DFO SUB SUB: NG |  |  | N | N |  | 1H | [23 empty] | Y | Y | N
Vintage1960 | petroleum | TRUE | 20632 | City of Wilber | 2315 | Wilber | NE | Saline | 4 | Petroleum Liquids | IC |  | S | X | X |  |  | 1.1 | 0.9 | 0.9 | 0.9 | 0.1 | N |  |  | OP | X | 1 | 1960 |  |  | N | Electric Utility | 1 | X X X: X; DFO RC RC: DFO |  |  | N | N |  | 10M | [20 empty] | N |  |  | N | N
Vintage1960 | petroleum | TRUE | 20632 | City of Wilber | 2315 | Wilber | NE | Saline | 5 | Petroleum Liquids | IC |  | S | X | X |  |  | 0.9 | 0.9 | 0.6 | 0.6 | 0.1 | N |  |  | OP | X | 1 | 1960 |  |  | N | Electric Utility | 1 | X X X: X; DFO RC RC: DFO |  |  | N | N |  | 10M | [20 empty] | N |  |  | N | N
Vintage1997 | petroleum | TRUE | 20632 | City of Wilber | 2315 | Wilber | NE | Saline | 6 | Petroleum Liquids | IC |  | S | X | X |  |  | 1.6 | 0.9 | 1.6 | 1.6 | 0.1 | N |  |  | OP | X | 1 | 1997 |  |  | N | Electric Utility | 1 | X X X: X; DFO RC RC: DFO |  |  | N | N |  | 10M | [20 empty] | N |  |  | N | N
Vintage1969 | petroleum | TRUE | 20880 | City of Wisner | 2316 | Wisner | NE | Cuming | 3 | Petroleum Liquids | IC |  | S | X | X |  |  | 0.8 | 0.9 | 0.8 | 0.8 | 0.1 | N |  |  | OP | X | 5 | 1969 |  |  | N | Electric Utility | 1 | X X X: X; DFO RC RC: DFO |  |  | N | N |  | 1H | [23 empty] | N | N | N
Vintage2010 | petroleum | TRUE | 20880 | City of Wisner | 2316 | Wisner | NE | Cuming | 4 | Petroleum Liquids | IC |  | S | X | X |  |  | 1.5 | 0.9 | 1.5 | 1.5 | 0.1 | N |  |  | OP | X | 3 | 2010 |  |  | N | Electric Utility | 1 | X X X: X; DFO RC RC: DFO |  |  | N | N |  | 1H | [23 empty] | N | N | N
Vintage2010 | petroleum | TRUE | 20880 | City of Wisner | 2316 | Wisner | NE | Cuming | 5 | Petroleum Liquids | IC |  | S | X | X |  |  | 1.5 | 0.9 | 1.5 | 1.5 | 0.1 | N |  |  | OP | X | 3 | 2010 |  |  | N | Electric Utility | 1 | X X X: X; DFO RC RC: DFO |  |  | N | N |  | 1H | [23 empty] | N | N | N
Vintage1994 | natural gas combined cycle | TRUE | 13407 | Nevada Power Co | 2322 | Clark (NVE) | NV | Clark | 10 | Natural Gas Fired Combined Cycle | CA | PB1 | S | N | X |  |  | 104.4 | 0.9 | 85 | 88 | 32 | N |  |  | OP | X | 5 | 1994 |  |  | N | Electric Utility | 1 | [14 empty] | 12H | [23 empty] | N | bar: X X X to DFO RC RC
Vintage2008 | natural gas peaker | TRUE | 13407 | Nevada Power Co | 2322 | Clark (NVE) | NV | Clark | 11 | Natural Gas Fired Combustion Turbine | GT |  | S | X | X |  |  | 60.5 | 0.85 | 52 | 57 | 50 | N |  |  | OP | X | 11 | 2008 |  |  | N | Electric Utility | 1 | [11 empty] | N |  |  | 10M | [23 empty] | N | bar: X X X to DFO RC RC
Vintage2008 | natural gas peaker | TRUE | 13407 | Nevada Power Co | 2322 | Clark (NVE) | NV | Clark | 12 | Natural Gas Fired Combustion Turbine | GT |  | S | X | X |  |  | 60.5 | 0.85 | 52 | 57 | 50 | N |  |  | OP | X | 8 | 2008 |  |  | N | Electric Utility | 1 | [11 empty] | N |  |  | 10M | [23 empty] | N | bar: X X X to DFO RC RC
Vintage2008 | natural gas peaker | TRUE | 13407 | Nevada Power Co | 2322 | Clark (NVE) | NV | Clark | 13 | Natural Gas Fired Combustion Turbine | GT |  | S | X | X |  |  | 60.5 | 0.85 | 52 | 57 | 50 | N |  |  | OP | X | 11 | 2008 |  |  | N | Electric Utility | 1 | [11 empty] | N |  |  | 10M | [23 empty] | N | bar: X X X to DFO RC RC
Vintage2008 | natural gas peaker | TRUE | 13407 | Nevada Power Co | 2322 | Clark (NVE) | NV | Clark | 14 | Natural Gas Fired Combustion Turbine | GT |  | S | X | X |  |  | 60.5 | 0.85 | 52 | 57 | 50 | N |  |  | OP | X | 9 | 2008 |  |  | N | Electric Utility | 1 | [11 empty] | N |  |  | 10M | [23 empty] | N | bar: X X X to DFO RC RC
Vintage2008 | natural gas peaker | TRUE | 13407 | Nevada Power Co | 2322 | Clark (NVE) | NV | Clark | 15 | Natural Gas Fired Combustion Turbine | GT |  | S | X | X |  |  | 60.5 | 0.85 | 52 | 57 | 50 | N |  |  | OP | X | 8 | 2008 |  |  | N | Electric Utility | 1 | [11 empty] | N |  |  | 10M | [23 empty] | N | bar: X X X to DFO RC RC
Vintage2008 | natural gas peaker | TRUE | 13407 | Nevada Power Co | 2322 | Clark (NVE) | NV | Clark | 16 | Natural Gas Fired Combustion Turbine | GT |  | S | X | X |  |  | 60.5 | 0.85 | 52 | 57 | 50 | N |  |  | OP | X | 7 | 2008 |  |  | N | Electric Utility | 1 | [11 empty] | N |  |  | 10M | [23 empty] | N | bar: X X X to DFO RC RC
Vintage2008 | natural gas peaker | TRUE | 13407 | Nevada Power Co | 2322 | Clark (NVE) | NV | Clark | 17 | Natural Gas Fired Combustion Turbine | GT |  | S | X | X |  |  | 60.5 | 0.85 | 52 | 57 | 50 | N |  |  | OP | X | 11 | 2008 |  |  | N | Electric Utility | 1 | [11 empty] | N |  |  | 10M | [23 empty] | N | bar: X X X to DFO RC RC
Vintage2008 | natural gas peaker | TRUE | 13407 | Nevada Power Co | 2322 | Clark (NVE) | NV | Clark | 18 | Natural Gas Fired Combustion Turbine | GT |  | S | X | X |  |  | 60.5 | 0.85 | 52 | 57 | 50 | N |  |  | OP | X | 7 | 2008 |  |  | N | Electric Utility | 1 | [11 empty] | N |  |  | 10M | [23 empty] | N | bar: X X X to DFO RC RC
Vintage2008 | natural gas peaker | TRUE | 13407 | Nevada Power Co | 2322 | Clark (NVE) | NV | Clark | 19 | Natural Gas Fired Combustion Turbine | GT |  | S | X | X |  |  | 60.5 | 0.85 | 52 | 57 | 50 | N |  |  | OP | X | 7 | 2008 |  |  | N | Electric Utility | 1 | [11 empty] | N |  |  | 10M | [23 empty] | N | bar: X X X to DFO RC RC
Vintage2008 | natural gas peaker | TRUE | 13407 | Nevada Power Co | 2322 | Clark (NVE) | NV | Clark | 20 | Natural Gas Fired Combustion Turbine | GT |  | S | X | X |  |  | 60.5 | 0.85 | 52 | 57 | 50 | N |  |  | OP | X | 7 | 2008 |  |  | N | Electric Utility | 1 | [11 empty] | N |  |  | 10M | [23 empty] | N | bar: X X X to DFO RC RC
Vintage2008 | natural gas peaker | TRUE | 13407 | Nevada Power Co | 2322 | Clark (NVE) | NV | Clark | 21 | Natural Gas Fired Combustion Turbine | GT |  | S | X | X |  |  | 58.9 | 0.85 | 52 | 57 | 50 | N |  |  | OP | X | 7 | 2008 |  |  | N | Electric Utility | 1 | [11 empty] | N |  |  | 10M | [23 empty] | N | bar: X X X to DFO RC RC
Vintage2008 | natural gas peaker | TRUE | 13407 | Nevada Power Co | 2322 | Clark (NVE) | NV | Clark | 22 | Natural Gas Fired Combustion Turbine | GT |  | S | X | X |  |  | 60.5 | 0.85 | 52 | 57 | 50 | N |  |  | OP | X | 7 | 2008 |  |  | N | Electric Utility | 1 | [11 empty] | N |  |  | 10M | [23 empty] | N | bar: X X X to DFO RC RC
Vintage1993 | natural gas combined cycle | TRUE | 13407 | Nevada Power Co | 2322 | Clark (NVE) | NV | Clark | 9 | Natural Gas Fired Combined Cycle | CA | PB2 | S | N | X |  |  | 104.4 | 0.9 | 85 | 88 | 32 | N |  |  | OP | X | 5 | 1993 |  |  | N | Electric Utility | 1 | [14 empty] | 12H | [23 empty] | N | bar: X X X to DFO RC RC
Vintage1973 | natural gas peaker | TRUE | 13407 | Nevada Power Co | 2322 | Clark (NVE) | NV | Clark | GT4 | Natural Gas Fired Combustion Turbine | GT |  | S | X | X |  |  | 72.4 | 0.9 | 55 | 59 | 5 | N |  |  | OP | X | 6 | 1973 |  |  | N | Electric Utility | 1 | [14 empty] | 1H | [23 empty] | N | bar: X X X to DFO RC RC
Vintage1979 | natural gas combined cycle | TRUE | 13407 | Nevada Power Co | 2322 | Clark (NVE) | NV | Clark | GT5 | Natural Gas Fired Combined Cycle | CT | PB1 | S | X | Y |  |  | 92.5 | 0.9 | 73 | 81 | 45 | N |  |  | OP | X | 5 | 1979 |  |  | N | Electric Utility | 1 | [14 empty] | 1H | [23 empty] | N | bar: X X X to DFO RC RC
Vintage1979 | natural gas combined cycle | TRUE | 13407 | Nevada Power Co | 2322 | Clark (NVE) | NV | Clark | GT6 | Natural Gas Fired Combined Cycle | CT | PB1 | S | X | Y |  |  | 92.5 | 0.9 | 73 | 81 | 45 | N |  |  | OP | X | 5 | 1979 |  |  | N | Electric Utility | 1 | [14 empty] | 1H | [23 empty] | N | bar: X X X to DFO RC RC
Vintage1980 | natural gas combined cycle | TRUE | 13407 | Nevada Power Co | 2322 | Clark (NVE) | NV | Clark | GT7 | Natural Gas Fired Combined Cycle | CT | PB2 | S | X | Y |  |  | 92.5 | 0.9 | 73 | 81 | 45 | N |  |  | OP | X | 6 | 1980 |  |  | N | Electric Utility | 1 | [14 empty] | 1H | [23 empty] | N | bar: X X X to DFO RC RC
Vintage1982 | natural gas combined cycle | TRUE | 13407 | Nevada Power Co | 2322 | Clark (NVE) | NV | Clark | GT8 | Natural Gas Fired Combined Cycle | CT | PB2 | S | X | Y |  |  | 92.5 | 0.9 | 73 | 81 | 45 | N |  |  | OP | X | 6 | 1982 |  |  | N | Electric Utility | 1 | [14 empty] | 1H | [23 empty] | N | bar: X X X to DFO RC RC
Vintage1968 | natural gas steam turbine | TRUE | 17166 | Sierra Pacific Power Co | 2330 | Fort Churchill | NV | Lyon | 1 | Natural Gas Steam Turbine | ST |  | S | X | X |  |  | 115 | 0.85 | 113 | 113 | 18 | N |  |  | OP | X | 9 | 1968 | 9 | 2028 | N | Electric Utility | 1 | [11 empty] | N |  |  | 12H | [23 empty] | N | N | N | bar: X X X to DFO RC RC; DFO DFO DFO
Vintage1971 | natural gas steam turbine | TRUE | 17166 | Sierra Pacific Power Co | 2330 | Fort Churchill | NV | Lyon | 2 | Natural Gas Steam Turbine | ST |  | S | X | X |  |  | 115 | 0.85 | 113 | 113 | 18 | N |  |  | OP | X | 9 | 1971 | 9 | 2028 | N | Electric Utility | 1 | [11 empty] | N |  |  | 12H | [23 empty] | N | N | N | bar: X X X to DFO RC RC; DFO DFO DFO
Vintage2008 | natural gas combined cycle | TRUE | 17166 | Sierra Pacific Power Co | 2336 | Tracy | NV | Storey | 10 | Natural Gas Fired Combined Cycle | CA | PB1 | S | Y | X |  |  | 312 | 0.85 | 263 | 286 | 50 | N |  |  | OP | X | 7 | 2008 |  |  | N | Electric Utility | 1 | [11 empty] | N |  |  | 12H | [23 empty] | N |  | N | bar: X X X to DFO RC RC
Vintage1974 | natural gas steam turbine | TRUE | 17166 | Sierra Pacific Power Co | 2336 | Tracy | NV | Storey | 3 | Natural Gas Steam Turbine | ST |  | S | X | X |  |  | 119.8 | 0.9 | 108 | 108 | 32 | N |  |  | OP | X | 10 | 1974 |  |  | N | Electric Utility | 1 | [11 empty] | N |  |  | 12H | [23 empty] | N | N | N | bar: X X X to DFO RC RC; DFO DFO DFO
Vintage1994 | natural gas combined cycle | TRUE | 17166 | Sierra Pacific Power Co | 2336 | Tracy | NV | Storey | 4 | Natural Gas Fired Combined Cycle | CT | G240 | S | X | N |  |  | 69.7 | 0.85 | 64 | 68 | 35 | N |  |  | OP | X | 7 | 1994 |  |  | N | Electric Utility | 1 | [11 empty] | N |  |  | 12H | [23 empty] | N |  | N | bar: X X X to DFO RC RC
Vintage1996 | natural gas combined cycle | TRUE | 17166 | Sierra Pacific Power Co | 2336 | Tracy | NV | Storey | 5 | Natural Gas Fired Combined Cycle | CA | G240 | S | Y | X |  |  | 50.2 | 0.85 | 40 | 40 | 17 | N |  |  | OP | X | 12 | 1996 |  |  | N | Electric Utility | 1 | [11 empty] | N |  |  | 12H | [23 empty] | N |  | N | bar: X X X to DFO RC RC
Vintage2008 | natural gas combined cycle | TRUE | 17166 | Sierra Pacific Power Co | 2336 | Tracy | NV | Storey | 8 | Natural Gas Fired Combined Cycle | CT | PB1 | S | X | N |  |  | 155.6 | 0.85 | 145 | 146 | 100 | N |  |  | OP | X | 7 | 2008 |  |  | N | Electric Utility | 1 | [11 empty] | N |  |  | 12H | [23 empty] | N |  | N | bar: X X X to DFO RC RC
Vintage2008 | natural gas combined cycle | TRUE | 17166 | Sierra Pacific Power Co | 2336 | Tracy | NV | Storey | 9 | Natural Gas Fired Combined Cycle | CT | PB1 | S | X | N |  |  | 155.6 | 0.85 | 145 | 146 | 100 | N |  |  | OP | X | 7 | 2008 |  |  | N | Electric Utility | 1 | [11 empty] | N |  |  | 12H | [23 empty] | N |  | N | bar: X X X to DFO RC RC
Vintage1994 | natural gas peaker | TRUE | 17166 | Sierra Pacific Power Co | 2336 | Tracy | NV | Storey | GT3 | Natural Gas Fired Combustion Turbine | GT |  | S | X | X |  |  | 85 | 0.85 | 66.3 | 72 | 35 | N |  |  | OP | X | 7 | 1994 |  |  | N | Electric Utility | 1 | [14 empty] | 10M | [23 empty] | N |  | N | bar: X X X to DFO RC RC
Vintage1994 | natural gas peaker | TRUE | 17166 | Sierra Pacific Power Co | 2336 | Tracy | NV | Storey | GT4 | Natural Gas Fired Combustion Turbine | GT |  | S | X | X |  |  | 85 | 0.85 | 66.3 | 72 | 35 | N |  |  | OP | X | 7 | 1994 |  |  | N | Electric Utility | 1 | [14 empty] | 10M | [23 empty] | N |  | N | bar: X X X to DFO RC RC
Vintage1930 | hydro | TRUE | 61122 | Great River Hydro, LLC | 2349 | Comerford | NH | Grafton | GEN1 | Conventional Hydroelectric | HY |  | S | X | X | 47366 |  | 22 | 0.8 | 22.5 | 22.5 | 12 | N |  |  | OP | X | 9 | 1930 |  |  | N | IPP Non-CHP | 2 | X X X: X; DFO RC RC: WAT |  |  | N | N | 0 | 10M | [23 empty] | N
Vintage1930 | hydro | TRUE | 61122 | Great River Hydro, LLC | 2349 | Comerford | NH | Grafton | GEN2 | Conventional Hydroelectric | HY |  | S | X | X | 47367 |  | 48.6 | 0.9 | 47.8 | 48.5 | 12 | N |  |  | OP | X | 9 | 1930 |  |  | N | IPP Non-CHP | 2 | X X X: X; DFO RC RC: WAT |  |  | N | N | 0 | 10M | [23 empty] | N
Vintage1930 | hydro | TRUE | 61122 | Great River Hydro, LLC | 2349 | Comerford | NH | Grafton | GEN3 | Conventional Hydroelectric | HY |  | S | X | X | 47368 |  | 48.6 | 0.9 | 47.8 | 48.5 | 12 | N |  |  | OP | X | 9 | 1930 |  |  | N | IPP Non-CHP | 2 | X X X: X; DFO RC RC: WAT |  |  | N | N | 0 | 10M | [23 empty] | N
Vintage1930 | hydro | TRUE | 61122 | Great River Hydro, LLC | 2349 | Comerford | NH | Grafton | GEN4 | Conventional Hydroelectric | HY |  | S | X | X | 47369 |  | 48.6 | 0.9 | 47.8 | 48.5 | 12 | N |  |  | OP | X | 9 | 1930 |  |  | N | IPP Non-CHP | 2 | X X X: X; DFO RC RC: WAT |  |  | N | N | 0 | 10M | [23 empty] | N
Vintage1957 | hydro | TRUE | 61122 | Great River Hydro, LLC | 2351 | S C Moore | NH | Grafton | GEN1 | Conventional Hydroelectric | HY |  | S | X | X | 47370 |  | 47.7 | 0.9 | 47.2 | 47.7 | 1 | N |  |  | OP | X | 1 | 1957 |  |  | N | IPP Non-CHP | 2 | X X X: X; DFO RC RC: WAT |  |  | N | N |  | 10M | [23 empty] | N
Vintage1957 | hydro | TRUE | 61122 | Great River Hydro, LLC | 2351 | S C Moore | NH | Grafton | GEN2 | Conventional Hydroelectric | HY |  | S | X | X | 47371 |  | 47.7 | 0.9 | 47.2 | 47.7 | 1 | N |  |  | OP | X | 1 | 1957 |  |  | N | IPP Non-CHP | 2 | X X X: X; DFO RC RC: WAT |  |  | N | N | 0 | 10M | [23 empty] | N
Vintage1957 | hydro | TRUE | 61122 | Great River Hydro, LLC | 2351 | S C Moore | NH | Grafton | GEN3 | Conventional Hydroelectric | HY |  | S | X | X | 47372 |  | 47.7 | 0.9 | 47.2 | 47.7 | 1 | N |  |  | OP | X | 1 | 1957 |  |  | N | IPP Non-CHP | 2 | X X X: X; DFO RC RC: WAT |  |  | N | N | 0 | 10M | [23 empty] | N
Vintage1957 | hydro | TRUE | 61122 | Great River Hydro, LLC | 2351 | S C Moore | NH | Grafton | GEN4 | Conventional Hydroelectric | HY |  | S | X | X | 47373 |  | 47.7 | 0.9 | 47.2 | 47.7 | 1 | N |  |  | OP | X | 1 | 1957 |  |  | N | IPP Non-CHP | 2 | X X X: X; DFO RC RC: WAT |  |  | N | N | 0 | 10M | [23 empty] | N
Vintage1909 | hydro | TRUE | 61122 | Great River Hydro, LLC | 2352 | Vernon Dam | VT | Windham | 1 | Conventional Hydroelectric | HY |  | S | X | X | 599 |  | 2 | 0.8 | 2.4 | 2.4 | 2 | N |  |  | OP | X | 8 | 1909 |  |  | N | IPP Non-CHP | 2 | X X X: X; DFO RC RC: WAT |  |  | N | N |  | 10M | [23 empty] | N
Vintage1921 | hydro | TRUE | 61122 | Great River Hydro, LLC | 2352 | Vernon Dam | VT | Windham | 10 | Conventional Hydroelectric | HY |  | S | X | X | 599 |  | 4.2 | 1 | 4 | 4 | 4 | N |  |  | OP | X | 1 | 1921 |  |  | N | IPP Non-CHP | 2 | X X X: X; DFO RC RC: WAT |  |  | N | N |  | 10M | [23 empty] | N
Vintage1909 | hydro | TRUE | 61122 | Great River Hydro, LLC | 2352 | Vernon Dam | VT | Windham | 2 | Conventional Hydroelectric | HY |  | S | X | X | 599 |  | 2 | 0.8 | 2.4 | 2.4 | 2 | N |  |  | OP | X | 8 | 1909 |  |  | N | IPP Non-CHP | 2 | X X X: X; DFO RC RC: WAT |  |  | N | N |  | 10M | [23 empty] | N
Vintage1909 | hydro | TRUE | 61122 | Great River Hydro, LLC | 2352 | Vernon Dam | VT | Windham | 3 | Conventional Hydroelectric | HY |  | S | X | X | 599 |  | 2 | 0.8 | 2.4 | 2.4 | 2 | N |  |  | OP | X | 8 | 1909 |  |  | N | IPP Non-CHP | 2 | X X X: X; DFO RC RC: WAT |  |  | N | N |  | 10M | [23 empty] | N
Vintage1909 | hydro | TRUE | 61122 | Great River Hydro, LLC | 2352 | Vernon Dam | VT | Windham | 4 | Conventional Hydroelectric | HY |  | S | X | X | 599 |  | 2.5 | 0.8 | 2.4 | 2.4 | 2 | N |  |  | OP | X | 8 | 1909 |  |  | N | IPP Non-CHP | 2 | X X X: X; DFO RC RC: WAT |  |  | N | N |  | 10M | [23 empty] | N
Vintage2008 | hydro | TRUE | 61122 | Great River Hydro, LLC | 2352 | Vernon Dam | VT | Windham | 5 | Conventional Hydroelectric | HY |  | S | X | X | 599 |  | 4.5 | 0.9 | 3.6 | 3.6 | 3 | N |  |  | OP | X | 4 | 2008 |  |  | N | IPP Non-CHP | 2 | X X X: X; DFO RC RC: WAT |  |  | N | N |  | 10M | [23 empty] | N
Vintage2008 | hydro | TRUE | 61122 | Great River Hydro, LLC | 2352 | Vernon Dam | VT | Windham | 6A | Conventional Hydroelectric | HY |  | S | X | X | 599 |  | 5 | 0.9 | 4.5 | 4.5 | 3 | N |  |  | OP | X | 3 | 2008 |  |  | N | IPP Non-CHP | 2 | X X X: X; DFO RC RC: WAT |  |  |  | N |  | 10M | [23 empty] | N
Vintage2008 | hydro | TRUE | 61122 | Great River Hydro, LLC | 2352 | Vernon Dam | VT | Windham | 7A | Conventional Hydroelectric | HY |  | S | X | X | 599 |  | 5 | 0.9 | 4.5 | 4.5 | 3 | N |  |  | OP | X | 3 | 2008 |  |  | N | IPP Non-CHP | 2 | X X X: X; DFO RC RC: WAT |  |  |  | N |  | 10M | [23 empty] | N
Vintage2008 | hydro | TRUE | 61122 | Great River Hydro, LLC | 2352 | Vernon Dam | VT | Windham | 8 | Conventional Hydroelectric | HY |  | S | X | X | 599 |  | 4.5 | 0.9 | 3.6 | 3.6 | 3 | N |  |  | OP | X | 3 | 2008 |  |  | N | IPP Non-CHP | 2 | X X X: X; DFO RC RC: WAT |  |  | N | N |  | 10M | [23 empty] | N
Vintage1921 | hydro | TRUE | 61122 | Great River Hydro, LLC | 2352 | Vernon Dam | VT | Windham | 9 | Conventional Hydroelectric | HY |  | S | X | X | 599 |  | 4.2 | 1 | 4 | 4 | 3 | N |  |  | OP | X | 1 | 1921 |  |  | N | IPP Non-CHP | 2 | X X X: X; DFO RC RC: WAT |  |  | N | N |  | 10M | [23 empty] | N
Vintage1950 | hydro | TRUE | 61122 | Great River Hydro, LLC | 2353 | Wilder | VT | Windsor | GEN1 | Conventional Hydroelectric | HY |  | S | X | X | 620 |  | 16.2 | 0.9 | 18.1 | 19 | 3 | N |  |  | OP | X | 11 | 1950 |  |  | N | IPP Non-CHP | 2 | X X X: X; DFO RC RC: WAT |  |  | N | N | 0 | 10M | [23 empty] | N
Vintage1950 | hydro | TRUE | 61122 | Great River Hydro, LLC | 2353 | Wilder | VT | Windsor | GEN2 | Conventional Hydroelectric | HY |  | S | X | X | 620 |  | 16.2 | 0.9 | 18.1 | 19 | 3 | N |  |  | OP | X | 11 | 1950 |  |  | N | IPP Non-CHP | 2 | X X X: X; DFO RC RC: WAT |  |  | N | N | 0 | 10M | [23 empty] | N
Vintage1987 | hydro | TRUE | 61122 | Great River Hydro, LLC | 2353 | Wilder | VT | Windsor | GEN3 | Conventional Hydroelectric | HY |  | S | X | X | 620 |  | 3.2 | 0.95 | 2.8 | 2.8 | 2.8 | N |  |  | OP | X | 10 | 1987 |  |  | N | IPP Non-CHP | 2 | X X X: X; DFO RC RC: WAT |  |  | N | N | 0 | 10M | [23 empty] | N
Vintage1924 | hydro | TRUE | 62775 | Central Rivers Power NH, LLC | 2354 | Amoskeag | NH | Hillsborough | 1 | Conventional Hydroelectric | HY |  | S | X | X | 4002 Z_NewHampshire |  | 6 | 0.8 | 6.2 | 6.5 | 0.7 | N |  |  | OP | X | 8 | 1924 |  |  | N | IPP Non-CHP | 2 | X X X: X; DFO RC RC: WAT |  |  |  |  | 0 | 10M
Vintage1922 | hydro | TRUE | 62775 | Central Rivers Power NH, LLC | 2354 | Amoskeag | NH | Hillsborough | 2 | Conventional Hydroelectric | HY |  | S | X | X |  |  | 5 | 0.8 | 5.3 | 5.5 | 0.7 | N |  |  | OP | X | 8 | 1922 |  |  | N | IPP Non-CHP | 2 | X X X: X; DFO RC RC: WAT |  |  |  |  | 0 | 10M
Vintage1922 | hydro | TRUE | 62775 | Central Rivers Power NH, LLC | 2354 | Amoskeag | NH | Hillsborough | 3 | Conventional Hydroelectric | HY |  | S | X | X |  |  | 5 | 0.8 | 5.3 | 5.5 | 0.7 | N |  |  | OP | X | 8 | 1922 |  |  | N | IPP Non-CHP | 2 | X X X: X; DFO RC RC: WAT |  |  |  |  | 0 | 10M
Vintage1925 | hydro | TRUE | 62775 | Central Rivers Power NH, LLC | 2355 | Ayers Island | NH | Grafton | 1 | Conventional Hydroelectric | HY |  | S | X | X | 4002 Z_NewHampshire |  | 2.8 | 0.8 | 2.8 | 3 | 0.5 | N |  |  | OP | X | 8 | 1925 |  |  | N | IPP Non-CHP | 2 | X X X: X; DFO RC RC: WAT |  |  |  |  | 0 | 10M
Vintage1925 | hydro | TRUE | 62775 | Central Rivers Power NH, LLC | 2355 | Ayers Island | NH | Grafton | 2 | Conventional Hydroelectric | HY |  | S | X | X |  |  | 2.8 | 0.8 | 2.8 | 3 | 0.5 | N |  |  | OP | X | 8 | 1925 |  |  | N | IPP Non-CHP | 2 | X X X: X; DFO RC RC: WAT |  |  |  |  | 0 | 10M
Vintage1925 | hydro | TRUE | 62775 | Central Rivers Power NH, LLC | 2355 | Ayers Island | NH | Grafton | 3 | Conventional Hydroelectric | HY |  | S | X | X |  |  | 2.8 | 0.8 | 2.8 | 3 | 0.5 | N |  |  | OP | X | 8 | 1925 |  |  | N | IPP Non-CHP | 2 | X X X: X; DFO RC RC: WAT |  |  |  |  | 0 | 10M
Vintage1937 | hydro | TRUE | 62775 | Central Rivers Power NH, LLC | 2356 | Eastman Falls | NH | Merrimack | 1 | Conventional Hydroelectric | HY |  | S | X | X | 4002 Z_NewHampshire |  | 1.8 | 0.8 | 1.8 | 1.8 | 0.5 | N |  |  | OP | X | 8 | 1937 |  |  | N | IPP Non-CHP | 2 | X X X: X; DFO RC RC: WAT |  |  |  |  | 0 | 10M
Vintage1983 | hydro | TRUE | 62775 | Central Rivers Power NH, LLC | 2356 | Eastman Falls | NH | Merrimack | 2 | Conventional Hydroelectric | HY |  | S | X | X |  |  | 4.6 | 0.9 | 3.8 | 4.7 | 0.9 | N |  |  | OP | X | 11 | 1983 |  |  | N | IPP Non-CHP | 2 | X X X: X; DFO RC RC: WAT |  |  |  |  | 0 | 10M
Vintage1981 | hydro | TRUE | 62775 | Central Rivers Power NH, LLC | 2357 | Garvins Falls | NH | Merrimack | 1 | Conventional Hydroelectric | HY |  | S | X | X | 4002 Z_NewHampshire |  | 3.4 | 0.85 | 3.4 | 3.4 | 1.3 | N |  |  | OP | X | 12 | 1981 |  |  | N | IPP Non-CHP | 2 | X X X: X; DFO RC RC: WAT |  |  |  |  | 0 | 10M
Vintage1981 | hydro | TRUE | 62775 | Central Rivers Power NH, LLC | 2357 | Garvins Falls | NH | Merrimack | 2 | Conventional Hydroelectric | HY |  | S | X | X |  |  | 3.4 | 0.85 | 3.3 | 3.4 | 1.3 | N |  |  | OP | X | 12 | 1981 |  |  | N | IPP Non-CHP | 2 | X X X: X; DFO RC RC: WAT |  |  |  |  | 0 | 10M
Vintage1925 | hydro | TRUE | 62775 | Central Rivers Power NH, LLC | 2357 | Garvins Falls | NH | Merrimack | 3 | Conventional Hydroelectric | HY |  | S | X | X |  |  | 2.4 | 0.8 | 2.4 | 2.4 | 0.5 | N |  |  | OP | X | 8 | 1925 |  |  | N | IPP Non-CHP | 2 | X X X: X; DFO RC RC: WAT |  |  |  |  | 0 | 10M
Vintage1925 | hydro | TRUE | 62775 | Central Rivers Power NH, LLC | 2357 | Garvins Falls | NH | Merrimack | 4 | Conventional Hydroelectric | HY |  | S | X | X |  |  | 3.2 | 0.8 | 3.2 | 3.2 | 0.5 | N |  |  | OP | X | 8 | 1925 |  |  | N | IPP Non-CHP | 2 | X X X: X; DFO RC RC: WAT |  |  |  |  | 0 | 10M
Vintage1917 | hydro | TRUE | 62775 | Central Rivers Power NH, LLC | 2358 | Gorham | NH | Coos | 1 | Conventional Hydroelectric | HY |  | S | X | X | 4002 Z_NewHampshire |  | 0.4 | 0.8 | 0.4 | 0.4 | 0.1 | N |  |  | OP | X | 8 | 1917 |  |  | N | IPP Non-CHP | 2 | X X X: X; DFO RC RC: WAT |  |  |  |  | 0 | 10M
Vintage1917 | hydro | TRUE | 62775 | Central Rivers Power NH, LLC | 2358 | Gorham | NH | Coos | 2 | Conventional Hydroelectric | HY |  | S | X | X |  |  | 0.4 | 0.8 | 0.4 | 0.4 | 0.1 | N |  |  | OP | X | 8 | 1917 |  |  | N | IPP Non-CHP | 2 | X X X: X; DFO RC RC: WAT |  |  |  |  | 0 | 10M
Vintage1923 | hydro | TRUE | 62775 | Central Rivers Power NH, LLC | 2358 | Gorham | NH | Coos | 3 | Conventional Hydroelectric | HY |  | S | X | X |  |  | 0.7 | 0.9 | 0.6 | 0.6 | 0.1 | N |  |  | OP | X | 8 | 1923 |  |  | N | IPP Non-CHP | 2 | X X X: X; DFO RC RC: WAT |  |  |  |  | 0 | 10M
Vintage1923 | hydro | TRUE | 62775 | Central Rivers Power NH, LLC | 2358 | Gorham | NH | Coos | 4 | Conventional Hydroelectric | HY |  | S | X | X |  |  | 0.7 | 0.9 | 0.6 | 0.6 | 0.1 | N |  |  | OP | X | 8 | 1923 |  |  | N | IPP Non-CHP | 2 | X X X: X; DFO RC RC: WAT |  |  |  |  | 0 | 10M
Vintage1927 | hydro | TRUE | 62775 | Central Rivers Power NH, LLC | 2359 | Hooksett | NH | Merrimack | 1 | Conventional Hydroelectric | HY |  | S | X | X | 4002 Z_NewHampshire |  | 1.6 | 0.8 | 1.6 | 1.6 | 0.5 | N |  |  | OP | X | 8 | 1927 |  |  | N | IPP Non-CHP | 2 | X X X: X; DFO RC RC: WAT |  |  |  |  | 0 | 10M
Vintage1926 | hydro | TRUE | 62775 | Central Rivers Power NH, LLC | 2360 | Jackman | NH | Hillsborough | 1 | Conventional Hydroelectric | HY |  | S | X | X | 4002 Z_NewHampshire |  | 3.2 | 0.8 | 3.6 | 3.4 | 0.5 | N |  |  | OP | X | 2 | 1926 |  |  | N | IPP Non-CHP | 2 | X X X: X; DFO RC RC: WAT |  |  |  |  | 0 | 10M
Vintage1969 | petroleum | TRUE | 62032 | Granite Shore Power | 2362 | Lost Nation | NH | Coos | GT1 | Petroleum Liquids | GT |  | S | X | X | 4002 Z_NewHampshire |  | 18 | 0.85 | 14 | 18.1 | 4 | N |  |  | OP | X | 9 | 1969 |  |  | N | IPP Non-CHP | 2 | X X X: X; DFO RC RC: DFO | [5 empty] | 10M | [23 empty] | N
Vintage1960 | hard coal | TRUE | 62032 | Granite Shore Power | 2364 | Merrimack | NH | Merrimack | 1 | Conventional Steam Coal | ST |  | S | X | X | 4002 Z_NewHampshire |  | 113.6 | 0.85 | 108 | 108 | 80 | N |  |  | OP | X | 12 | 1960 |  |  | N | IPP Non-CHP | 2 | X X X: X; DFO RC RC: BIT; DFO DFO DFO: DFO |  |  | N |  |  | OVER |  |  |  | Y | Y | [18 empty] | N
Vintage1968 | hard coal | TRUE | 62032 | Granite Shore Power | 2364 | Merrimack | NH | Merrimack | 2 | Conventional Steam Coal | ST |  | S | X | X |  |  | 345.6 | 0.9 | 330.5 | 330 | 120 | N |  |  | OP | X | 5 | 1968 |  |  | N | IPP Non-CHP | 2 | X X X: X; DFO RC RC: BIT; DFO DFO DFO: DFO |  |  | N |  |  | OVER |  |  |  | Y | Y | [18 empty] | N
Vintage1968 | petroleum | TRUE | 62032 | Granite Shore Power | 2364 | Merrimack | NH | Merrimack | GT1 | Petroleum Liquids | GT |  | S | X | X |  |  | 18.6 | 0.85 | 16.8 | 21.7 | 4 | N |  |  | OP | X | 8 | 1968 |  |  | N | IPP Non-CHP | 2 | [14 empty] | 10M |  |  |  | N | [19 empty] | N | bar: X X X to DFO RC RC
Vintage1969 | petroleum | TRUE | 62032 | Granite Shore Power | 2364 | Merrimack | NH | Merrimack | GT2 | Petroleum Liquids | GT |  | S | X | X |  |  | 18.6 | 0.85 | 16.8 | 21.3 | 4 | N |  |  | OP | X | 8 | 1969 |  |  | N | IPP Non-CHP | 2 | [14 empty] | 10M | [23 empty] | N | bar: X X X to DFO RC RC
Vintage1952 | hard coal | TRUE | 62032 | Granite Shore Power | 2367 | Schiller | NH | Rockingham | 4 | Conventional Steam Coal | ST |  | S | X | X | 4002 Z_NewHampshire |  | 50 | 0.85 | 47.5 | 48 | 13 | N |  |  | OS | X | 10 | 1952 |  |  | N | IPP Non-CHP | 2 | X | BIT | RFO | OBS |  |  |  | DFO | NG |  |  | N |  |  | 12H |  | Y |  |  | Y | [18 empty] | Y | Y | N
Vintage1955 | biomass | TRUE | 62032 | Granite Shore Power | 2367 | Schiller | NH | Rockingham | 5 | Wood/Wood Waste Biomass | ST |  | S | X | X |  |  | 50 | 0.85 | 43.1 | 42.6 | 35 | N |  |  | OS | X | 5 | 1955 |  |  | N | IPP Non-CHP | 2 | X X X: X; DFO RC RC: WDS; DFO SUB SUB: BIT; DFO DFO DFO: NG | [5 empty] | OVER | Y | N |  |  | Y | [18 empty] | Y | Y | N
Vintage1957 | hard coal | TRUE | 62032 | Granite Shore Power | 2367 | Schiller | NH | Rockingham | 6 | Conventional Steam Coal | ST |  | S | X | X |  |  | 50 | 0.85 | 47.9 | 48.6 | 13 | N |  |  | OS | X | 7 | 1957 |  |  | N | IPP Non-CHP | 2 | X | BIT | RFO | OBS |  |  |  | DFO | NG | [5 empty] | 12H |  | Y |  |  | Y | [18 empty] | Y | Y | N
Vintage1970 | petroleum | TRUE | 62032 | Granite Shore Power | 2367 | Schiller | NH | Rockingham | GT1 | Petroleum Liquids | GT |  | S | X | X |  |  | 21.2 | 0.85 | 17 | 18 | 5 | N |  |  | OP | X | 11 | 1970 |  |  | N | IPP Non-CHP | 2 | X X X: X; DFO RC RC: JF; DFO SUB SUB: NG | [5 empty] | 10M | [23 empty] | N | N | N
Vintage1948 | hydro | TRUE | 62775 | Central Rivers Power NH, LLC | 2368 | Smith (NH) | NH | Coos | 1 | Conventional Hydroelectric | HY |  | S | X | X | 4002 Z_NewHampshire |  | 15 | 0.8 | 11.7 | 15.2 | 3 | N |  |  | OP | X | 8 | 1948 |  |  | N | IPP Non-CHP | 2 | X X X: X; DFO RC RC: WAT |  |  |  |  | 0 | 10M
Vintage1968 | petroleum | TRUE | 62032 | Granite Shore Power | 2369 | White Lake | NH | Carroll | GT1 | Petroleum Liquids | GT |  | S | X | X | 4002 Z_NewHampshire |  | 18.6 | 0.95 | 17.5 | 22.4 | 4 | N |  |  | OP | X | 7 | 1968 |  |  | N | IPP Non-CHP | 2 | [14 empty] | 10M | [23 empty] | N | bar: X X X to DFO RC RC
Vintage1973 | natural gas peaker | TRUE | 56606 | Calpine New Jersey Generation LLC | 2379 | Carlls Corner | NJ | Cumberland | CA1 | Natural Gas Fired Combustion Turbine | GT |  | S | X | X |  |  | 41.9 | 0.9 | 37.6 | 49.8 | 33.8 | N |  |  | OP | X | 4 | 1973 |  |  | N | IPP Non-CHP | 2 | X X X: X; DFO RC RC: NG; DFO SUB SUB: KER |  |  | N |  |  | 10M | [23 empty] | Y | N | Y
Vintage1973 | natural gas peaker | TRUE | 56606 | Calpine New Jersey Generation LLC | 2379 | Carlls Corner | NJ | Cumberland | CA2 | Natural Gas Fired Combustion Turbine | GT |  | S | X | X |  |  | 41.9 | 0.9 | 39.2 | 49.8 | 35.3 | N |  |  | OP | X | 5 | 1973 |  |  | N | IPP Non-CHP | 2 | X X X: X; DFO RC RC: NG; DFO SUB SUB: KER |  |  | N |  |  | 10M | [23 empty] | Y | N | Y
Vintage1972 | natural gas peaker | TRUE | 63034 | Sayreville Power, LLC | 2390 | Sayreville | NJ | Middlesex | GT1 | Natural Gas Fired Combustion Turbine | GT |  | S | X | X | 50727 | SAYREVIL 13 KV CT 1 | 53 | 0.85 | 57.1 | 70 | 50 | N |  |  | OP | X | 3 | 1972 |  |  | N | IPP Non-CHP | 2 | X X X: X; DFO RC RC: NG; DFO SUB SUB: DFO |  |  | N | N |  | 1H | [20 empty] | N |  |  | Y | N | Y
Vintage1972 | natural gas peaker | TRUE | 63034 | Sayreville Power, LLC | 2390 | Sayreville | NJ | Middlesex | GT2 | Natural Gas Fired Combustion Turbine | GT |  | S | X | X | 50728 | SAYREVIL 13 KV CT 2 | 53 | 0.85 | 56.7 | 70 | 50 | N |  |  | OP | X | 3 | 1972 |  |  | N | IPP Non-CHP | 2 | X X X: X; DFO RC RC: NG; DFO SUB SUB: DFO |  |  | N | N |  | 1H | [20 empty] | N |  |  | Y | N | Y
Vintage1972 | natural gas peaker | TRUE | 63034 | Sayreville Power, LLC | 2390 | Sayreville | NJ | Middlesex | GT3 | Natural Gas Fired Combustion Turbine | GT |  | S | X | X | 50729 | SAYREVIL 13KV CT 3 | 53 | 0.85 | 55.6 | 70 | 50 | N |  |  | OP | X | 6 | 1972 |  |  | N | IPP Non-CHP | 2 | X X X: X; DFO RC RC: NG; DFO SUB SUB: DFO |  |  | N | N |  | 1H | [20 empty] | N |  |  | Y | N | Y
Vintage1973 | natural gas peaker | TRUE | 63034 | Sayreville Power, LLC | 2390 | Sayreville | NJ | Middlesex | GT4 | Natural Gas Fired Combustion Turbine | GT |  | S | X | X | 50730 | SAYREVIL 13 KV CT 4 | 53 | 0.85 | 48.5 | 70 | 45 | N |  |  | OP | X | 10 | 1973 |  |  | N | IPP Non-CHP | 2 | X X X: X; DFO RC RC: NG; DFO SUB SUB: DFO |  |  | N | N |  | 1H | [20 empty] | N |  |  | Y | N | Y
Vintage1974 | natural gas combined cycle | TRUE | 63033 | Gilbert Power, LLC | 2393 | Gilbert | NJ | Hunterdon | 4 | Natural Gas Fired Combined Cycle | CT | CC1 | S | X | Y | 50703 | GILBERT 13KV UNIT 4 | 54 | 0.9 | 49 | 56 | 42 | N |  |  | OP | X | 1 | 1974 |  |  | N | IPP Non-CHP | 2 | [11 empty] | N | N |  | 12H | [23 empty] | N | N | N | bar: X X X to DFO RC RC
Vintage1974 | natural gas combined cycle | TRUE | 63033 | Gilbert Power, LLC | 2393 | Gilbert | NJ | Hunterdon | 5 | Natural Gas Fired Combined Cycle | CT | CC1 | S | X | Y | 50696 | GILBERT 13KV UNIT 5 | 54 | 0.9 | 53 | 56 | 42 | N |  |  | OP | X | 4 | 1974 |  |  | N | IPP Non-CHP | 2 | [11 empty] | N | N |  | 12H | [23 empty] | N | N | N | bar: X X X to DFO RC RC
Vintage1974 | natural gas combined cycle | TRUE | 63033 | Gilbert Power, LLC | 2393 | Gilbert | NJ | Hunterdon | 6 | Natural Gas Fired Combined Cycle | CT | CC1 | S | X | Y | 50697 | GILBERT 13 KV UNIT 6 | 54 | 0.9 | 55 | 56 | 42 | N |  |  | OP | X | 4 | 1974 |  |  | N | IPP Non-CHP | 2 | [11 empty] | N | N |  | 12H | [23 empty] | N | N | N | bar: X X X to DFO RC RC
Vintage1974 | natural gas combined cycle | TRUE | 63033 | Gilbert Power, LLC | 2393 | Gilbert | NJ | Hunterdon | 7 | Natural Gas Fired Combined Cycle | CT | CC1 | S | X | Y | 50698 | GILBERT 13 KV UNIT 7 | 54 | 0.9 | 55.5 | 56 | 42 | N |  |  | OP | X | 5 | 1974 |  |  | N | IPP Non-CHP | 2 | [11 empty] | N | N |  | 12H | [23 empty] | N | N | N | bar: X X X to DFO RC RC
Vintage1977 | natural gas combined cycle | TRUE | 63033 | Gilbert Power, LLC | 2393 | Gilbert | NJ | Hunterdon | 8 | Natural Gas Fired Combined Cycle | CA | CC1 | S | N | X | 50699 | GILBERT 13 KV UNIT 8 | 135 | 0.9 | 90 | 104 | 37 | N |  |  | OP | X | 5 | 1977 |  |  | N | IPP Non-CHP | 2 | [11 empty] | N | N |  | 12H | [23 empty] | N | N | N | bar: X X X to DFO RC RC
Vintage1996 | natural gas peaker | TRUE | 63033 | Gilbert Power, LLC | 2393 | Gilbert | NJ | Hunterdon | 9 | Natural Gas Fired Combustion Turbine | GT |  | S | X | X | 50704 | GILBERT 13 KV UNIT 9 | 161 | 0.9 | 152.7 | 167 | 150 | N |  |  | OP | X | 7 | 1996 |  |  | N | IPP Non-CHP | 2 | X X X: X; DFO RC RC: NG; DFO SUB SUB: DFO |  |  | N | N |  | 1H | [23 empty] | Y | N | N
Vintage1995 | natural gas combined cycle | TRUE | 15147 | PSEG Fossil LLC | 2398 | Bergen Generating Station | NJ | Bergen | 1101 | Natural Gas Fired Combined Cycle | CT | CC1 | S | X | N | 50397 | BERGEN 18 KV | 112.5 | 0.9 | 110 | 110 | 92 | N |  |  | OP | X | 6 | 1995 |  |  | N | IPP Non-CHP | 2 | X X X: X; DFO RC RC: NG; DFO SUB SUB: KER |  |  | N | N |  | 12H | [23 empty] | Y | N | Y
Vintage1995 | natural gas combined cycle | TRUE | 15147 | PSEG Fossil LLC | 2398 | Bergen Generating Station | NJ | Bergen | 1201 | Natural Gas Fired Combined Cycle | CT | CC1 | S | X | N | 50398 | BERGEN 18 KV | 112.5 | 0.9 | 110 | 110 | 92 | N |  |  | OP | X | 6 | 1995 |  |  | N | IPP Non-CHP | 2 | X X X: X; DFO RC RC: NG; DFO SUB SUB: KER |  |  | N | N |  | 12H | [23 empty] | Y | N | Y
Vintage1995 | natural gas combined cycle | TRUE | 15147 | PSEG Fossil LLC | 2398 | Bergen Generating Station | NJ | Bergen | 1301 | Natural Gas Fired Combined Cycle | CT | CC1 | S | X | N | 50399 | BERGEN 18 KV | 112.5 | 0.9 | 115 | 115 | 92 | N |  |  | OP | X | 6 | 1995 |  |  | N | IPP Non-CHP | 2 | X X X: X; DFO RC RC: NG; DFO SUB SUB: KER |  |  | N | N |  | 12H | [23 empty] | Y | N | Y
Vintage1995 | natural gas combined cycle | TRUE | 15147 | PSEG Fossil LLC | 2398 | Bergen Generating Station | NJ | Bergen | 1401 | Natural Gas Fired Combined Cycle | CT | CC1 | S | X | N | 50400 | BERGEN 18 KV | 112.5 | 0.9 | 115 | 115 | 92 | N |  |  | OP | X | 6 | 1995 |  |  | N | IPP Non-CHP | 2 | X X X: X; DFO RC RC: NG; DFO SUB SUB: KER |  |  | N | N |  | 12H | [23 empty] | Y | N | Y
Vintage1959 | natural gas combined cycle | TRUE | 15147 | PSEG Fossil LLC | 2398 | Bergen Generating Station | NJ | Bergen | 1501 | Natural Gas Fired Combined Cycle | CA | CC1 | S | N | X | 50401 | BERGEN 18 KV | 325.2 | 0.85 | 204 | 204 | 92 | N |  |  | OP | X | 5 | 1959 |  |  | N | IPP Non-CHP | 2 | X X X: X; DFO RC RC: NG; DFO SUB SUB: KER |  |  | N | N |  | 12H | [23 empty] | Y | N | Y
Vintage2002 | natural gas combined cycle | TRUE | 15147 | PSEG Fossil LLC | 2398 | Bergen Generating Station | NJ | Bergen | 2101 | Natural Gas Fired Combined Cycle | CT | CC1 | S | X | N | 5021666 | BERGEN 18 KV | 183.6 | 0.85 | 178.5 | 178.5 | 127 | N |  |  | OP | X | 6 | 2002 |  |  | N | IPP Non-CHP | 2 | X X X: X; DFO RC RC: NG; DFO SUB SUB: KER |  |  | N | N |  | 12H | [23 empty] | Y | N | Y
Vintage2002 | natural gas combined cycle | TRUE | 15147 | PSEG Fossil LLC | 2398 | Bergen Generating Station | NJ | Bergen | 2201 | Natural Gas Fired Combined Cycle | CT | CC1 | S | X | N | 5021667 | BERGEN 18 KV | 183.6 | 0.85 | 174 | 174 | 127 | N |  |  | OP | X | 6 | 2002 |  |  | N | IPP Non-CHP | 2 | X X X: X; DFO RC RC: NG; DFO SUB SUB: KER |  |  | N | N |  | 12H | [23 empty] | Y | N | Y
Vintage2002 | natural gas combined cycle | TRUE | 15147 | PSEG Fossil LLC | 2398 | Bergen Generating Station | NJ | Bergen | 2301 | Natural Gas Fired Combined Cycle | CA | CC1 | S | Y | X | 5021665 | BERGEN 18 KV | 258.4 | 0.85 | 238.5 | 238.5 | 127 | N |  |  | OP | X | 6 | 2002 |  |  | N | IPP Non-CHP | 2 | X X X: X; DFO RC RC: NG; DFO SUB SUB: KER |  |  | N | N |  | 12H | [23 empty] | Y | N | Y
Vintage2000 | natural gas peaker | TRUE | 15147 | PSEG Fossil LLC | 2399 | PSEG Burlington Generating Station | NJ | Burlington | 121 | Natural Gas Fired Combustion Turbine | GT |  | S | X | X | 93142 | BURLINGT13 KV | 60.5 | 0.85 | 42 | 42 | 42 | N |  |  | OP | X | 6 | 2000 |  |  | N | IPP Non-CHP | 2 | X X X: X; DFO RC RC: NG; DFO SUB SUB: KER |  |  | N | N |  | 1H | [23 empty] | Y | Y | Y
Vintage2000 | natural gas peaker | TRUE | 15147 | PSEG Fossil LLC | 2399 | PSEG Burlington Generating Station | NJ | Burlington | 122 | Natural Gas Fired Combustion Turbine | GT |  | S | X | X | 93143 | BURLINGT13 KV | 60.5 | 0.85 | 42 | 42 | 42 | N |  |  | OP | X | 6 | 2000 |  |  | N | IPP Non-CHP | 2 | X X X: X; DFO RC RC: NG; DFO SUB SUB: KER |  |  | N | N |  | 1H | [23 empty] | Y | Y | Y
Vintage2000 | natural gas peaker | TRUE | 15147 | PSEG Fossil LLC | 2399 | PSEG Burlington Generating Station | NJ | Burlington | 123 | Natural Gas Fired Combustion Turbine | GT |  | S | X | X | 93144 | BURLINGT13 KV | 60.5 | 0.85 | 42 | 42 | 42 | N |  |  | OP | X | 6 | 2000 |  |  | N | IPP Non-CHP | 2 | X X X: X; DFO RC RC: NG; DFO SUB SUB: KER |  |  | N | N |  | 1H | [23 empty] | Y | Y | Y
Vintage2000 | natural gas peaker | TRUE | 15147 | PSEG Fossil LLC | 2399 | PSEG Burlington Generating Station | NJ | Burlington | 124 | Natural Gas Fired Combustion Turbine | GT |  | S | X | X | 93145 | BURLINGT13 KV | 60.5 | 0.85 | 42 | 42 | 42 | N |  |  | OP | X | 6 | 2000 |  |  | N | IPP Non-CHP | 2 | X X X: X; DFO RC RC: NG; DFO SUB SUB: KER |  |  | N | N |  | 1H | [23 empty] | Y | Y | Y
Vintage1990 | natural gas peaker | TRUE | 15147 | PSEG Fossil LLC | 2401 | PSEG Essex Generating Station | NJ | Essex | 9 | Natural Gas Fired Combustion Turbine | GT |  | S | X | X | 50419 | ESSEX 13 KV | 93.6 | 0.9 | 81 | 81 | 53.3 | N |  |  | OP | X | 7 | 1990 | 6 | 2022 | N | IPP Non-CHP | 2 | X X X: X; DFO RC RC: NG; DFO SUB SUB: KER |  |  | N | N |  | 1H | [23 empty] | Y | Y | Y
Vintage2012 | natural gas peaker | TRUE | 15147 | PSEG Fossil LLC | 2404 | PSEG Kearny Generating Station | NJ | Hudson | 131 | Natural Gas Fired Combustion Turbine | GT |  | S | X | X | 123901463 | KEARNY 13 KV | 60.5 | 0.85 | 46.9 | 46.9 | 25 | N |  |  | OP | X | 6 | 2012 |  |  | N | IPP Non-CHP | 2 | [11 empty] | N | N |  | 1H | [23 empty] | N | N | N | bar: X X X to DFO RC RC
Vintage2012 | natural gas peaker | TRUE | 15147 | PSEG Fossil LLC | 2404 | PSEG Kearny Generating Station | NJ | Hudson | 132 | Natural Gas Fired Combustion Turbine | GT |  | S | X | X | 123901465 | KEARNY 13 KV | 60.5 | 0.85 | 46.9 | 46.9 | 25 | N |  |  | OP | X | 6 | 2012 |  |  | N | IPP Non-CHP | 2 | [11 empty] | N | N |  | 1H | [23 empty] | N | N | N | bar: X X X to DFO RC RC
Vintage2012 | natural gas peaker | TRUE | 15147 | PSEG Fossil LLC | 2404 | PSEG Kearny Generating Station | NJ | Hudson | 133 | Natural Gas Fired Combustion Turbine | GT |  | S | X | X | 123901467 | KEARNY 13 KV | 60.5 | 0.85 | 46.9 | 46.9 | 25 | N |  |  | OP | X | 6 | 2012 |  |  | N | IPP Non-CHP | 2 | [11 empty] | N | N |  | 1H | [23 empty] | N | N | N | bar: X X X to DFO RC RC
Vintage2012 | natural gas peaker | TRUE | 15147 | PSEG Fossil LLC | 2404 | PSEG Kearny Generating Station | NJ | Hudson | 134 | Natural Gas Fired Combustion Turbine | GT |  | S | X | X | 1084390238 | KEARNY 13 KV | 60.5 | 0.85 | 46.9 | 46.9 | 25 | N |  |  | OP | X | 6 | 2012 |  |  | N | IPP Non-CHP | 2 | [11 empty] | N | N |  | 1H |  | N | [21 empty] | N | N | N | bar: X X X to DFO RC RC
Vintage2012 | natural gas peaker | TRUE | 15147 | PSEG Fossil LLC | 2404 | PSEG Kearny Generating Station | NJ | Hudson | 141 | Natural Gas Fired Combustion Turbine | GT |  | S | X | X | 123901459 | KEARNY 13 KV | 60.5 | 0.85 | 46.9 | 46.9 | 25 | N |  |  | OP | X | 6 | 2012 |  |  | N | IPP Non-CHP | 2 | [11 empty] | N | N |  | 1H | [23 empty] | N | N | N | bar: X X X to DFO RC RC
Vintage2012 | natural gas peaker | TRUE | 15147 | PSEG Fossil LLC | 2404 | PSEG Kearny Generating Station | NJ | Hudson | 142 | Natural Gas Fired Combustion Turbine | GT |  | S | X | X | 123901461 | KEARNY 13 KV | 60.5 | 0.85 | 46.9 | 46.9 | 25 | N |  |  | OP | X | 6 | 2012 |  |  | N | IPP Non-CHP | 2 | [11 empty] | N | N |  | 1H | [23 empty] | N | N | N | bar: X X X to DFO RC RC
Vintage2001 | natural gas peaker | TRUE | 15147 | PSEG Fossil LLC | 2404 | PSEG Kearny Generating Station | NJ | Hudson | N121 | Natural Gas Fired Combustion Turbine | GT |  | S | X | X | 50436 | KEARNY 13 KV | 60.5 | 0.85 | 43.8 | 43.8 | 25 | N |  |  | OP | X | 8 | 2001 |  |  | N | IPP Non-CHP | 2 | X X X: X; DFO RC RC: NG; DFO SUB SUB: KER |  |  | N | N |  | 1H | [23 empty] | Y | Y | Y
Vintage2001 | natural gas peaker | TRUE | 15147 | PSEG Fossil LLC | 2404 | PSEG Kearny Generating Station | NJ | Hudson | N122 | Natural Gas Fired Combustion Turbine | GT |  | S | X | X | 50437 | KEARNY 13 KV | 60.5 | 0.85 | 43.7 | 43.7 | 25 | N |  |  | OP | X | 8 | 2001 |  |  | N | IPP Non-CHP | 2 | X X X: X; DFO RC RC: NG; DFO SUB SUB: KER |  |  | N | N |  | 1H | [23 empty] | Y | Y | Y
Vintage2001 | natural gas peaker | TRUE | 15147 | PSEG Fossil LLC | 2404 | PSEG Kearny Generating Station | NJ | Hudson | N123 | Natural Gas Fired Combustion Turbine | GT |  | S | X | X | 50438 | KEARNY 13 KV | 60.5 | 0.85 | 43.8 | 43.8 | 25 | N |  |  | OP | X | 8 | 2001 |  |  | N | IPP Non-CHP | 2 | X X X: X; DFO RC RC: NG; DFO SUB SUB: KER |  |  | N | N |  | 1H | [23 empty] | Y | Y | Y
Vintage2001 | natural gas peaker | TRUE | 15147 | PSEG Fossil LLC | 2404 | PSEG Kearny Generating Station | NJ | Hudson | N124 | Natural Gas Fired Combustion Turbine | GT |  | S | X | X | 50439 | KEARNY 13 KV | 60.5 | 0.85 | 43.7 | 43.7 | 25 | N |  |  | OP | X | 8 | 2001 |  |  | N | IPP Non-CHP | 2 | X X X: X; DFO RC RC: NG; DFO SUB SUB: KER |  |  | N | N |  | 1H | [23 empty] | Y | Y | Y
Vintage2006 | natural gas combined cycle | TRUE | 15147 | PSEG Fossil LLC | 2406 | PSEG Linden Generating Station | NJ | Union | 1001 | Natural Gas Fired Combined Cycle | CA | CC1 | S | Y | X | 21601782 | LINDEN 18 KV | 315 | 0.85 | 252 | 252 | 155 | N |  |  | OP | X | 4 | 2006 |  |  | N | IPP Non-CHP | 2 | X X X: X; DFO RC RC: NG; DFO SUB SUB: DFO |  |  | N | N |  | 12H | [23 empty] | Y | N | Y
Vintage2006 | natural gas combined cycle | TRUE | 15147 | PSEG Fossil LLC | 2406 | PSEG Linden Generating Station | NJ | Union | 1101 | Natural Gas Fired Combined Cycle | CT | CC1 | S | X | N | 21601783 | LINDEN 18 KV | 181.4 | 0.85 | 199 | 199 | 155 | N |  |  | OP | X | 4 | 2006 |  |  | N | IPP Non-CHP | 2 | X X X: X; DFO RC RC: NG; DFO SUB SUB: DFO |  |  | N | N |  | 12H | [23 empty] | Y | N | Y
Vintage2006 | natural gas combined cycle | TRUE | 15147 | PSEG Fossil LLC | 2406 | PSEG Linden Generating Station | NJ | Union | 1201 | Natural Gas Fired Combined Cycle | CT | CC1 | S | X | N | 21601784 | LINDEN 18 KV | 181.4 | 0.85 | 199 | 199 | 155 | N |  |  | OP | X | 4 | 2006 |  |  | N | IPP Non-CHP | 2 | X X X: X; DFO RC RC: NG; DFO SUB SUB: DFO |  |  | N | N |  | 12H | [23 empty] | Y | N | Y
Vintage2006 | natural gas combined cycle | TRUE | 15147 | PSEG Fossil LLC | 2406 | PSEG Linden Generating Station | NJ | Union | 2001 | Natural Gas Fired Combined Cycle | CA | CC2 | S | Y | X | 21601787 | LINDEN 18 KV | 315 | 0.85 | 252 | 252 | 155 | N |  |  | OP | X | 4 | 2006 |  |  | N | IPP Non-CHP | 2 | X X X: X; DFO RC RC: NG; DFO SUB SUB: DFO |  |  | N | N |  | 12H | [23 empty] | Y | N | Y
Vintage2006 | natural gas combined cycle | TRUE | 15147 | PSEG Fossil LLC | 2406 | PSEG Linden Generating Station | NJ | Union | 2101 | Natural Gas Fired Combined Cycle | CT | CC2 | S | X | N | 21601785 | LINDEN 18 KV | 181.4 | 0.85 | 199 | 199 | 155 | N |  |  | OP | X | 4 | 2006 |  |  | N | IPP Non-CHP | 2 | X X X: X; DFO RC RC: NG; DFO SUB SUB: DFO |  |  | N | N |  | 12H | [23 empty] | Y | N | Y
Vintage2006 | natural gas combined cycle | TRUE | 15147 | PSEG Fossil LLC | 2406 | PSEG Linden Generating Station | NJ | Union | 2201 | Natural Gas Fired Combined Cycle | CT | CC2 | S | X | N | 21601786 | LINDEN 18 KV | 181.4 | 0.85 | 199 | 199 | 155 | N |  |  | OP | X | 4 | 2006 |  |  | N | IPP Non-CHP | 2 | X X X: X; DFO RC RC: NG; DFO SUB SUB: DFO |  |  | N | N |  | 12H | [23 empty] | Y | N | Y
Vintage2000 | natural gas peaker | TRUE | 15147 | PSEG Fossil LLC | 2406 | PSEG Linden Generating Station | NJ | Union | 5 | Natural Gas Fired Combustion Turbine | GT |  | S | X | X | 93140 | LINDEN 13 KV | 96.1 | 0.85 | 86 | 86 | 56.6 | N |  |  | OP | X | 6 | 2000 |  |  | N | IPP Non-CHP | 2 | X X X: X; DFO RC RC: NG; DFO SUB SUB: DFO |  |  | N | N |  | 1H | [23 empty] | Y | Y | Y
Vintage2000 | natural gas peaker | TRUE | 15147 | PSEG Fossil LLC | 2406 | PSEG Linden Generating Station | NJ | Union | 6 | Natural Gas Fired Combustion Turbine | GT |  | S | X | X | 93141 | LINDEN 13 KV | 96.1 | 0.85 | 86 | 86 | 56.6 | N |  |  | OP | X | 6 | 2000 |  |  | N | IPP Non-CHP | 2 | X X X: X; DFO RC RC: NG; DFO SUB SUB: DFO |  |  | N | N |  | 1H | [23 empty] | Y | Y | Y
Vintage1995 | natural gas peaker | TRUE | 15147 | PSEG Fossil LLC | 2406 | PSEG Linden Generating Station | NJ | Union | 7 | Natural Gas Fired Combustion Turbine | GT |  | S | X | X | 71856675 | LINDEN 13 KV | 96.1 | 0.85 | 84 | 84 | 55.3 | N |  |  | OP | X | 6 | 1995 |  |  | N | IPP Non-CHP | 2 | X X X: X; DFO RC RC: NG; DFO SUB SUB: DFO |  |  | N | N |  | 1H | [23 empty] | Y | Y | Y
Vintage1995 | natural gas peaker | TRUE | 15147 | PSEG Fossil LLC | 2406 | PSEG Linden Generating Station | NJ | Union | 8 | Natural Gas Fired Combustion Turbine | GT |  | S | X | X | 718566677 | LINDEN 13 KV | 96.1 | 0.85 | 80.2 | 80.2 | 53.3 | N |  |  | OP | X | 6 | 1995 |  |  | N | IPP Non-CHP | 2 | X X X: X; DFO RC RC: NG; DFO SUB SUB: DFO |  |  | N |  |  | 1H | [23 empty] | Y | Y | Y
Vintage1977 | nuclear | TRUE | 15478 | PSEG Nuclear LLC | 2410 | PSEG Salem Generating Station | NJ | Salem | 1 | Nuclear | ST |  | J | X | X | 50489 | SALEM 25 KV | 1170 | 0.9 | 1145.8 | 1145.8 | 1145.8 | N |  |  | OP | X | 6 | 1977 |  |  | N | IPP Non-CHP | 2 | X X X: X; DFO RC RC: NUC |  |  | N | N |  | OVER | [23 empty] | N | N | N
Vintage1981 | nuclear | TRUE | 15478 | PSEG Nuclear LLC | 2410 | PSEG Salem Generating Station | NJ | Salem | 2 | Nuclear | ST |  | J | X | X | 50490 | SALEM 25 KV | 1170 | 0.9 | 1138.9 | 1138.9 | 1138.9 | N |  |  | OP | X | 10 | 1981 |  |  | N | IPP Non-CHP | 2 | X X X: X; DFO RC RC: NUC |  |  | N | N |  | OVER | [23 empty] | N | N | N
Vintage1971 | petroleum | TRUE | 15478 | PSEG Nuclear LLC | 2410 | PSEG Salem Generating Station | NJ | Salem | 3 | Petroleum Liquids | GT |  | J | X | X | 50488 | SALEM 13 KV | 41.8 | 0.9 | 38.4 | 38.4 | 38 | N |  |  | SB | N | 6 | 1971 |  |  | N | IPP Non-CHP | 2 | X X X: X; DFO RC RC: DFO |  |  | N | N |  | 10M | [23 empty] | N | N | N
Vintage2018 | natural gas combined cycle | TRUE | 15147 | PSEG Fossil LLC | 2411 | PSEG Sewaren Generating Station | NJ | Middlesex | 701 | Natural Gas Fired Combined Cycle | CT | CC7 | S | X | N |  |  | 365.5 | 0.85 | 338 | 338 | 225 | N |  |  | OP | X | 6 | 2018 |  |  | N | IPP Non-CHP | 2 | [12 empty] | N |  | 1H | [23 empty] | N | N | N | bar: X X X to DFO RC RC
Vintage2018 | natural gas combined cycle | TRUE | 15147 | PSEG Fossil LLC | 2411 | PSEG Sewaren Generating Station | NJ | Middlesex | 702 | Natural Gas Fired Combined Cycle | CA | CC7 | S | Y | X |  |  | 244 | 0.85 | 200 | 200 | 225 | N |  |  | OP | X | 6 | 2018 |  |  | N | IPP Non-CHP | 2 | [9 empty] | DFO |  | N | N |  | 12H | [23 empty] | N | N | N | bar: X X X to DFO RC RC
Vintage2012 | natural gas peaker | TRUE | 19856 | City of Vineland - (NJ) | 2434 | Howard Down | NJ | Cumberland | 11 | Natural Gas Fired Combustion Turbine | GT |  | S | X | X | VINELAND 13.8KV CTYVINEL |  | 68.2 | 0.85 | 55 | 60 | 55 | N |  |  | OP | X | 6 | 2012 |  |  | N | Electric Utility | 1 | X X X: X; DFO RC RC: NG; DFO SUB SUB: DFO |  |  | N | N |  | 10M | [23 empty] | Y | N | Y
Vintage1969 | hard coal | TRUE | 803 | Arizona Public Service Co | 2442 | Four Corners | NM | San Juan | 4 | Conventional Steam Coal | ST |  | J | X | X |  |  | 818.1 | 0.9 | 770 | 770 | 364 | N |  |  | OP | X | 7 | 1969 | 12 | 2031 | N | Electric Utility | 1 | X X X: X; DFO RC RC: SUB; DFO SUB SUB: NG; DFO DFO DFO: BIT; DFO DFO DFO: NG |  |  | N |  |  | OVER |  | Y |  |  |  | Y | [17 empty] | N
Vintage1970 | hard coal | TRUE | 803 | Arizona Public Service Co | 2442 | Four Corners | NM | San Juan | 5 | Conventional Steam Coal | ST |  | J | X | X |  |  | 818.1 | 0.9 | 770 | 770 | 364 | N |  |  | OP | X | 7 | 1970 | 12 | 2031 | N | Electric Utility | 1 | X X X: X; DFO RC RC: SUB; DFO SUB SUB: NG; DFO DFO DFO: BIT; DFO DFO DFO: NG |  |  | N |  |  | OVER |  | Y |  |  |  | Y | [17 empty] | N
Vintage1957 | natural gas steam turbine | TRUE | 5701 | El Paso Electric Co | 2444 | Rio Grande | NM | Dona Ana | 6 | Natural Gas Steam Turbine | ST |  | S | X | X |  |  | 50 | 0.85 | 45 | 47 | 18 | N |  |  | OP | X | 6 | 1957 | 12 | 2024 | N | Electric Utility | 1 | [11 empty] | N |  |  | 12H | [23 empty] | N | N | bar: X X X to DFO RC RC; DFO DFO DFO
Vintage1958 | natural gas steam turbine | TRUE | 5701 | El Paso Electric Co | 2444 | Rio Grande | NM | Dona Ana | 7 | Natural Gas Steam Turbine | ST |  | S | X | X |  |  | 50 | 0.85 | 46 | 48 | 18 | N |  |  | OP | X | 6 | 1958 | 12 | 2023 | N | Electric Utility | 1 | [11 empty] | N |  |  | OVER | [23 empty] | N | N | bar: X X X to DFO RC RC; DFO DFO DFO
Vintage1972 | natural gas steam turbine | TRUE | 5701 | El Paso Electric Co | 2444 | Rio Grande | NM | Dona Ana | 8 | Natural Gas Steam Turbine | ST |  | S | X | X |  |  | 166.5 | 0.9 | 144 | 147 | 44 | N |  |  | OP | X | 7 | 1972 |  |  | N | Electric Utility | 1 | [11 empty] | N |  |  | OVER | [23 empty] | N | N | bar: X X X to DFO RC RC; DFO DFO DFO
Vintage2013 | natural gas peaker | TRUE | 5701 | El Paso Electric Co | 2444 | Rio Grande | NM | Dona Ana | 9 | Natural Gas Fired Combustion Turbine | GT |  | S | X | X |  |  | 131.8 | 0.85 | 83 | 93 | 17.9 | N |  |  | OP | X | 5 | 2013 |  |  | N | Electric Utility | 1 | [11 empty] | N |  |  | 10M | [23 empty] | N | N | bar: X X X to DFO RC RC
Vintage1967 | natural gas steam turbine | TRUE | 17718 | Southwestern Public Service Co | 2446 | Maddox | NM | Lea | 1 | Natural Gas Steam Turbine | ST |  | S | X | X | SPS.MADDOX1 | SPS.MADDOX1 | 113.6 | 0.85 | 112 | 112 | 35 | N |  |  | OP | X | 1 | 1967 | 12 | 2028 | N | Electric Utility | 1 | [11 empty] | N | N |  | OVER | [23 empty] | N | bar: X X X to DFO RC RC; DFO DFO DFO
Vintage1976 | natural gas peaker | TRUE | 17718 | Southwestern Public Service Co | 2446 | Maddox | NM | Lea | 2 | Natural Gas Fired Combustion Turbine | GT |  | S | X | X | SPS.MADDOXCT2 | SPS.MADDOXCT2 | 86.9 | 0.9 | 61 | 63 | 48 | N |  |  | OP | X | 1 | 1976 | 12 | 2025 | N | Electric Utility | 1 | [11 empty] | N | N |  | 1H | [23 empty] | N | bar: X X X to DFO RC RC; DFO DFO DFO
Vintage1963 | natural gas peaker | TRUE | 17718 | Southwestern Public Service Co | 2446 | Maddox | NM | Lea | 3 | Natural Gas Fired Combustion Turbine | GT |  | S | X | X |  |  | 11.5 | 0.85 | 10 | 10 | 3 | N |  |  | OP | X | 1 | 1963 | 12 | 2025 | N | Electric Utility | 1 | [11 empty] | N | N |  | 12H | [23 empty] | N | bar: X X X to DFO RC RC; DFO DFO DFO
Vintage1960 | natural gas steam turbine | TRUE | 15473 | Public Service Co of NM | 2450 | Reeves | NM | Bernalillo | 1 | Natural Gas Steam Turbine | ST |  | S | X | X |  |  | 44 | 0.85 | 42 | 42 | 10 | N |  |  | OP | X | 8 | 1960 |  |  | N | Electric Utility | 1 | [11 empty] | N | N |  | 12H | [23 empty] | N | N | N | bar: X X X to DFO RC RC; DFO DFO DFO
Vintage1960 | natural gas steam turbine | TRUE | 15473 | Public Service Co of NM | 2450 | Reeves | NM | Bernalillo | 2 | Natural Gas Steam Turbine | ST |  | S | X | X |  |  | 44 | 0.85 | 41 | 41 | 10 | N |  |  | OP | X | 3 | 1960 |  |  | N | Electric Utility | 1 | [11 empty] | N | N |  | 12H | [23 empty] | N | N | N | bar: X X X to DFO RC RC; DFO DFO DFO
Vintage1962 | natural gas steam turbine | TRUE | 15473 | Public Service Co of NM | 2450 | Reeves | NM | Bernalillo | 3 | Natural Gas Steam Turbine | ST |  | S | X | X |  |  | 66 | 0.85 | 63 | 63 | 15 | N |  |  | OP | X | 7 | 1962 |  |  | N | Electric Utility | 1 | [11 empty] | N | N |  | 12H | [23 empty] | N | N | N | bar: X X X to DFO RC RC; DFO DFO DFO
Vintage1976 | hard coal | TRUE | 15473 | Public Service Co of NM | 2451 | San Juan | NM | San Juan | 1 | Conventional Steam Coal | ST |  | J | X | X |  |  | 369 | 0.9 | 340 | 340 | 150 | N |  |  | OP | X | 12 | 1976 | 6 | 2022 | N | Electric Utility | 1 | X X X: X; DFO RC RC: RC; DFO SUB SUB: BIT; DFO DFO DFO: DFO; DFO DFO DFO: DFO |  |  | N | N |  | OVER |  | Y |  |  | Y | [18 empty] | N
Vintage1982 | hard coal | TRUE | 15473 | Public Service Co of NM | 2451 | San Juan | NM | San Juan | 4 | Conventional Steam Coal | ST |  | J | X | X |  |  | 555 | 0.9 | 507 | 507 | 150 | N |  |  | OP | X | 4 | 1982 | 9 | 2022 | N | Electric Utility | 1 | X X X: X; DFO RC RC: RC; DFO SUB SUB: BIT; DFO DFO DFO: DFO; DFO DFO DFO: DFO |  |  | N | N |  | OVER |  | Y |  |  | Y | [18 empty] | N
Vintage1957 | natural gas steam turbine | TRUE | 17718 | Southwestern Public Service Co | 2454 | Cunningham | NM | Lea | 1 | Natural Gas Steam Turbine | ST |  | S | X | X | SPS.CUNNGHAM1 | SPS.CUNNGHAM1 | 75 | 0.85 | 71 | 71 | 31 | N |  |  | OP | X | 1 | 1957 |  |  | N | Electric Utility | 1 | [11 empty] | N | N |  | OVER | [23 empty] | N | bar: X X X to DFO RC RC; DFO DFO DFO
Vintage1965 | natural gas steam turbine | TRUE | 17718 | Southwestern Public Service Co | 2454 | Cunningham | NM | Lea | 2 | Natural Gas Steam Turbine | ST |  | S | X | X | SPS.CUNNGHAM2 | SPS.CUNNGHAM2 | 190.4 | 0.85 | 183 | 183 | 59 | N |  |  | OP | X | 1 | 1965 | 12 | 2025 | N | Electric Utility | 1 | [11 empty] | N | N |  | OVER | [23 empty] | N | bar: X X X to DFO RC RC; DFO DFO DFO
Vintage1998 | natural gas peaker | TRUE | 17718 | Southwestern Public Service Co | 2454 | Cunningham | NM | Lea | 3 | Natural Gas Fired Combustion Turbine | GT |  | S | X | X | SPS.CUNNGHAM3 | SPS.CUNNGHAM3 | 126.9 | 0.9 | 106 | 98 | 87 | N |  |  | OP | X | 5 | 1998 | 12 | 2040 | N | Electric Utility | 1 | [11 empty] | N | N |  | 1H | [23 empty] | N | bar: X X X to DFO RC RC; DFO DFO DFO
Vintage1998 | natural gas peaker | TRUE | 17718 | Southwestern Public Service Co | 2454 | Cunningham | NM | Lea | 4 | Natural Gas Fired Combustion Turbine | GT |  | S | X | X | SPS.CUNNGHAM4 | SPS.CUNNGHAM4 | 126.9 | 0.9 | 103 | 98 | 87 | N |  |  | OP | X | 5 | 1998 | 12 | 2040 | N | Electric Utility | 1 | [11 empty] | N | N |  | 1H | [23 empty] | N | bar: X X X to DFO RC RC
Vintage1954 | natural gas steam turbine | TRUE | 15473 | Public Service Co of NM | 2475 | Algodones | NM | Sandoval | 1 | Natural Gas Steam Turbine | ST |  | J | X | X |  |  | 15 | 0.9 | 15 | 15 | 15 | N |  |  | OS | X | 10 | 1954 |  |  | N | Electric Utility | 1 | X X X: X; DFO RC RC: NG; DFO SUB SUB: RFO; DFO DFO DFO: NG |  |  |  | N |  | 12H | [23 empty] | N |  | N
Vintage1954 | natural gas steam turbine | TRUE | 15473 | Public Service Co of NM | 2475 | Algodones | NM | Sandoval | 2 | Natural Gas Steam Turbine | ST |  | J | X | X |  |  | 15 | 0.9 | 15 | 15 | 15 | N |  |  | OS | X | 10 | 1954 |  |  | N | Electric Utility | 1 | X X X: X; DFO RC RC: NG; DFO SUB SUB: RFO; DFO DFO DFO: NG |  |  |  | N |  | 12H | [23 empty] | N |  | N
Vintage1959 | natural gas steam turbine | TRUE | 15473 | Public Service Co of NM | 2475 | Algodones | NM | Sandoval | 3 | Natural Gas Steam Turbine | ST |  | J | X | X |  |  | 15 | 0.9 | 15 | 15 | 15 | N |  |  | OS | X | 3 | 1959 |  |  | N | Electric Utility | 1 | X X X: X; DFO RC RC: NG; DFO SUB SUB: RFO; DFO DFO DFO: NG |  |  |  | N |  | 12H | [23 empty] | N |  | N
Vintage1951 | natural gas steam turbine | TRUE | 58971 | Danskammer Energy | 2480 | Danskammer Generating Station | NY | Orange | 1 | Natural Gas Steam Turbine | ST |  | S | X | X | Zone G | Zone G | 72 | 0.85 | 68 | 68 | 20 | N |  |  | OP | X | 12 | 1951 |  |  | N | IPP Non-CHP | 2 | X X X: X; DFO RC RC: NG; DFO SUB SUB: RFO; DFO DFO DFO: NG |  |  | N | N |  | 12H |  |  |  |  | N | N | [17 empty] | Y | Y | Y
Vintage1954 | natural gas steam turbine | TRUE | 58971 | Danskammer Energy | 2480 | Danskammer Generating Station | NY | Orange | 2 | Natural Gas Steam Turbine | ST |  | S | X | X | Zone G | Zone G | 73.5 | 0.85 | 65.7 | 65.5 | 20 | N |  |  | OP | X | 9 | 1954 |  |  | N | IPP Non-CHP | 2 | X X X: X; DFO RC RC: NG; DFO SUB SUB: RFO; DFO DFO DFO: NG |  |  | N | N |  | 12H |  |  |  |  | N | [18 empty] | Y | Y | Y
Vintage1959 | natural gas steam turbine | TRUE | 58971 | Danskammer Energy | 2480 | Danskammer Generating Station | NY | Orange | 3 | Natural Gas Steam Turbine | ST |  | S | X | X | Zone G | Zone G | 147.1 | 0.85 | 137.7 | 137.1 | 40 | N |  |  | OP | X | 10 | 1959 |  |  | N | IPP Non-CHP | 2 | [11 empty] | N | N |  | 12H |  | N |  |  | N | [18 empty] | N | N | N | bar: X X X to DFO RC RC; DFO DFO DFO
Vintage1967 | natural gas steam turbine | TRUE | 58971 | Danskammer Energy | 2480 | Danskammer Generating Station | NY | Orange | 4 | Natural Gas Steam Turbine | ST |  | S | X | X | zone G | Zone G | 239.4 | 0.85 | 225.9 | 229.5 | 60 | N |  |  | OP | X | 9 | 1967 |  |  | N | IPP Non-CHP | 2 | [11 empty] | N | N |  | 12H |  | N |  |  | N | [18 empty] | N | N | N | bar: X X X to DFO RC RC; DFO DFO DFO
Vintage1967 | petroleum | TRUE | 58971 | Danskammer Energy | 2480 | Danskammer Generating Station | NY | Orange | 5 | Petroleum Liquids | IC |  | S | X | X | Zone G | Zone G | 2.7 | 0.8 | 2.5 | 2.5 | 0.5 | N |  |  | SB | Y | 1 | 1967 |  |  | N | IPP Non-CHP | 2 | X X X: X; DFO RC RC: DFO; DFO DFO DFO: DFO |  |  | N | N |  | 10M | [23 empty] | N | N | N
Vintage1967 | petroleum | TRUE | 58971 | Danskammer Energy | 2480 | Danskammer Generating Station | NY | Orange | 6 | Petroleum Liquids | IC |  | S | X | X | Zone G | Zone G | 2.7 | 0.8 | 2.5 | 2.5 | 0.5 | N |  |  | SB | Y | 1 | 1967 |  |  | N | IPP Non-CHP | 2 | X X X: X; DFO RC RC: DFO; DFO DFO DFO: DFO |  |  | N | N |  | 10M | [23 empty] | N | N | N
Vintage1920 | hydro | TRUE | 3249 | Central Hudson Gas & Elec Corp | 2481 | Dashville | NY | Ulster | 1 | Conventional Hydroelectric | HY |  | S | X | X | 23610 | 23610 | 2.4 | 0.8 | 2.4 | 2.4 | 0.3 | N |  |  | OP | X | 1 | 1920 |  |  | N | Electric Utility | 1 | X X X: X; DFO RC RC: WAT |  |  | N | N |  | 10M
Vintage1920 | hydro | TRUE | 3249 | Central Hudson Gas & Elec Corp | 2481 | Dashville | NY | Ulster | 2 | Conventional Hydroelectric | HY |  | S | X | X |  |  | 2.4 | 0.8 | 2.4 | 2.4 | 0.3 | N |  |  | OP | X | 1 | 1920 |  |  | N | Electric Utility | 1 | X X X: X; DFO RC RC: WAT |  |  | N | N |  | 10M
Vintage1953 | hydro | TRUE | 15296 | New York Power Authority | 2483 | Neversink | NY | Sullivan | H1 | Conventional Hydroelectric | HY |  | W | X | X |  |  | 25 | 1 | 25 | 25 | 1 | N |  |  | OP | X | 12 | 1953 |  |  | N | Electric Utility | 1 | X X X: X; DFO RC RC: WAT |  |  | N | N |  | 10M
Vintage1970 | other | TRUE | 3249 | Central Hudson Gas & Elec Corp | 2485 | South Cairo | NY | Greene | GT1 | Petroleum Liquids | GT |  | S | X | X | 23612 | 23612 | 21.3 | 0.86 | 18.1 | 22.9 | 2 | N |  |  | OP | X | 6 | 1970 |  |  | N | Electric Utility | 1 | X X X: X; DFO RC RC: KER |  |  | N | N |  | 10M | [23 empty] | N
Vintage1924 | hydro | TRUE | 3249 | Central Hudson Gas & Elec Corp | 2486 | Sturgeon | NY | Ulster | H1 | Conventional Hydroelectric | HY |  | S | X | X | 23609 | 23609 | 4.8 | 0.8 | 4.8 | 4.8 | 4 | N |  |  | OP | X | 1 | 1924 |  |  | N | Electric Utility | 1 | X X X: X; DFO RC RC: WAT |  |  | N | N |  | 10M
Vintage1924 | hydro | TRUE | 3249 | Central Hudson Gas & Elec Corp | 2486 | Sturgeon | NY | Ulster | H2 | Conventional Hydroelectric | HY |  | S | X | X |  |  | 4.8 | 0.8 | 4.8 | 4.8 | 4 | N |  |  | OP | X | 1 | 1924 |  |  | N | Electric Utility | 1 | X X X: X; DFO RC RC: WAT |  |  | N | N |  | 10M
Vintage1924 | hydro | TRUE | 3249 | Central Hudson Gas & Elec Corp | 2486 | Sturgeon | NY | Ulster | H3 | Conventional Hydroelectric | HY |  | S | X | X |  |  | 4.8 | 0.8 | 4.8 | 4.8 | 4 | N |  |  | OP | X | 1 | 1924 |  |  | N | Electric Utility | 1 | X X X: X; DFO RC RC: WAT |  |  | N | N |  | 10M
Vintage1969 | natural gas peaker | TRUE | 3249 | Central Hudson Gas & Elec Corp | 2487 | West Coxsackie | NY | Greene | GT1 | Natural Gas Fired Combustion Turbine | GT |  | S | X | X | 23611 | 23611 | 21.3 | 0.86 | 20.2 | 24.8 | 2 | N |  |  | OP | X | 12 | 1969 |  |  | N | Electric Utility | 1 | X X X: X; DFO RC RC: NG; DFO SUB SUB: KER |  |  | N | N |  | 10M | [23 empty] | Y | N | Y
Vintage1959 | natural gas steam turbine | TRUE | 13192 | NRG Arthur Kill Operations Inc | 2490 | Arthur Kill Generating Station | NY | Richmond | 2 | Natural Gas Steam Turbine | ST |  | W | X | X |  |  | 342 | 0.8 | 340 | 344.2 | 90 | N |  |  | OP | X | 9 | 1959 |  |  | N | IPP Non-CHP | 2 | [11 empty] | N | N |  | OVER | [23 empty] | N | N | N | bar: X X X to DFO RC RC; DFO DFO DFO
Vintage1969 | natural gas steam turbine | TRUE | 13192 | NRG Arthur Kill Operations Inc | 2490 | Arthur Kill Generating Station | NY | Richmond | 3 | Natural Gas Steam Turbine | ST |  | W | X | X |  |  | 535.5 | 0.9 | 520.1 | 523.4 | 150 | N |  |  | OP | X | 6 | 1969 |  |  | N | IPP Non-CHP | 2 | [11 empty] | N | N |  | OVER | [23 empty] | N | N | N | bar: X X X to DFO RC RC; DFO DFO DFO
Vintage1970 | natural gas peaker | TRUE | 13192 | NRG Arthur Kill Operations Inc | 2490 | Arthur Kill Generating Station | NY | Richmond | GT1 | Natural Gas Fired Combustion Turbine | GT |  | W | X | X |  |  | 18 | 1 | 12.1 | 15.8 | 1 | N |  |  | OP | X | 1 | 1970 |  |  | N | IPP Non-CHP | 2 | [11 empty] | N | N |  | 10M | [23 empty] | N | N | N | bar: X X X to DFO RC RC
Vintage2005 | natural gas peaker | TRUE | 4226 | Consolidated Edison Co-NY Inc | 2493 | East River | NY | New York | 1 | Natural Gas Fired Combustion Turbine | GT |  | S | X | X |  |  | 180 | 0.85 | 155.8 | 192.5 | 110 | N |  |  | OP | X | 4 | 2005 |  |  | N | Electric Utility | 1 | X X X: X; DFO RC RC: NG; DFO SUB SUB: KER |  |  | N | N |  | 12H | [23 empty] | Y | N | Y
Vintage2005 | natural gas peaker | TRUE | 4226 | Consolidated Edison Co-NY Inc | 2493 | East River | NY | New York | 2 | Natural Gas Fired Combustion Turbine | GT |  | S | X | X |  |  | 180 | 0.85 | 152.9 | 195 | 110 | N |  |  | OP | X | 4 | 2005 |  |  | N | Electric Utility | 1 | X X X: X; DFO RC RC: NG; DFO SUB SUB: KER |  |  | N | N |  | 12H | [23 empty] | Y | N | Y
Vintage1951 | natural gas steam turbine | TRUE | 4226 | Consolidated Edison Co-NY Inc | 2493 | East River | NY | New York | 6 | Natural Gas Steam Turbine | ST |  | S | X | X |  |  | 156.2 | 0.8 | 145.3 | 150.2 | 45 | N |  |  | OP | X | 11 | 1951 |  |  | Y | Electric Utility | 1 | X X X: T; DFO RC RC: NG; DFO SUB SUB: DFO; DFO DFO DFO: RFO; DFO DFO DFO: NG |  |  | N | N |  | OVER | [23 empty] | Y | Y | Y
Vintage1955 | natural gas steam turbine | TRUE | 4226 | Consolidated Edison Co-NY Inc | 2493 | East River | NY | New York | 7 | Natural Gas Steam Turbine | ST |  | S | X | X |  |  | 200 | 0.8 | 184.8 | 188.8 | 65 | N |  |  | OP | X | 6 | 1955 |  |  | N | Electric Utility | 1 | X X X: X; DFO RC RC: NG; DFO SUB SUB: DFO; DFO DFO DFO: RFO; DFO DFO DFO: NG |  |  | N | N |  | OVER | [23 empty] | Y | Y | Y
Vintage1971 | petroleum | TRUE | 54863 | U S Power Generating Company LLC | 2494 | Gowanus Gas Turbines Generating | NY | Kings | GT11 | Petroleum Liquids | GT |  | S | X | X |  |  | 20 | 1 | 18.6 | 24.7 | 16 | N |  |  | OP | X | 6 | 1971 |  |  | N | IPP Non-CHP | 2 | X X X: X; DFO RC RC: DFO |  |  | N |  |  | 1H | [23 empty] | N
Vintage1971 | petroleum | TRUE | 54863 | U S Power Generating Company LLC | 2494 | Gowanus Gas Turbines Generating | NY | Kings | GT12 | Petroleum Liquids | GT |  | S | X | X |  |  | 20 | 1 | 19.5 | 24.2 | 16 | N |  |  | OP | X | 6 | 1971 |  |  | N | IPP Non-CHP | 2 | X X X: X; DFO RC RC: DFO |  |  | N |  |  | 1H | [23 empty] | N
Vintage1971 | petroleum | TRUE | 54863 | U S Power Generating Company LLC | 2494 | Gowanus Gas Turbines Generating | NY | Kings | GT13 | Petroleum Liquids | GT |  | S | X | X |  |  | 20 | 1 | 17.9 | 23.2 | 16 | N |  |  | OP | X | 6 | 1971 |  |  | N | IPP Non-CHP | 2 | X X X: X; DFO RC RC: DFO |  |  | N |  |  | 1H | [23 empty] | N
Vintage1971 | petroleum | TRUE | 54863 | U S Power Generating Company LLC | 2494 | Gowanus Gas Turbines Generating | NY | Kings | GT14 | Petroleum Liquids | GT |  | S | X | X |  |  | 20 | 1 | 16.4 | 21.2 | 15.6 | N |  |  | OP | X | 6 | 1971 |  |  | N | IPP Non-CHP | 2 | X X X: X; DFO RC RC: DFO |  |  | N |  |  | 1H | [23 empty] | N
Vintage1971 | petroleum | TRUE | 54863 | U S Power Generating Company LLC | 2494 | Gowanus Gas Turbines Generating | NY | Kings | GT15 | Petroleum Liquids | GT |  | S | X | X |  |  | 20 | 1 | 17.8 | 22.6 | 15.9 | N |  |  | OP | X | 6 | 1971 |  |  | N | IPP Non-CHP | 2 | X X X: X; DFO RC RC: DFO |  |  | N |  |  | 1H | [23 empty] | N
Vintage1971 | petroleum | TRUE | 54863 | U S Power Generating Company LLC | 2494 | Gowanus Gas Turbines Generating | NY | Kings | GT16 | Petroleum Liquids | GT |  | S | X | X |  |  | 20 | 1 | 16.5 | 21.4 | 15.6 | N |  |  | OP | X | 6 | 1971 |  |  | N | IPP Non-CHP | 2 | X X X: X; DFO RC RC: DFO |  |  | N |  |  | 1H | [23 empty] | N
Vintage1971 | petroleum | TRUE | 54863 | U S Power Generating Company LLC | 2494 | Gowanus Gas Turbines Generating | NY | Kings | GT17 | Petroleum Liquids | GT |  | S | X | X |  |  | 20 | 1 | 18 | 22.4 | 16 | N |  |  | OP | X | 6 | 1971 |  |  | N | IPP Non-CHP | 2 | X X X: X; DFO RC RC: DFO |  |  | N |  |  | 1H | [23 empty] | N
Vintage1971 | petroleum | TRUE | 54863 | U S Power Generating Company LLC | 2494 | Gowanus Gas Turbines Generating | NY | Kings | GT18 | Petroleum Liquids | GT |  | S | X | X |  |  | 20 | 1 | 16 | 21 | 14.6 | N |  |  | OS | X | 6 | 1971 |  |  | N | IPP Non-CHP | 2 | X X X: X; DFO RC RC: DFO |  |  | N |  |  | 1H | [23 empty] | N
Vintage1971 | natural gas peaker | TRUE | 54863 | U S Power Generating Company LLC | 2494 | Gowanus Gas Turbines Generating | NY | Kings | GT21 | Natural Gas Fired Combustion Turbine | GT |  | S | X | X |  |  | 20 | 1 | 17.1 | 21.6 | 16 | N |  |  | OP | X | 6 | 1971 |  |  | N | IPP Non-CHP | 2 | X X X: X; DFO RC RC: NG; DFO SUB SUB: DFO |  |  | N |  |  | 1H | [23 empty] | Y | Y | Y
Vintage1971 | natural gas peaker | TRUE | 54863 | U S Power Generating Company LLC | 2494 | Gowanus Gas Turbines Generating | NY | Kings | GT22 | Natural Gas Fired Combustion Turbine | GT |  | S | X | X |  |  | 20 | 1 | 16.9 | 21.5 | 15.2 | N |  |  | OP | X | 6 | 1971 |  |  | N | IPP Non-CHP | 2 | X X X: X; DFO RC RC: NG; DFO SUB SUB: DFO |  |  | N |  |  | 1H | [23 empty] | Y | Y | Y
Vintage1971 | natural gas peaker | TRUE | 54863 | U S Power Generating Company LLC | 2494 | Gowanus Gas Turbines Generating | NY | Kings | GT23 | Natural Gas Fired Combustion Turbine | GT |  | S | X | X |  |  | 20 | 1 | 19.1 | 22.6 | 16 | N |  |  | OP | X | 6 | 1971 |  |  | N | IPP Non-CHP | 2 | X X X: X; DFO RC RC: NG; DFO SUB SUB: DFO |  |  | N |  |  | 1H | [23 empty] | Y | Y | Y
Vintage1971 | natural gas peaker | TRUE | 54863 | U S Power Generating Company LLC | 2494 | Gowanus Gas Turbines Generating | NY | Kings | GT24 | Natural Gas Fired Combustion Turbine | GT |  | S | X | X |  |  | 20 | 1 | 17.1 | 22 | 16 | N |  |  | OP | X | 6 | 1971 |  |  | N | IPP Non-CHP | 2 | X X X: X; DFO RC RC: NG; DFO SUB SUB: DFO |  |  | N |  |  | 1H | [23 empty] | Y | Y | Y
Vintage1971 | natural gas peaker | TRUE | 54863 | U S Power Generating Company LLC | 2494 | Gowanus Gas Turbines Generating | NY | Kings | GT25 | Natural Gas Fired Combustion Turbine | GT |  | S | X | X |  |  | 20 | 1 | 17.8 | 24 | 16 | N |  |  | OP | X | 6 | 1971 |  |  | N | IPP Non-CHP | 2 | X X X: X; DFO RC RC: NG; DFO SUB SUB: DFO |  |  | N |  |  | 1H | [23 empty] | Y | Y | Y
Vintage1971 | natural gas peaker | TRUE | 54863 | U S Power Generating Company LLC | 2494 | Gowanus Gas Turbines Generating | NY | Kings | GT26 | Natural Gas Fired Combustion Turbine | GT |  | S | X | X |  |  | 20 | 1 | 19.7 | 24.9 | 16 | N |  |  | OP | X | 6 | 1971 |  |  | N | IPP Non-CHP | 2 | X X X: X; DFO RC RC: NG; DFO SUB SUB: DFO |  |  | N |  |  | 1H | [23 empty] | Y | Y | Y
Vintage1971 | natural gas peaker | TRUE | 54863 | U S Power Generating Company LLC | 2494 | Gowanus Gas Turbines Generating | NY | Kings | GT27 | Natural Gas Fired Combustion Turbine | GT |  | S | X | X |  |  | 20 | 1 | 19.1 | 24.9 | 16 | N |  |  | OP | X | 6 | 1971 |  |  | N | IPP Non-CHP | 2 | X X X: X; DFO RC RC: NG; DFO SUB SUB: DFO | [5 empty] | 1H | [23 empty] | Y | Y | Y
Vintage1971 | natural gas peaker | TRUE | 54863 | U S Power Generating Company LLC | 2494 | Gowanus Gas Turbines Generating | NY | Kings | GT28 | Natural Gas Fired Combustion Turbine | GT |  | S | X | X |  |  | 20 | 1 | 17.3 | 23.5 | 16 | N |  |  | OP | X | 6 | 1971 |  |  | N | IPP Non-CHP | 2 | X X X: X; DFO RC RC: NG; DFO SUB SUB: DFO |  |  | N |  |  | 1H | [23 empty] | Y | Y | Y
Vintage1971 | natural gas peaker | TRUE | 54863 | U S Power Generating Company LLC | 2494 | Gowanus Gas Turbines Generating | NY | Kings | GT31 | Natural Gas Fired Combustion Turbine | GT |  | S | X | X |  |  | 20 | 1 | 17 | 21.5 | 16 | N |  |  | OP | X | 7 | 1971 |  |  | N | IPP Non-CHP | 2 | X X X: X; DFO RC RC: NG; DFO SUB SUB: DFO |  |  | N |  |  | 1H | [23 empty] | Y | Y | Y
Vintage1971 | natural gas peaker | TRUE | 54863 | U S Power Generating Company LLC | 2494 | Gowanus Gas Turbines Generating | NY | Kings | GT32 | Natural Gas Fired Combustion Turbine | GT |  | S | X | X |  |  | 20 | 1 | 16.9 | 22 | 16 | N |  |  | OP | X | 7 | 1971 |  |  | N | IPP Non-CHP | 2 | X X X: X; DFO RC RC: NG; DFO SUB SUB: DFO |  |  | N |  |  | 1H | [23 empty] | Y | Y | Y
Vintage1971 | natural gas peaker | TRUE | 54863 | U S Power Generating Company LLC | 2494 | Gowanus Gas Turbines Generating | NY | Kings | GT33 | Natural Gas Fired Combustion Turbine | GT |  | S | X | X |  |  | 20 | 1 | 18.3 | 23.7 | 16 | N |  |  | OP | X | 7 | 1971 |  |  | N | IPP Non-CHP | 2 | X X X: X; DFO RC RC: NG; DFO SUB SUB: DFO |  |  | N |  |  | 1H | [23 empty] | Y | Y | Y
Vintage1971 | natural gas peaker | TRUE | 54863 | U S Power Generating Company LLC | 2494 | Gowanus Gas Turbines Generating | NY | Kings | GT34 | Natural Gas Fired Combustion Turbine | GT |  | S | X | X |  |  | 20 | 1 | 15.9 | 21.6 | 15.9 | N |  |  | OP | X | 7 | 1971 |  |  | N | IPP Non-CHP | 2 | X X X: X; DFO RC RC: NG; DFO SUB SUB: DFO |  |  | N |  |  | 1H | [23 empty] | Y | Y | Y
Vintage1971 | natural gas peaker | TRUE | 54863 | U S Power Generating Company LLC | 2494 | Gowanus Gas Turbines Generating | NY | Kings | GT35 | Natural Gas Fired Combustion Turbine | GT |  | S | X | X |  |  | 20 | 1 | 17.3 | 22.5 | 16 | N |  |  | OP | X | 7 | 1971 |  |  | N | IPP Non-CHP | 2 | X X X: X; DFO RC RC: NG; DFO SUB SUB: DFO |  |  | N |  |  | 1H | [23 empty] | Y | Y | Y
Vintage1971 | natural gas peaker | TRUE | 54863 | U S Power Generating Company LLC | 2494 | Gowanus Gas Turbines Generating | NY | Kings | GT36 | Natural Gas Fired Combustion Turbine | GT |  | S | X | X |  |  | 20 | 1 | 15.4 | 20.8 | 15.2 | N |  |  | OP | X | 7 | 1971 |  |  | N | IPP Non-CHP | 2 | X X X: X; DFO RC RC: NG; DFO SUB SUB: DFO |  |  | N |  |  | 1H | [23 empty] | Y | Y | Y
Vintage1971 | natural gas peaker | TRUE | 54863 | U S Power Generating Company LLC | 2494 | Gowanus Gas Turbines Generating | NY | Kings | GT37 | Natural Gas Fired Combustion Turbine | GT |  | S | X | X |  |  | 20 | 1 | 17.9 | 23.6 | 16 | N |  |  | OP | X | 7 | 1971 |  |  | N | IPP Non-CHP | 2 | X X X: X; DFO RC RC: NG; DFO SUB SUB: DFO |  |  | N |  |  | 1H | [23 empty] | Y | Y | Y
Vintage1971 | natural gas peaker | TRUE | 54863 | U S Power Generating Company LLC | 2494 | Gowanus Gas Turbines Generating | NY | Kings | GT38 | Natural Gas Fired Combustion Turbine | GT |  | S | X | X |  |  | 20 | 1 | 17.8 | 23.7 | 16 | N |  |  | OP | X | 7 | 1971 |  |  | N | IPP Non-CHP | 2 | X X X: X; DFO RC RC: NG; DFO SUB SUB: DFO |  |  | N |  |  | 1H | [23 empty] | Y | Y | Y
Vintage1971 | petroleum | TRUE | 54863 | U S Power Generating Company LLC | 2494 | Gowanus Gas Turbines Generating | NY | Kings | GT41 | Petroleum Liquids | GT |  | S | X | X |  |  | 20 | 1 | 18.9 | 24.2 | 16 | N |  |  | OP | X | 7 | 1971 |  |  | N | IPP Non-CHP | 2 | X X X: X; DFO RC RC: DFO |  |  | N |  |  | 1H | [23 empty] | N
Vintage1971 | petroleum | TRUE | 54863 | U S Power Generating Company LLC | 2494 | Gowanus Gas Turbines Generating | NY | Kings | GT42 | Petroleum Liquids | GT |  | S | X | X |  |  | 20 | 1 | 18.5 | 23.1 | 16 | N |  |  | OP | X | 7 | 1971 |  |  | N | IPP Non-CHP | 2 | X X X: X; DFO RC RC: DFO |  |  | N |  |  | 1H | [23 empty] | N
Vintage1971 | petroleum | TRUE | 54863 | U S Power Generating Company LLC | 2494 | Gowanus Gas Turbines Generating | NY | Kings | GT43 | Petroleum Liquids | GT |  | S | X | X |  |  | 20 | 1 | 18.4 | 21.7 | 16 | N |  |  | OP | X | 7 | 1971 |  |  | N | IPP Non-CHP | 2 | X X X: X; DFO RC RC: DFO |  |  | N |  |  | 1H | [23 empty] | N
Vintage1971 | petroleum | TRUE | 54863 | U S Power Generating Company LLC | 2494 | Gowanus Gas Turbines Generating | NY | Kings | GT44 | Petroleum Liquids | GT |  | S | X | X |  |  | 20 | 1 | 16 | 21.6 | 15.8 | N |  |  | OP | X | 7 | 1971 |  |  | N | IPP Non-CHP | 2 | X X X: X; DFO RC RC: DFO |  |  | N |  |  | 1H | [23 empty] | N
Vintage1971 | petroleum | TRUE | 54863 | U S Power Generating Company LLC | 2494 | Gowanus Gas Turbines Generating | NY | Kings | GT45 | Petroleum Liquids | GT |  | S | X | X |  |  | 20 | 1 | 16.6 | 22.1 | 15.7 | N |  |  | OP | X | 7 | 1971 |  |  | N | IPP Non-CHP | 2 | X X X: X; DFO RC RC: DFO |  |  | N |  |  | 1H | [23 empty] | N
Vintage1971 | petroleum | TRUE | 54863 | U S Power Generating Company LLC | 2494 | Gowanus Gas Turbines Generating | NY | Kings | GT46 | Petroleum Liquids | GT |  | S | X | X |  |  | 20 | 1 | 18.5 | 23.9 | 16 | N |  |  | OP | X | 7 | 1971 |  |  | N | IPP Non-CHP | 2 | X X X: X; DFO RC RC: DFO |  |  | N |  |  | 1H | [23 empty] | N
Vintage1971 | petroleum | TRUE | 54863 | U S Power Generating Company LLC | 2494 | Gowanus Gas Turbines Generating | NY | Kings | GT47 | Petroleum Liquids | GT |  | S | X | X |  |  | 20 | 1 | 18.4 | 24.7 | 14 | N |  |  | OP | X | 7 | 1971 |  |  | N | IPP Non-CHP | 2 | X X X: X; DFO RC RC: DFO |  |  | N |  |  | 1H | [23 empty] | N
Vintage1971 | petroleum | TRUE | 54863 | U S Power Generating Company LLC | 2494 | Gowanus Gas Turbines Generating | NY | Kings | GT48 | Petroleum Liquids | GT |  | S | X | X |  |  | 20 | 1 | 17.2 | 23.2 | 16 | N |  |  | OP | X | 7 | 1971 |  |  | N | IPP Non-CHP | 2 | X X X: X; DFO RC RC: DFO |  |  | N |  |  | 1H | [23 empty] | N
Vintage1970 | other | TRUE | 4226 | Consolidated Edison Co-NY Inc | 2496 | Hudson Avenue | NY | Kings | GT3 | Petroleum Liquids | GT |  | S | X | X |  |  | 16.3 | 0.85 | 13.9 | 15.6 | 11 | N |  |  | OP | X | 7 | 1970 | 11 | 2022 | N | Electric Utility | 1 | X X X: X; DFO RC RC: KER |  |  | N | N |  | 1H | [23 empty] | N | N
Vintage1970 | other | TRUE | 4226 | Consolidated Edison Co-NY Inc | 2496 | Hudson Avenue | NY | Kings | GT5 | Petroleum Liquids | GT |  | S | X | X |  |  | 16.3 | 0.85 | 13.9 | 18.6 | 11 | N |  |  | OP | X | 7 | 1970 | 11 | 2022 | N | Electric Utility | 1 | X X X: X; DFO RC RC: KER |  |  |  | N |  | 1H | [23 empty] | N | N
Vintage1972 | natural gas peaker | TRUE | 54863 | U S Power Generating Company LLC | 2499 | Narrows Gas Turbines Generating | NY | Kings | NT11 | Natural Gas Fired Combustion Turbine | GT |  | S | X | X |  |  | 22 | 1 | 19.4 | 24.4 | 16 | N |  |  | OP | X | 5 | 1972 |  |  | N | IPP Non-CHP | 2 | X X X: X; DFO RC RC: NG; DFO SUB SUB: DFO |  |  | N |  |  | 1H | [23 empty] | Y | Y | Y
Vintage1972 | natural gas peaker | TRUE | 54863 | U S Power Generating Company LLC | 2499 | Narrows Gas Turbines Generating | NY | Kings | NT12 | Natural Gas Fired Combustion Turbine | GT |  | S | X | X |  |  | 22 | 1 | 17.5 | 22.7 | 16 | N |  |  | OP | X | 5 | 1972 |  |  | N | IPP Non-CHP | 2 | X X X: X; DFO RC RC: NG; DFO SUB SUB: DFO |  |  | N |  |  | 1H | [23 empty] | Y | Y | Y
Vintage1972 | natural gas peaker | TRUE | 54863 | U S Power Generating Company LLC | 2499 | Narrows Gas Turbines Generating | NY | Kings | NT13 | Natural Gas Fired Combustion Turbine | GT |  | S | X | X |  |  | 22 | 1 | 18.5 | 24.4 | 16 | N |  |  | OP | X | 5 | 1972 |  |  | N | IPP Non-CHP | 2 | X X X: X; DFO RC RC: NG; DFO SUB SUB: DFO |  |  | N |  |  | 1H | [23 empty] | Y | Y | Y
Vintage1972 | natural gas peaker | TRUE | 54863 | U S Power Generating Company LLC | 2499 | Narrows Gas Turbines Generating | NY | Kings | NT14 | Natural Gas Fired Combustion Turbine | GT |  | S | X | X |  |  | 22 | 1 | 18.7 | 24.9 | 16 | N |  |  | OP | X | 5 | 1972 |  |  | N | IPP Non-CHP | 2 | X X X: X; DFO RC RC: NG; DFO SUB SUB: DFO |  |  | N |  |  | 1H | [23 empty] | Y | Y | Y
Vintage1972 | natural gas peaker | TRUE | 54863 | U S Power Generating Company LLC | 2499 | Narrows Gas Turbines Generating | NY | Kings | NT15 | Natural Gas Fired Combustion Turbine | GT |  | S | X | X |  |  | 22 | 1 | 20.7 | 24 | 16 | N |  |  | OP | X | 5 | 1972 |  |  | N | IPP Non-CHP | 2 | X X X: X; DFO RC RC: NG; DFO SUB SUB: DFO |  |  | N |  |  | 1H | [23 empty] | Y | Y | Y
Vintage1972 | natural gas peaker | TRUE | 54863 | U S Power Generating Company LLC | 2499 | Narrows Gas Turbines Generating | NY | Kings | NT16 | Natural Gas Fired Combustion Turbine | GT |  | S | X | X |  |  | 22 | 1 | 16.3 | 21.9 | 15.7 | N |  |  | OP | X | 5 | 1972 |  |  | N | IPP Non-CHP | 2 | X X X: X; DFO RC RC: NG; DFO SUB SUB: DFO |  |  | N |  |  | 10M | [23 empty] | Y | Y | Y
Vintage1972 | natural gas peaker | TRUE | 54863 | U S Power Generating Company LLC | 2499 | Narrows Gas Turbines Generating | NY | Kings | NT17 | Natural Gas Fired Combustion Turbine | GT |  | S | X | X |  |  | 22 | 1 | 19 | 24.9 | 15.6 | N |  |  | OP | X | 5 | 1972 |  |  | N | IPP Non-CHP | 2 | X X X: X; DFO RC RC: NG; DFO SUB SUB: DFO |  |  | N |  |  | 1H | [23 empty] | Y | Y | Y
Vintage1972 | natural gas peaker | TRUE | 54863 | U S Power Generating Company LLC | 2499 | Narrows Gas Turbines Generating | NY | Kings | NT18 | Natural Gas Fired Combustion Turbine | GT |  | S | X | X |  |  | 22 | 1 | 17.7 | 23.3 | 16 | N |  |  | OP | X | 5 | 1972 |  |  | N | IPP Non-CHP | 2 | X X X: X; DFO RC RC: NG; DFO SUB SUB: DFO |  |  | N |  |  | 1H | [23 empty] | Y | Y | Y
Vintage1972 | natural gas peaker | TRUE | 54863 | U S Power Generating Company LLC | 2499 | Narrows Gas Turbines Generating | NY | Kings | NT21 | Natural Gas Fired Combustion Turbine | GT |  | S | X | X |  |  | 22 | 1 | 19.2 | 24.6 | 16 | N |  |  | OP | X | 6 | 1972 |  |  | N | IPP Non-CHP | 2 | X X X: X; DFO RC RC: NG; DFO SUB SUB: DFO |  |  | N |  |  | 1H | [23 empty] | Y | Y | Y
Vintage1972 | natural gas peaker | TRUE | 54863 | U S Power Generating Company LLC | 2499 | Narrows Gas Turbines Generating | NY | Kings | NT22 | Natural Gas Fired Combustion Turbine | GT |  | S | X | X |  |  | 22 | 1 | 16.4 | 22.4 | 16 | N |  |  | OP | X | 6 | 1972 |  |  | N | IPP Non-CHP | 2 | X X X: X; DFO RC RC: NG; DFO SUB SUB: DFO |  |  | N |  |  | 1H | [23 empty] | Y | Y | Y
Vintage1972 | natural gas peaker | TRUE | 54863 | U S Power Generating Company LLC | 2499 | Narrows Gas Turbines Generating | NY | Kings | NT23 | Natural Gas Fired Combustion Turbine | GT |  | S | X | X |  |  | 22 | 1 | 17.5 | 23.2 | 16 | N |  |  | OP | X | 6 | 1972 |  |  | N | IPP Non-CHP | 2 | X X X: X; DFO RC RC: NG; DFO SUB SUB: DFO |  |  | N |  |  | 1H | [23 empty] | Y | Y | Y
Vintage1972 | natural gas peaker | TRUE | 54863 | U S Power Generating Company LLC | 2499 | Narrows Gas Turbines Generating | NY | Kings | NT24 | Natural Gas Fired Combustion Turbine | GT |  | S | X | X |  |  | 22 | 1 | 19.7 | 23.8 | 16 | N |  |  | OP | X | 6 | 1972 |  |  | N | IPP Non-CHP | 2 | X X X: X; DFO RC RC: NG; DFO SUB SUB: DFO |  |  | N |  |  | 1H | [23 empty] | Y | Y | Y
Vintage1972 | natural gas peaker | TRUE | 54863 | U S Power Generating Company LLC | 2499 | Narrows Gas Turbines Generating | NY | Kings | NT25 | Natural Gas Fired Combustion Turbine | GT |  | S | X | X |  |  | 22 | 1 | 20.2 | 24.4 | 16 | N |  |  | OP | X | 6 | 1972 |  |  | N | IPP Non-CHP | 2 | X X X: X; DFO RC RC: NG; DFO SUB SUB: DFO |  |  | N |  |  | 1H | [23 empty] | Y | Y | Y
Vintage1972 | natural gas peaker | TRUE | 54863 | U S Power Generating Company LLC | 2499 | Narrows Gas Turbines Generating | NY | Kings | NT26 | Natural Gas Fired Combustion Turbine | GT |  | S | X | X |  |  | 22 | 1 | 15.3 | 21.7 | 15.3 | N |  |  | OP | X | 6 | 1972 |  |  | N | IPP Non-CHP | 2 | X X X: X; DFO RC RC: NG; DFO SUB SUB: DFO |  |  | N |  |  | 1H | [23 empty] | Y | Y | Y
Vintage1972 | natural gas peaker | TRUE | 54863 | U S Power Generating Company LLC | 2499 | Narrows Gas Turbines Generating | NY | Kings | NT27 | Natural Gas Fired Combustion Turbine | GT |  | S | X | X |  |  | 22 | 1 | 19 | 24.2 | 16 | N |  |  | OP | X | 6 | 1972 |  |  | N | IPP Non-CHP | 2 | X X X: X; DFO RC RC: NG; DFO SUB SUB: DFO |  |  | N |  |  | 1H | [23 empty] | Y | Y | Y
Vintage1972 | natural gas peaker | TRUE | 54863 | U S Power Generating Company LLC | 2499 | Narrows Gas Turbines Generating | NY | Kings | NT28 | Natural Gas Fired Combustion Turbine | GT |  | S | X | X |  |  | 22 | 1 | 16.4 | 21.4 | 15.7 | N |  |  | OP | X | 6 | 1972 |  |  | N | IPP Non-CHP | 2 | X X X: X; DFO RC RC: NG; DFO SUB SUB: DFO |  |  | N |  |  | 1H | [23 empty] | Y | Y | Y
Vintage1963 | natural gas steam turbine | TRUE | 61130 | Helix Ravenswood, LLC | 2500 | Ravenswood | NY | Queens | 1 | Natural Gas Steam Turbine | ST |  | S | X | X |  |  | 400 | 0.8 | 368.5 | 375 | 75 | N |  |  | OP | X | 2 | 1963 |  |  | N | IPP Non-CHP | 2 | X X X: X; DFO RC RC: NG; DFO SUB SUB: DFO; DFO DFO DFO: NG |  |  | N | N |  | OVER |  |  |  |  | N | [18 empty] | Y | Y | Y
Vintage1963 | natural gas steam turbine | TRUE | 61130 | Helix Ravenswood, LLC | 2500 | Ravenswood | NY | Queens | 2 | Natural Gas Steam Turbine | ST |  | S | X | X |  |  | 400 | 0.8 | 373 | 378 | 75 | N |  |  | OP | X | 5 | 1963 |  |  | N | IPP Non-CHP | 2 | X X X: X; DFO RC RC: NG; DFO SUB SUB: DFO; DFO DFO DFO: NG |  |  | N | N |  | OVER | [23 empty] | Y | Y | Y
Vintage1965 | natural gas steam turbine | TRUE | 61130 | Helix Ravenswood, LLC | 2500 | Ravenswood | NY | Queens | 3 | Natural Gas Steam Turbine | ST |  | S | X | X |  |  | 1027 | 0.8 | 990 | 988.7 | 150 | N |  |  | OP | X | 6 | 1965 |  |  | N | IPP Non-CHP | 2 | X X X: X; DFO RC RC: NG; DFO SUB SUB: DFO; DFO DFO DFO: NG |  |  | N | N |  | OVER | [23 empty] | Y | Y | Y
Vintage2003 | natural gas combined cycle | TRUE | 61130 | Helix Ravenswood, LLC | 2500 | Ravenswood | NY | Queens | 4 | Natural Gas Fired Combined Cycle | CT | CCR4 | S | X | N |  |  | 181 | 0.85 | 161.8 | 192.1 | 115 | N |  |  | OP | X | 12 | 2003 |  |  | N | IPP Non-CHP | 2 | X X X: X; DFO RC RC: NG; DFO SUB SUB: KER |  |  | N | N |  | OVER | [23 empty] | Y | N | Y
Vintage2003 | natural gas combined cycle | TRUE | 61130 | Helix Ravenswood, LLC | 2500 | Ravenswood | NY | Queens | 4S | Natural Gas Fired Combined Cycle | CA | CCR4 | S | N | X |  |  | 87.5 | 0.85 | 78.3 | 92.9 | 0 | N |  |  | OP | X | 12 | 2003 |  |  | N | IPP Non-CHP | 2 | X X X: X; DFO RC RC: NG; DFO SUB SUB: KER |  |  | N | N |  | OVER | [23 empty] | Y | N | Y
Vintage1967 | natural gas peaker | TRUE | 61130 | Helix Ravenswood, LLC | 2500 | Ravenswood | NY | Queens | GT1 | Natural Gas Fired Combustion Turbine | GT |  | S | X | X |  |  | 16 | 0.85 | 8.1 | 11.1 | 7 | N |  |  | OP | X | 7 | 1967 |  |  | N | IPP Non-CHP | 2 | [11 empty] | N | N |  | 1H | [23 empty] | N | bar: X X X to DFO RC RC
Vintage1969 | natural gas peaker | TRUE | 61130 | Helix Ravenswood, LLC | 2500 | Ravenswood | NY | Queens | GT10 | Natural Gas Fired Combustion Turbine | GT |  | S | X | X |  |  | 25 | 0.85 | 16 | 22.3 | 10 | N |  |  | OP | X | 7 | 1969 |  |  | N | IPP Non-CHP | 2 | X X X: X; DFO RC RC: NG; DFO SUB SUB: KER |  |  | N | N |  | 1H | [23 empty] | Y | N | Y
Vintage1969 | natural gas peaker | TRUE | 61130 | Helix Ravenswood, LLC | 2500 | Ravenswood | NY | Queens | GT11 | Natural Gas Fired Combustion Turbine | GT |  | S | X | X |  |  | 25 | 0.85 | 16.4 | 22.4 | 10 | N |  |  | OP | X | 6 | 1969 |  |  | N | IPP Non-CHP | 2 | X X X: X; DFO RC RC: NG; DFO SUB SUB: KER |  |  | N | N |  | 1H | [23 empty] | Y | N | Y
Vintage1969 | natural gas peaker | TRUE | 61130 | Helix Ravenswood, LLC | 2500 | Ravenswood | NY | Queens | GT21 | Natural Gas Fired Combustion Turbine | GT |  | S | X | X |  |  | 42.9 | 0.85 | 30.6 | 41.7 | 10 | N |  |  | OS | X | 6 | 1969 |  |  | N | IPP Non-CHP | 2 | X X X: X; DFO RC RC: NG; DFO SUB SUB: KER |  |  | N | N |  | 1H | [23 empty] | Y | N | Y
Vintage1969 | natural gas peaker | TRUE | 61130 | Helix Ravenswood, LLC | 2500 | Ravenswood | NY | Queens | GT22 | Natural Gas Fired Combustion Turbine | GT |  | S | X | X |  |  | 42.9 | 0.85 | 32 | 41.9 | 10 | N |  |  | OS | X | 6 | 1969 |  |  | N | IPP Non-CHP | 2 | X X X: X; DFO RC RC: NG; DFO SUB SUB: KER |  |  | N | N |  | 1H | [23 empty] | Y | N | Y
Vintage1969 | natural gas peaker | TRUE | 61130 | Helix Ravenswood, LLC | 2500 | Ravenswood | NY | Queens | GT23 | Natural Gas Fired Combustion Turbine | GT |  | S | X | X |  |  | 42.9 | 0.85 | 30.7 | 37.3 | 10 | N |  |  | OS | X | 6 | 1969 |  |  | N | IPP Non-CHP | 2 | X X X: X; DFO RC RC: NG; DFO SUB SUB: KER |  |  | N | N |  | 1H | [23 empty] | Y | N | Y
Vintage1969 | natural gas peaker | TRUE | 61130 | Helix Ravenswood, LLC | 2500 | Ravenswood | NY | Queens | GT24 | Natural Gas Fired Combustion Turbine | GT |  | S | X | X |  |  | 42.9 | 0.85 | 30.9 | 41.6 | 10 | N |  |  | OS | X | 6 | 1969 |  |  | N | IPP Non-CHP | 2 | X X X: X; DFO RC RC: NG; DFO SUB SUB: KER |  |  | N | N |  | 1H | [23 empty] | Y | N | Y
Vintage1969 | natural gas peaker | TRUE | 61130 | Helix Ravenswood, LLC | 2500 | Ravenswood | NY | Queens | GT31 | Natural Gas Fired Combustion Turbine | GT |  | S | X | X |  |  | 42.9 | 0.85 | 30.7 | 40.8 | 10 | N |  |  | OS | X | 6 | 1969 |  |  | N | IPP Non-CHP | 2 | X X X: X; DFO RC RC: NG; DFO SUB SUB: KER |  |  | N | N |  | 1H | [23 empty] | Y | N | Y
Vintage1969 | natural gas peaker | TRUE | 61130 | Helix Ravenswood, LLC | 2500 | Ravenswood | NY | Queens | GT32 | Natural Gas Fired Combustion Turbine | GT |  | S | X | X |  |  | 42.9 | 0.85 | 29.7 | 40.3 | 10 | N |  |  | OS | X | 6 | 1969 |  |  | N | IPP Non-CHP | 2 | X X X: X; DFO RC RC: NG; DFO SUB SUB: KER |  |  | N | N |  | 1H | [23 empty] | Y | N | Y
Vintage1969 | natural gas peaker | TRUE | 61130 | Helix Ravenswood, LLC | 2500 | Ravenswood | NY | Queens | GT34 | Natural Gas Fired Combustion Turbine | GT |  | S | X | X |  |  | 42.9 | 0.85 | 29.8 | 40.8 | 10 | N |  |  | OS | X | 6 | 1969 |  |  | N | IPP Non-CHP | 2 | X X X: X; DFO RC RC: NG; DFO SUB SUB: KER |  |  | N | N |  | 1H | [23 empty] | Y | N | Y
Vintage1969 | natural gas peaker | TRUE | 4226 | Consolidated Edison Co-NY Inc | 2503 | 59th Street | NY | New York | GT1 | Natural Gas Fired Combustion Turbine | GT |  | S | X | X |  |  | 17.1 | 0.91 | 13.1 | 18.8 | 3 | N |  |  | OP | X | 6 | 1969 | 4 | 2025 | N | Electric Utility | 1 | X X X: X; DFO RC RC: NG; DFO SUB SUB: KER |  |  | N | N |  | 1H | [23 empty] | Y | N | Y
Vintage1968 | other | TRUE | 4226 | Consolidated Edison Co-NY Inc | 2504 | 74th Street | NY | New York | GT1 | Petroleum Liquids | GT |  | S | X | X |  |  | 18.5 | 0.85 | 18.5 | 22.6 | 8 | N |  |  | OP | X | 10 | 1968 | 4 | 2023 | N | Electric Utility | 1 | X X X: X; DFO RC RC: KER |  |  | N | N |  | 1H | [23 empty] | N
Vintage1968 | other | TRUE | 4226 | Consolidated Edison Co-NY Inc | 2504 | 74th Street | NY | New York | GT2 | Petroleum Liquids | GT |  | S | X | X |  |  | 18.5 | 0.85 | 19.3 | 22.6 | 8 | N |  |  | OP | X | 10 | 1968 | 4 | 2023 | N | Electric Utility | 1 | X X X: X; DFO RC RC: KER |  |  | N | N |  | 1H | [23 empty] | N
Vintage1971 | natural gas peaker | TRUE | 56505 | National Grid Generation LLC | 2511 | E F Barrett | NY | Nassau | 10 | Natural Gas Fired Combustion Turbine | GT |  | S | X | X | 23701 | 23701 | 41.8 | 0.9 | 40.6 | 50 | 30 | N |  |  | OP | X | 6 | 1971 |  |  | N | Electric Utility | 1 | X X X: X; DFO RC RC: NG; DFO SUB SUB: DFO |  |  | N | N |  | 10M | [23 empty] | Y | N | Y
Vintage1971 | natural gas peaker | TRUE | 56505 | National Grid Generation LLC | 2511 | E F Barrett | NY | Nassau | 11 | Natural Gas Fired Combustion Turbine | GT |  | S | X | X | 23702 | 23702 | 41.8 | 0.9 | 40.1 | 50.5 | 30 | N |  |  | OP | X | 6 | 1971 |  |  | N | Electric Utility | 1 | X X X: X; DFO RC RC: NG; DFO SUB SUB: DFO |  |  | N | N |  | 10M | [23 empty] | Y | N | Y
Vintage1971 | natural gas peaker | TRUE | 56505 | National Grid Generation LLC | 2511 | E F Barrett | NY | Nassau | 12 | Natural Gas Fired Combustion Turbine | GT |  | S | X | X | 23703 | 23703 | 41.8 | 0.9 | 40.9 | 48.7 | 30 | N |  |  | OP | X | 6 | 1971 |  |  | N | Electric Utility | 1 | X X X: X; DFO RC RC: NG; DFO SUB SUB: DFO |  |  | N | N |  | 10M | [23 empty] | Y | N | Y
Vintage1970 | natural gas peaker | TRUE | 56505 | National Grid Generation LLC | 2511 | E F Barrett | NY | Nassau | 3 | Natural Gas Fired Combustion Turbine | GT |  | S | X | X | 23706 | 23706 | 18 | 0.85 | 17.7 | 20.2 | 10.5 | N |  |  | OP | X | 6 | 1970 |  |  | N | Electric Utility | 1 | X X X: X; DFO RC RC: NG; DFO SUB SUB: DFO |  |  | N | N |  | 10M | [23 empty] | Y | N | Y
Vintage1970 | natural gas peaker | TRUE | 56505 | National Grid Generation LLC | 2511 | E F Barrett | NY | Nassau | 4 | Natural Gas Fired Combustion Turbine | GT |  | S | X | X | 23707 | 23707 | 18 | 0.85 | 16.8 | 20.5 | 11.4 | N |  |  | OP | X | 7 | 1970 |  |  | N | Electric Utility | 1 | X X X: X; DFO RC RC: NG; DFO SUB SUB: DFO |  |  | N | N |  | 10M | [23 empty] | Y | N | Y
Vintage1970 | natural gas peaker | TRUE | 56505 | National Grid Generation LLC | 2511 | E F Barrett | NY | Nassau | 5 | Natural Gas Fired Combustion Turbine | GT |  | S | X | X | 23708 | 23708 | 18 | 0.85 | 17.6 | 20.1 | 11 | N |  |  | OP | X | 7 | 1970 |  |  | N | Electric Utility | 1 | X X X: X; DFO RC RC: NG; DFO SUB SUB: DFO |  |  |  | N |  | 1H | [23 empty] | Y | N | Y
Vintage1970 | natural gas peaker | TRUE | 56505 | National Grid Generation LLC | 2511 | E F Barrett | NY | Nassau | 6 | Natural Gas Fired Combustion Turbine | GT |  | S | X | X | 23709 | 23709 | 18 | 0.85 | 16.4 | 19.9 | 11.2 | N |  |  | OP | X | 7 | 1970 |  |  | N | Electric Utility | 1 | X X X: X; DFO RC RC: NG; DFO SUB SUB: DFO |  |  |  | N |  | 10M | [23 empty] | Y | N | Y
Vintage1970 | natural gas peaker | TRUE | 56505 | National Grid Generation LLC | 2511 | E F Barrett | NY | Nassau | 8 | Natural Gas Fired Combustion Turbine | GT |  | S | X | X | 23711 | 23711 | 18 | 0.85 | 15.1 | 15.2 | 11.4 | N |  |  | OP | X | 7 | 1970 |  |  | N | Electric Utility | 1 | X X X: X; DFO RC RC: NG; DFO SUB SUB: DFO |  |  | N | N |  | 10M | [23 empty] | Y | N | Y
Vintage1971 | natural gas peaker | TRUE | 56505 | National Grid Generation LLC | 2511 | E F Barrett | NY | Nassau | 9 | Natural Gas Fired Combustion Turbine | GT |  | S | X | X | 23700 | 23700 | 41.8 | 0.9 | 41.2 | 49.2 | 29.8 | N |  |  | OP | X | 6 | 1971 |  |  | N | Electric Utility | 1 | X X X: X; DFO RC RC: NG; DFO SUB SUB: DFO |  |  | N | N |  | 10M | [23 empty] | Y | N | Y
Vintage1970 | natural gas peaker | TRUE | 56505 | National Grid Generation LLC | 2511 | E F Barrett | NY | Nassau | GT1 | Natural Gas Fired Combustion Turbine | GT |  | S | X | X | 23704 | 23704 | 18 | 0.85 | 17.4 | 20.5 | 10.7 | N |  |  | OP | X | 6 | 1970 |  |  | N | Electric Utility | 1 | X X X: X; DFO RC RC: NG; DFO SUB SUB: DFO |  |  | N | N |  | 10M | [23 empty] | Y | N | Y
Vintage1970 | natural gas peaker | TRUE | 56505 | National Grid Generation LLC | 2511 | E F Barrett | NY | Nassau | GT2 | Natural Gas Fired Combustion Turbine | GT |  | S | X | X | 23705 | 23705 | 18 | 0.85 | 17.6 | 20.4 | 9 | N |  |  | OP | X | 6 | 1970 |  |  | N | Electric Utility | 1 | X X X: X; DFO RC RC: NG; DFO SUB SUB: DFO |  |  | N | N |  | 10M | [23 empty] | Y | N | Y
Vintage1956 | natural gas steam turbine | TRUE | 56505 | National Grid Generation LLC | 2511 | E F Barrett | NY | Nassau | ST1 | Natural Gas Steam Turbine | ST |  | S | X | X | 23545 | 23545 | 188 | 0.85 | 194.2 | 199.5 | 15 | N |  |  | OP | X | 11 | 1956 |  |  | N | Electric Utility | 1 | X X X: X; DFO RC RC: NG; DFO SUB SUB: RFO; DFO DFO DFO: NG |  |  | N | N |  | 12H | [23 empty] | Y | Y | Y
Vintage1963 | natural gas steam turbine | TRUE | 56505 | National Grid Generation LLC | 2511 | E F Barrett | NY | Nassau | ST2 | Natural Gas Steam Turbine | ST |  | S | X | X | 23546 | 23546 | 188 | 0.85 | 178 | 190.5 | 15 | N |  |  | OP | X | 10 | 1963 |  |  | N | Electric Utility | 1 | X X X: X; DFO RC RC: NG; DFO SUB SUB: RFO; DFO DFO DFO: NG |  |  |  | N |  | 12H | [23 empty] | Y | Y | Y
Vintage1970 | petroleum | TRUE | 56505 | National Grid Generation LLC | 2512 | East Hampton | NY | Suffolk | 1 | Petroleum Liquids | GT |  | S | X | X | 23717 | 23717 | 21.3 | 0.85 | 19.2 | 24 | 15.4 | N |  |  | OP | X | 12 | 1970 |  |  | N | Electric Utility | 1 | X X X: X; DFO RC RC: DFO |  |  | N | N |  | 10M | [23 empty] | N | N
Vintage1962 | petroleum | TRUE | 56505 | National Grid Generation LLC | 2512 | East Hampton | NY | Suffolk | 2 | Petroleum Liquids | IC |  | S | X | X | 23722 | 23722 | 2 | 0.9 | 2 | 2 | 2 | N |  |  | OP | X | 12 | 1962 |  |  | N | Electric Utility | 1 | X X X: X; DFO RC RC: DFO |  |  | N | N |  | 10M | [23 empty] | N | N | N
Vintage1962 | petroleum | TRUE | 56505 | National Grid Generation LLC | 2512 | East Hampton | NY | Suffolk | 3 | Petroleum Liquids | IC |  | S | X | X | 23722 | 23722 | 2 | 0.9 | 2 | 2.1 | 2 | N |  |  | OP | X | 12 | 1962 |  |  | N | Electric Utility | 1 | X X X: X; DFO RC RC: DFO |  |  | N | N |  | 10M | [23 empty] | N | N | N
Vintage1962 | petroleum | TRUE | 56505 | National Grid Generation LLC | 2512 | East Hampton | NY | Suffolk | 4 | Petroleum Liquids | IC |  | S | X | X | 23722 | 23722 | 2 | 0.9 | 2 | 2.1 | 1.9 | N |  |  | OP | X | 12 | 1962 |  |  | N | Electric Utility | 1 | X X X: X; DFO RC RC: DFO |  |  | N |  |  | 10M | [23 empty] | N | N | N
Vintage1972 | petroleum | TRUE | 56505 | National Grid Generation LLC | 2514 | Glenwood | NY | Nassau | GT2 | Petroleum Liquids | GT |  | S | X | X | 23688 | 23688 | 55 | 0.9 | 49 | 55.1 | 40 | N |  |  | OP | X | 6 | 1972 |  |  | N | Electric Utility | 1 | X X X: X; DFO RC RC: DFO |  |  | N |  |  | 1H | [23 empty] | N
Vintage1972 | petroleum | TRUE | 56505 | National Grid Generation LLC | 2514 | Glenwood | NY | Nassau | GT3 | Petroleum Liquids | GT |  | S | X | X | 23689 | 23689 | 55 | 0.9 | 55.1 | 68.6 | 44.1 | N |  |  | OP | X | 6 | 1972 |  |  | N | Electric Utility | 1 | X X X: X; DFO RC RC: DFO |  |  | N |  |  | 1H | [23 empty] | N
Vintage1968 | natural gas steam turbine | TRUE | 56505 | National Grid Generation LLC | 2516 | Northport | NY | Suffolk | 2 | Natural Gas Steam Turbine | ST |  | S | X | X | 23552 | 23552 | 387 | 0.9 | 398 | 399 | 40 | N |  |  | OP | X | 6 | 1968 |  |  | N | Electric Utility | 1 | X X X: X; DFO RC RC: NG; DFO SUB SUB: RFO; DFO DFO DFO: NG |  |  | N |  |  | 12H | [23 empty] | Y | Y | Y
Vintage1972 | natural gas steam turbine | TRUE | 56505 | National Grid Generation LLC | 2516 | Northport | NY | Suffolk | 3 | Natural Gas Steam Turbine | ST |  | S | X | X | 23553 | 23553 | 387 | 0.9 | 398.5 | 394.2 | 30 | N |  |  | OP | X | 7 | 1972 |  |  | N | Electric Utility | 1 | X X X: X; DFO RC RC: NG; DFO SUB SUB: RFO; DFO DFO DFO: NG | [5 empty] | 12H | [23 empty] | Y | Y | Y
Vintage1977 | natural gas steam turbine | TRUE | 56505 | National Grid Generation LLC | 2516 | Northport | NY | Suffolk | 4 | Natural Gas Steam Turbine | ST |  | S | X | X | 23650 | 23650 | 387 | 0.9 | 398 | 396.5 | 40 | N |  |  | OP | X | 12 | 1977 |  |  | N | Electric Utility | 1 | X X X: X; DFO RC RC: NG; DFO SUB SUB: RFO; DFO DFO DFO: NG |  |  | N |  |  | 12H | [23 empty] | Y | Y | Y
Vintage1967 | petroleum | TRUE | 56505 | National Grid Generation LLC | 2516 | Northport | NY | Suffolk | GT1 | Petroleum Liquids | GT |  | S | X | X | 23718 | 23718 | 16 | 0.85 | 11.8 | 15.8 | 10.6 | N |  |  | OP | X | 3 | 1967 |  |  | N | Electric Utility | 1 | X X X: X; DFO RC RC: DFO |  |  | N |  |  | 1H | [23 empty] | N | N | N
Vintage1967 | natural gas steam turbine | TRUE | 56505 | National Grid Generation LLC | 2516 | Northport | NY | Suffolk | ST1 | Natural Gas Steam Turbine | ST |  | S | X | X | 23551 | 23551 | 387 | 0.9 | 397.7 | 396.2 | 40 | N |  |  | OP | X | 7 | 1967 |  |  | N | Electric Utility | 1 | X X X: X; DFO RC RC: NG; DFO SUB SUB: RFO; DFO DFO DFO: NG |  |  | N |  |  | 12H | [23 empty] | Y | Y | Y
Vintage1958 | natural gas steam turbine | TRUE | 56505 | National Grid Generation LLC | 2517 | Port Jefferson | NY | Suffolk | 3 | Natural Gas Steam Turbine | ST |  | S | X | X | 23555 | 23555 | 188 | 0.9 | 192 | 189.2 | 15 | N |  |  | OP | X | 11 | 1958 |  |  | N | Electric Utility | 1 | X X X: X; DFO RC RC: NG; DFO SUB SUB: RFO; DFO DFO DFO: NG |  |  |  | N |  | 12H | [23 empty] | Y | Y | Y
Vintage1960 | natural gas steam turbine | TRUE | 56505 | National Grid Generation LLC | 2517 | Port Jefferson | NY | Suffolk | 4 | Natural Gas Steam Turbine | ST |  | S | X | X | 23616 | 23616 | 188 | 0.9 | 193 | 194.7 | 15 | N |  |  | OP | X | 11 | 1960 |  |  | N | Electric Utility | 1 | X X X: X; DFO RC RC: NG; DFO SUB SUB: RFO; DFO DFO DFO: NG |  |  |  | N |  | 12H | [23 empty] | Y | Y | Y
Vintage1966 | petroleum | TRUE | 56505 | National Grid Generation LLC | 2517 | Port Jefferson | NY | Suffolk | GT1 | Petroleum Liquids | GT |  | S | X | X | 23713 | 23713 | 16 | 0.85 | 12.9 | 16.6 | 10.6 | N |  |  | OP | X | 12 | 1966 |  |  | N | Electric Utility | 1 | X X X: X; DFO RC RC: DFO |  |  |  | N |  | 1H | [23 empty] | N | N
Vintage2002 | natural gas peaker | TRUE | 56505 | National Grid Generation LLC | 2517 | Port Jefferson | NY | Suffolk | GT2 | Natural Gas Fired Combustion Turbine | GT |  | S | X | X | 24210 | 24210 | 53 | 0.9 | 42.6 | 46.7 | 37 | N |  |  | OP | X | 7 | 2002 |  |  | N | Electric Utility | 1 | X X X: X; DFO RC RC: NG; DFO SUB SUB: KER |  |  | N | N |  | 1H | [23 empty] | Y | N | Y
Vintage2002 | natural gas peaker | TRUE | 56505 | National Grid Generation LLC | 2517 | Port Jefferson | NY | Suffolk | GT3 | Natural Gas Fired Combustion Turbine | GT |  | S | X | X | 24211 | 24211 | 53 | 0.9 | 40.1 | 47.1 | 37 | N |  |  | OP | X | 7 | 2002 |  |  | N | Electric Utility | 1 | X X X: X; DFO RC RC: NG; DFO SUB SUB: KER |  |  | N | N |  | 1H | [23 empty] | Y | N | Y
Vintage1971 | petroleum | TRUE | 56505 | National Grid Generation LLC | 2518 | Shoreham | NY | Suffolk | GT1 | Petroleum Liquids | GT |  | S | X | X | 23715 | 23715 | 52.9 | 0.9 | 49.8 | 65 | 39.4 | N |  |  | OP | X | 7 | 1971 |  |  | N | Electric Utility | 1 | X X X: X; DFO RC RC: DFO |  |  | N |  |  | 1H | [23 empty] | N | N
Vintage1966 | petroleum | TRUE | 56505 | National Grid Generation LLC | 2518 | Shoreham | NY | Suffolk | GT2 | Petroleum Liquids | GT |  | S | X | X | 23716 | 23716 | 18.6 | 0.85 | 15.9 | 19.7 | 12 | N |  |  | OP | X | 4 | 1966 |  |  | N | Electric Utility | 1 | X X X: X; DFO RC RC: DFO |  |  | N |  |  | 1H | [23 empty] | N | N
Vintage1963 | petroleum | TRUE | 56505 | National Grid Generation LLC | 2519 | South Hampton | NY | Suffolk | 1 | Petroleum Liquids | GT |  | S | X | X | 23720 |  | 11.5 | 0.85 | 8.5 | 10.4 | 6.6 | N |  |  | OP | X | 3 | 1963 |  |  | N | Electric Utility | 1 | X X X: X; DFO RC RC: DFO |  |  | N |  |  | 1H | [23 empty] | N | N
Vintage1964 | petroleum | TRUE | 56505 | National Grid Generation LLC | 2520 | Southold | NY | Suffolk | 1 | Petroleum Liquids | GT |  | S | X | X | 23719 | 23719 | 14 | 0.85 | 10 | 9 | 7.3 | N |  |  | OP | X | 8 | 1964 |  |  | N | Electric Utility | 1 | X X X: X; DFO RC RC: DFO |  |  | N |  |  | 1H | [23 empty] | N | N
Vintage1971 | petroleum | TRUE | 56505 | National Grid Generation LLC | 2521 | West Babylon | NY | Suffolk | 4 | Petroleum Liquids | GT |  | S | X | X | 23714 | 23714 | 52.4 | 0.9 | 49.7 | 66.5 | 41.5 | N |  |  | SB | Y | 8 | 1971 |  |  | N | Electric Utility | 1 | X X X: X; DFO RC RC: DFO |  |  | N |  |  | 1H | [23 empty] | N | N
Vintage1921 | hydro | TRUE | 13511 | New York State Elec & Gas Corp | 2522 | Cadyville | NY | Clinton | 1 | Conventional Hydroelectric | HY |  | S | X | X | 23628 | 23628 | 1.2 | 0.8 | 1.2 | 1.2 | 0 | N |  |  | OS | X | 8 | 1921 |  |  | N | Electric Utility | 1 | X X X: X; DFO RC RC: WAT |  |  | N | N |  | 1H | [23 empty] | N
Vintage1921 | hydro | TRUE | 13511 | New York State Elec & Gas Corp | 2522 | Cadyville | NY | Clinton | 2 | Conventional Hydroelectric | HY |  | S | X | X | 23628 | 23628 | 1.2 | 0.8 | 1.2 | 1.2 | 0 | N |  |  | OP | X | 8 | 1921 |  |  | N | Electric Utility | 1 | X X X: X; DFO RC RC: WAT |  |  | N | N |  | 1H | [23 empty] | N
Vintage1986 | hydro | TRUE | 13511 | New York State Elec & Gas Corp | 2522 | Cadyville | NY | Clinton | 3 | Conventional Hydroelectric | HY |  | S | X | X | 23628 | 23628 | 3.1 | 0.95 | 3.1 | 3.1 | 0 | N |  |  | OP | X | 9 | 1986 |  |  | N | Electric Utility | 1 | X X X: X; DFO RC RC: WAT |  |  | N | N |  | 1H | [23 empty] | N
Vintage1953 | natural gas steam turbine | TRUE | 25 | Greenidge Generation Holdings LLC | 2527 | Greenidge Generation LLC | NY | Yates | 4 | Natural Gas Steam Turbine | ST |  | S | X | X |  |  | 112 | 0.85 | 104.5 | 106.3 | 32 | N |  |  | OP | X | 12 | 1953 |  |  | N | IPP Non-CHP | 2 | X X X: X; DFO RC RC: NG; DFO SUB SUB: WDS; DFO DFO DFO: NG |  |  | N | N |  | OVER |  |  |  |  | N | [18 empty] | Y | Y | N
Vintage1967 | petroleum | TRUE | 13511 | New York State Elec & Gas Corp | 2528 | Harris Lake | NY | Essex | 1 | Petroleum Liquids | IC |  | S | X | X | 5018 | 5018 | 1.7 | 0.8 | 1.7 | 1.7 | 1.7 | N |  |  | OP | X | 9 | 1967 |  |  | N | Electric Utility | 1 | X X X: X; DFO RC RC: DFO |  |  | N | N |  | 1H | [23 empty] | N | N
Vintage2017 | petroleum | TRUE | 13511 | New York State Elec & Gas Corp | 2528 | Harris Lake | NY | Essex | 2 | Petroleum Liquids | IC |  | S | X | X | 5018 | 5018 | 2.5 | 0.8 | 2.3 | 2.3 | 2.3 | N |  |  | OP | X | 8 | 2017 |  |  | N | Electric Utility | 1 | X X X: X; DFO RC RC: DFO |  |  | N | N |  | 1H | [23 empty] | N | N
Vintage1948 | hydro | TRUE | 13511 | New York State Elec & Gas Corp | 2530 | High Falls - Saranac NY | NY | Clinton | 1 | Conventional Hydroelectric | HY |  | S | X | X | 23628 | 23628 | 4 | 0.8 | 4 | 4 | 0 | N |  |  | OP | X | 8 | 1948 |  |  | N | Electric Utility | 1 | X X X: X; DFO RC RC: WAT |  |  | N |  |  | 1H | [23 empty] | N
Vintage1949 | hydro | TRUE | 13511 | New York State Elec & Gas Corp | 2530 | High Falls - Saranac NY | NY | Clinton | 2 | Conventional Hydroelectric | HY |  | S | X | X | 23628 | 23628 | 4 | 0.8 | 4 | 4 | 0 | N |  |  | OS | X | 8 | 1949 |  |  | N | Electric Utility | 1 | X X X: X; DFO RC RC: WAT |  |  | N | N |  | 1H | [23 empty] | N
Vintage1956 | hydro | TRUE | 13511 | New York State Elec & Gas Corp | 2530 | High Falls - Saranac NY | NY | Clinton | 3 | Conventional Hydroelectric | HY |  | S | X | X | 23628 | 23628 | 7 | 0.8 | 7 | 7 | 0 | N |  |  | OA | X | 8 | 1956 |  |  | N | Electric Utility | 1 | X X X: X; DFO RC RC: WAT |  |  | N | N |  | 1H
Vintage1928 | hydro | TRUE | 13511 | New York State Elec & Gas Corp | 2532 | Kent Falls | NY | Clinton | 1 | Conventional Hydroelectric | HY |  | S | X | X | 23628 | 23628 | 3.2 | 0.8 | 3.8 | 3.8 | 0 | N |  |  | OP | X | 8 | 1928 |  |  | N | Electric Utility | 1 | X X X: X; DFO RC RC: WAT |  |  | N | N |  | 1H | [23 empty] | N
Vintage1928 | hydro | TRUE | 13511 | New York State Elec & Gas Corp | 2532 | Kent Falls | NY | Clinton | 2 | Conventional Hydroelectric | HY |  | S | X | X | 23628 | 23628 | 3.2 | 0.8 | 3.8 | 3.8 | 0 | N |  |  | OS | X | 8 | 1928 |  |  | N | Electric Utility | 1 | X X X: X; DFO RC RC: WAT |  |  | N | N |  | 1H | [23 empty] | N
Vintage1985 | hydro | TRUE | 13511 | New York State Elec & Gas Corp | 2532 | Kent Falls | NY | Clinton | 3 | Conventional Hydroelectric | HY |  | S | X | X | 23628 | 23628 | 6 | 0.95 | 6 | 6 | 0 | N |  |  | OP | X | 7 | 1985 |  |  | N | Electric Utility | 1 | X X X: X; DFO RC RC: WAT |  |  | N | N |  | 1H | [23 empty] | N
Vintage2005 | natural gas combined cycle | TRUE | 14294 | PSEG Power New York Inc | 2539 | Bethlehem Energy Center | NY | Albany | 5 | Natural Gas Fired Combined Cycle | CT | CC1 | S | X | N | BETHLEHEM | 323560 | 194.3 | 0.85 | 178.4 | 205.8 | 170 | N |  |  | OP | X | 7 | 2005 |  |  | N | IPP Non-CHP | 2 | X X X: X; DFO RC RC: NG; DFO SUB SUB: KER |  |  | N | N |  | 12H | [23 empty] | N | N | N
Vintage2005 | natural gas combined cycle | TRUE | 14294 | PSEG Power New York Inc | 2539 | Bethlehem Energy Center | NY | Albany | 6 | Natural Gas Fired Combined Cycle | CT | CC1 | S | X | N | BETHLEHEM | 323561 | 194.3 | 0.85 | 179.7 | 205.8 | 170 | N |  |  | OP | X | 7 | 2005 |  |  | N | IPP Non-CHP | 2 | [11 empty] | N | N |  | 12H | [23 empty] | N | N | N | bar: X X X to DFO RC RC
Vintage2005 | natural gas combined cycle | TRUE | 14294 | PSEG Power New York Inc | 2539 | Bethlehem Energy Center | NY | Albany | 7 | Natural Gas Fired Combined Cycle | CT | CC1 | S | X | N | BETHLEHEM | 323562 | 194.3 | 0.85 | 177.9 | 205.8 | 170 | N |  |  | OP | X | 7 | 2005 |  |  | N | IPP Non-CHP | 2 | [11 empty] | N | N |  | 12H | [23 empty] | N | N | N | bar: X X X to DFO RC RC
Vintage2005 | natural gas combined cycle | TRUE | 14294 | PSEG Power New York Inc | 2539 | Bethlehem Energy Center | NY | Albany | 8 | Natural Gas Fired Combined Cycle | CA | CC1 | S | Y | X | BETHLEHEM | 352659 | 310.2 | 0.85 | 279.5 | 307.3 | 170 | N |  |  | OP | X | 7 | 2005 |  |  | N | IPP Non-CHP | 2 | [11 empty] | N | N |  | 12H | [23 empty] | N | N | N | bar: X X X to DFO RC RC
Vintage1927 | hydro | TRUE | 5914 | Erie Boulevard Hydropower LP | 2540 | Allens Falls | NY | St Lawrence | 1 | Conventional Hydroelectric | HY |  | S | X | X | 24042 | 24042 | 4 | 0.8 | 3.5 | 5 | 3.5 | N |  |  | OP | X | 1 | 1927 |  |  | N | IPP Non-CHP | 2 | X X X: X; DFO RC RC: WAT |  |  | N | N |  | 10M
Vintage1924 | hydro | TRUE | 5914 | Erie Boulevard Hydropower LP | 2543 | Beardslee | NY | Herkimer | 1 | Conventional Hydroelectric | HY |  | S | X | X | 24051 | 24051 | 10 | 0.8 | 8.5 | 8.9 | 4 | N |  |  | OP | X | 1 | 1924 |  |  | N | IPP Non-CHP | 2 | X X X: X; DFO RC RC: WAT |  |  | N | N |  | 10M
Vintage1924 | hydro | TRUE | 5914 | Erie Boulevard Hydropower LP | 2543 | Beardslee | NY | Herkimer | 2 | Conventional Hydroelectric | HY |  | S | X | X | 24051 | 24051 | 10 | 0.8 | 8.1 | 7.8 | 4 | N |  |  | OP | X | 1 | 1924 |  |  | N | IPP Non-CHP | 2 | X X X: X; DFO RC RC: WAT |  |  | N | N |  | 10M
Vintage1903 | hydro | TRUE | 5914 | Erie Boulevard Hydropower LP | 2544 | Belfort | NY | Lewis | 1 | Conventional Hydroelectric | HY |  | S | X | X | 24048 | 24048 | 0.4 | 0.8 | 0.4 | 0.4 | 0.2 | N |  |  | OP | X | 1 | 1903 |  |  | N | IPP Non-CHP | 2 | X X X: X; DFO RC RC: WAT |  |  | N | N |  | 10M
Vintage1915 | hydro | TRUE | 5914 | Erie Boulevard Hydropower LP | 2544 | Belfort | NY | Lewis | 2 | Conventional Hydroelectric | HY |  | S | X | X | 24048 | 24048 | 0.6 | 0.8 | 0.5 | 0.5 | 0.4 | N |  |  | OP | X | 1 | 1915 |  |  | N | IPP Non-CHP | 2 | X X X: X; DFO RC RC: WAT |  |  | N | N |  | 10M
Vintage1918 | hydro | TRUE | 5914 | Erie Boulevard Hydropower LP | 2544 | Belfort | NY | Lewis | 3 | Conventional Hydroelectric | HY |  | S | X | X | 24048 | 24048 | 1 | 0.8 | 0.9 | 0.9 | 0.7 | N |  |  | OP | X | 1 | 1918 |  |  | N | IPP Non-CHP | 2 | X X X: X; DFO RC RC: WAT |  |  | N | N |  | 10M
Vintage1932 | hydro | TRUE | 5914 | Erie Boulevard Hydropower LP | 2545 | Bennetts Bridge | NY | Oswego | 1 | Conventional Hydroelectric | HY |  | S | X | X | 24043 | 24043 | 9 | 0.8 | 8.4 | 7 | 3 | N |  |  | OP | X | 1 | 1932 |  |  | N | IPP Non-CHP | 2 | X X X: X; DFO RC RC: WAT | [5 empty] | 10M
Vintage1932 | hydro | TRUE | 5914 | Erie Boulevard Hydropower LP | 2545 | Bennetts Bridge | NY | Oswego | 2 | Conventional Hydroelectric | HY |  | S | X | X | 24043 | 24043 | 9 | 0.8 | 8.4 | 7.5 | 3 | N |  |  | OP | X | 1 | 1932 |  |  | N | IPP Non-CHP | 2 | X X X: X; DFO RC RC: WAT | [5 empty] | 10M
Vintage1966 | hydro | TRUE | 5914 | Erie Boulevard Hydropower LP | 2545 | Bennetts Bridge | NY | Oswego | 3 | Conventional Hydroelectric | HY |  | S | X | X | 24043 | 24043 | 9 | 0.8 | 6.3 | 7.3 | 3 | N |  |  | OP | X | 1 | 1966 |  |  | N | IPP Non-CHP | 2 | X X X: X; DFO RC RC: WAT | [5 empty] | 10M
Vintage1966 | hydro | TRUE | 5914 | Erie Boulevard Hydropower LP | 2545 | Bennetts Bridge | NY | Oswego | 4 | Conventional Hydroelectric | HY |  | S | X | X | 24043 | 24043 | 9 | 0.8 | 7.2 | 7.3 | 3 | N |  |  | OP | X | 1 | 1966 |  |  | N | IPP Non-CHP | 2 | X X X: X; DFO RC RC: WAT | [5 empty] | 10M
Vintage1920 | hydro | TRUE | 5914 | Erie Boulevard Hydropower LP | 2546 | Black River | NY | Jefferson | 1 | Conventional Hydroelectric | HY |  | S | X | X | 24047 | 24047 | 2 | 0.8 | 1.5 | 2.3 | 1.5 | N |  |  | OP | X | 1 | 1920 |  |  | N | IPP Non-CHP | 2 | X X X: X; DFO RC RC: WAT |  |  | N | N |  | 10M
Vintage1920 | hydro | TRUE | 5914 | Erie Boulevard Hydropower LP | 2546 | Black River | NY | Jefferson | 2 | Conventional Hydroelectric | HY |  | S | X | X | 24047 | 24047 | 2 | 0.8 | 1.5 | 2.3 | 1.5 | N |  |  | OP | X | 1 | 1920 |  |  | N | IPP Non-CHP | 2 | X X X: X; DFO RC RC: WAT |  |  | N | N |  | 10M
Vintage1920 | hydro | TRUE | 5914 | Erie Boulevard Hydropower LP | 2546 | Black River | NY | Jefferson | 3 | Conventional Hydroelectric | HY |  | S | X | X | 24047 | 24047 | 2 | 0.8 | 1.5 | 2.3 | 1.5 | N |  |  | OP | X | 1 | 1920 |  |  | N | IPP Non-CHP | 2 | X X X: X; DFO RC RC: WAT |  |  | N | N |  | 10M
Vintage1957 | hydro | TRUE | 5914 | Erie Boulevard Hydropower LP | 2547 | Blake | NY | St Lawrence | 1 | Conventional Hydroelectric | HY |  | S | X | X | 24056 | 24056 | 15 | 0.8 | 14.2 | 14.5 | 1 | N |  |  | OP | X | 1 | 1957 |  |  | N | IPP Non-CHP | 2 | X X X: X; DFO RC RC: WAT | [5 empty] | 10M
Vintage1923 | hydro | TRUE | 5914 | Erie Boulevard Hydropower LP | 2548 | Browns Falls | NY | St Lawrence | 1 | Conventional Hydroelectric | HY |  | S | X | X | 24044 | 24044 | 8 | 0.8 | 7.9 | 7.6 | 7 | N |  |  | OP | X | 1 | 1923 |  |  | N | IPP Non-CHP | 2 | X X X: X; DFO RC RC: WAT |  |  | N | N |  | 10M
Vintage1923 | hydro | TRUE | 5914 | Erie Boulevard Hydropower LP | 2548 | Browns Falls | NY | St Lawrence | 2 | Conventional Hydroelectric | HY |  | S | X | X | 24044 | 24044 | 8 | 0.8 | 7.9 | 7.6 | 7 | N |  |  | OP | X | 1 | 1923 |  |  | N | IPP Non-CHP | 2 | X X X: X; DFO RC RC: WAT |  |  | N | N |  | 10M
Vintage1913 | hydro | TRUE | 5914 | Erie Boulevard Hydropower LP | 2550 | Chasm | NY | Franklin | 1 | Conventional Hydroelectric | HY |  | S | X | X | 24042 | 24042 | 1 | 0.8 | 0.5 | 0.6 | 0.5 | N |  |  | OP | X | 1 | 1913 |  |  | N | IPP Non-CHP | 2 | X X X: X; DFO RC RC: WAT |  |  | N | N |  | 10M
Vintage1913 | hydro | TRUE | 5914 | Erie Boulevard Hydropower LP | 2550 | Chasm | NY | Franklin | 2 | Conventional Hydroelectric | HY |  | S | X | X | 24042 | 24042 | 1 | 0.8 | 0.5 | 0.6 | 0.5 | N |  |  | OP | X | 1 | 1913 |  |  | N | IPP Non-CHP | 2 | X X X: X; DFO RC RC: WAT |  |  | N | N |  | 10M
Vintage1926 | hydro | TRUE | 5914 | Erie Boulevard Hydropower LP | 2550 | Chasm | NY | Franklin | 3 | Conventional Hydroelectric | HY |  | S | X | X | 24042 | 24042 | 1 | 0.9 | 0.6 | 0.7 | 0.6 | N |  |  | OP | X | 1 | 1926 |  |  | N | IPP Non-CHP | 2 | X X X: X; DFO RC RC: WAT |  |  | N | N |  | 10M
Vintage1918 | hydro | TRUE | 5914 | Erie Boulevard Hydropower LP | 2551 | Colton | NY | St Lawrence | 1 | Conventional Hydroelectric | HY |  | S | X | X | 24057 | 24057 | 10 | 0.8 | 9.9 | 9.7 | 0.2 | N |  |  | OP | X | 1 | 1918 |  |  | N | IPP Non-CHP | 2 | X X X: X; DFO RC RC: WAT |  |  | N | N |  | 10M
Vintage1918 | hydro | TRUE | 5914 | Erie Boulevard Hydropower LP | 2551 | Colton | NY | St Lawrence | 2 | Conventional Hydroelectric | HY |  | S | X | X | 24057 | 24057 | 10 | 0.8 | 10.3 | 9.9 | 0.2 | N |  |  | OP | X | 1 | 1918 |  |  | N | IPP Non-CHP | 2 | X X X: X; DFO RC RC: WAT |  |  | N | N |  | 10M
Vintage1928 | hydro | TRUE | 5914 | Erie Boulevard Hydropower LP | 2551 | Colton | NY | St Lawrence | 3 | Conventional Hydroelectric | HY |  | S | X | X | 24057 | 24057 | 10 | 0.8 | 9.5 | 11.1 | 0.2 | N |  |  | OP | X | 1 | 1928 |  |  | N | IPP Non-CHP | 2 | X X X: X; DFO RC RC: WAT |  |  | N |  |  | 10M
Vintage1925 | hydro | TRUE | 5914 | Erie Boulevard Hydropower LP | 2552 | Deferiet | NY | Jefferson | 1 | Conventional Hydroelectric | HY |  | S | X | X | 24047 | 24047 | 4 | 0.8 | 3.6 | 3.6 | 2.8 | N |  |  | OP | X | 1 | 1925 |  |  | N | IPP Non-CHP | 2 | X X X: X; DFO RC RC: WAT |  |  | N | N |  | 10M
Vintage1925 | hydro | TRUE | 5914 | Erie Boulevard Hydropower LP | 2552 | Deferiet | NY | Jefferson | 2 | Conventional Hydroelectric | HY |  | S | X | X | 24047 | 24047 | 4 | 0.8 | 3.6 | 3.6 | 2.8 | N |  |  | OP | X | 1 | 1925 |  |  | N | IPP Non-CHP | 2 | X X X: X; DFO RC RC: WAT |  |  | N | N |  | 10M
Vintage1925 | hydro | TRUE | 5914 | Erie Boulevard Hydropower LP | 2552 | Deferiet | NY | Jefferson | 3 | Conventional Hydroelectric | HY |  | S | X | X | 24047 | 24047 | 4 | 0.8 | 3.6 | 3.6 | 2.8 | N |  |  | OP | X | 1 | 1925 |  |  | N | IPP Non-CHP | 2 | X X X: X; DFO RC RC: WAT |  |  | N | N |  | 10M
Vintage1950 | hard coal | TRUE | 13579 | Dunkirk Power LLC | 2554 | Dunkirk Generating Plant | NY | Chautauqua | 1 | Conventional Steam Coal | ST |  | W | X | X | Zone A - West | Zone A - West | 96 | 0.8 | 75 | 75 | 35 | N |  |  | OS | X | 11 | 1950 | 4 | 2022 | N | IPP Non-CHP | 2 | X X X: X; DFO RC RC: SUB; DFO DFO DFO: DFO |  |  | N | N |  | OVER |  | Y |  |  | Y | [18 empty] | N | N | N
Vintage1959 | hard coal | TRUE | 13579 | Dunkirk Power LLC | 2554 | Dunkirk Generating Plant | NY | Chautauqua | 3 | Conventional Steam Coal | ST |  | W | X | X | Zone A - West | Zone A - West | 217.6 | 0.85 | 185 | 185 | 85 | N |  |  | OS | X | 9 | 1959 | 4 | 2022 | N | IPP Non-CHP | 2 | X X X: X; DFO RC RC: SUB; DFO SUB SUB: BIT; DFO DFO DFO: DFO |  |  | N | N |  | OVER |  | Y |  |  | Y | [18 empty] | N | N | N
Vintage1960 | hard coal | TRUE | 13579 | Dunkirk Power LLC | 2554 | Dunkirk Generating Plant | NY | Chautauqua | ST4 | Conventional Steam Coal | ST |  | W | X | X | Zone A - West | Zone A - West | 217.6 | 0.85 | 185 | 185 | 85 | N |  |  | OS | X | 8 | 1960 | 4 | 2022 | N | IPP Non-CHP | 2 | X X X: X; DFO RC RC: SUB; DFO SUB SUB: BIT; DFO DFO DFO: DFO |  |  | N | N |  | OVER |  | Y |  |  | Y | [18 empty] | N | N | N
Vintage1914 | hydro | TRUE | 5914 | Erie Boulevard Hydropower LP | 2555 | Eagle | NY | Lewis | 1 | Conventional Hydroelectric | HY |  | S | X | X | 24048 | 24048 | 2 | 0.9 | 1.4 | 1.1 | 1.1 | N |  |  | OP | X | 1 | 1914 |  |  | N | IPP Non-CHP | 2 | X X X: X; DFO RC RC: WAT |  |  | N | N |  | 10M
Vintage1915 | hydro | TRUE | 5914 | Erie Boulevard Hydropower LP | 2555 | Eagle | NY | Lewis | 2 | Conventional Hydroelectric | HY |  | S | X | X | 24048 | 24048 | 1 | 0.9 | 1.2 | 1 | 1 | N |  |  | OP | X | 1 | 1915 |  |  | N | IPP Non-CHP | 2 | X X X: X; DFO RC RC: WAT |  |  | N | N |  | 10M
Vintage1919 | hydro | TRUE | 5914 | Erie Boulevard Hydropower LP | 2555 | Eagle | NY | Lewis | 3 | Conventional Hydroelectric | HY |  | S | X | X | 24048 | 24048 | 1 | 0.9 | 1.2 | 1 | 1 | N |  |  | OP | X | 1 | 1919 |  |  | N | IPP Non-CHP | 2 | X X X: X; DFO RC RC: WAT |  |  | N | N |  | 10M
Vintage1925 | hydro | TRUE | 5914 | Erie Boulevard Hydropower LP | 2555 | Eagle | NY | Lewis | 4 | Conventional Hydroelectric | HY |  | S | X | X | 24048 | 24048 | 2 | 0.8 | 2 | 1.8 | 1.8 | N |  |  | OP | X | 1 | 1925 |  |  | N | IPP Non-CHP | 2 | X X X: X; DFO RC RC: WAT |  |  | N | N |  | 10M
Vintage1928 | hydro | TRUE | 5914 | Erie Boulevard Hydropower LP | 2556 | Eel Weir | NY | St Lawrence | 1 | Conventional Hydroelectric | HY |  | S | X | X | 24044 | 24044 | 0.5 | 0.8 | 0.4 | 0.4 | 0.4 | N |  |  | OP | X | 1 | 1928 |  |  | N | IPP Non-CHP | 2 | X X X: X; DFO RC RC: WAT |  |  | N | N |  | 10M
Vintage1928 | hydro | TRUE | 5914 | Erie Boulevard Hydropower LP | 2556 | Eel Weir | NY | St Lawrence | 2 | Conventional Hydroelectric | HY |  | S | X | X | 24044 | 24044 | 1 | 0.8 | 0.8 | 0.8 | 0.8 | N |  |  | OP | X | 1 | 1928 |  |  | N | IPP Non-CHP | 2 | X X X: X; DFO RC RC: WAT |  |  | N | N |  | 10M
Vintage1928 | hydro | TRUE | 5914 | Erie Boulevard Hydropower LP | 2556 | Eel Weir | NY | St Lawrence | 3 | Conventional Hydroelectric | HY |  | S | X | X | 24044 | 24044 | 1 | 0.8 | 0.8 | 0.8 | 0.8 | N |  |  | OP | X | 1 | 1928 |  |  | N | IPP Non-CHP | 2 | X X X: X; DFO RC RC: WAT |  |  | N | N |  | 10M
Vintage1902 | hydro | TRUE | 5914 | Erie Boulevard Hydropower LP | 2557 | Effley | NY | Lewis | 1 | Conventional Hydroelectric | HY |  | S | X | X | 24048 | 24048 | 0.4 | 1 | 0.4 | 0.4 | 0.4 | N |  |  | OP | X | 1 | 1902 |  |  | N | IPP Non-CHP | 2 | X X X: X; DFO RC RC: WAT |  |  | N | N |  | 10M
Vintage1907 | hydro | TRUE | 5914 | Erie Boulevard Hydropower LP | 2557 | Effley | NY | Lewis | 2 | Conventional Hydroelectric | HY |  | S | X | X | 24048 | 24048 | 0.4 | 1 | 0.4 | 0.4 | 0.4 | N |  |  | OP | X | 1 | 1907 |  |  | N | IPP Non-CHP | 2 | X X X: X; DFO RC RC: WAT |  |  | N | N |  | 10M
Vintage1910 | hydro | TRUE | 5914 | Erie Boulevard Hydropower LP | 2557 | Effley | NY | Lewis | 3 | Conventional Hydroelectric | HY |  | S | X | X | 24048 | 24048 | 0.6 | 0.8 | 0.4 | 0.4 | 0.4 | N |  |  | OP | X | 1 | 1910 |  |  | N | IPP Non-CHP | 2 | X X X: X; DFO RC RC: WAT |  |  | N | N |  | 10M
Vintage1923 | hydro | TRUE | 5914 | Erie Boulevard Hydropower LP | 2557 | Effley | NY | Lewis | 4 | Conventional Hydroelectric | HY |  | S | X | X | 24048 | 24048 | 1.6 | 0.8 | 1.7 | 1.4 | 1.4 | N |  |  | OP | X | 1 | 1923 |  |  | N | IPP Non-CHP | 2 | X X X: X; DFO RC RC: WAT |  |  | N | N |  | 10M
Vintage1916 | hydro | TRUE | 5914 | Erie Boulevard Hydropower LP | 2559 | Elmer | NY | Lewis | 1 | Conventional Hydroelectric | HY |  | S | X | X | 24048 | 24048 | 1 | 0.8 | 1 | 1 | 0.7 | N |  |  | OP | X | 1 | 1916 |  |  | N | IPP Non-CHP | 2 | X X X: X; DFO RC RC: WAT |  |  | N | N |  | 10M
Vintage1916 | hydro | TRUE | 5914 | Erie Boulevard Hydropower LP | 2559 | Elmer | NY | Lewis | 2 | Conventional Hydroelectric | HY |  | S | X | X | 24048 | 24048 | 1 | 0.8 | 1 | 1 | 0.7 | N |  |  | OP | X | 1 | 1916 |  |  | N | IPP Non-CHP | 2 | X X X: X; DFO RC RC: WAT |  |  | N | N |  | 10M
Vintage1920 | hydro | TRUE | 5914 | Erie Boulevard Hydropower LP | 2560 | Ephratah | NY | Fulton | 1 | Conventional Hydroelectric | HY |  | S | X | X | 24051 | 24051 | 1 | 0.8 | 0.9 | 0.9 | 0.2 | N |  |  | OP | X | 1 | 1920 |  |  | N | IPP Non-CHP | 2 | X X X: X; DFO RC RC: WAT | [5 empty] | 10M
Vintage1911 | hydro | TRUE | 5914 | Erie Boulevard Hydropower LP | 2560 | Ephratah | NY | Fulton | 2 | Conventional Hydroelectric | HY |  | S | X | X | 24051 | 24051 | 1 | 0.8 | 0.9 | 1 | 0.2 | N |  |  | OP | X | 1 | 1911 |  |  | N | IPP Non-CHP | 2 | X X X: X; DFO RC RC: WAT | [5 empty] | 10M
Vintage1911 | hydro | TRUE | 5914 | Erie Boulevard Hydropower LP | 2560 | Ephratah | NY | Fulton | 3 | Conventional Hydroelectric | HY |  | S | X | X | 24051 | 24051 | 1 | 0.8 | 0.9 | 1 | 0.2 | N |  |  | OP | X | 1 | 1911 |  |  | N | IPP Non-CHP | 2 | X X X: X; DFO RC RC: WAT | [5 empty] | 10M
Vintage1911 | hydro | TRUE | 5914 | Erie Boulevard Hydropower LP | 2560 | Ephratah | NY | Fulton | 4 | Conventional Hydroelectric | HY |  | S | X | X | 24051 | 24051 | 1 | 0.8 | 1 | 1 | 0.2 | N |  |  | OP | X | 1 | 1911 |  |  | N | IPP Non-CHP | 2 | X X X: X; DFO RC RC: WAT | [5 empty] | 10M
Vintage1928 | hydro | TRUE | 5914 | Erie Boulevard Hydropower LP | 2561 | East Norfolk | NY | St Lawrence | 1 | Conventional Hydroelectric | HY |  | S | X | X | 24057 | 24057 | 4 | 0.8 | 4.1 | 4 | 0.9 | N |  |  | OP | X | 1 | 1928 |  |  | N | IPP Non-CHP | 2 | X X X: X; DFO RC RC: WAT |  |  | N | N |  | 10M
Vintage1955 | hydro | TRUE | 5914 | Erie Boulevard Hydropower LP | 2562 | Five Falls | NY | St Lawrence | 1 | Conventional Hydroelectric | HY |  | S | X | X | 24056 | 24056 | 24 | 0.8 | 22.4 | 23.5 | 1 | N |  |  | OP | X | 1 | 1955 |  |  | N | IPP Non-CHP | 2 | X X X: X; DFO RC RC: WAT | [5 empty] | 10M
Vintage1924 | hydro | TRUE | 5914 | Erie Boulevard Hydropower LP | 2563 | Flat Rock | NY | St Lawrence | 1 | Conventional Hydroelectric | HY |  | S | X | X | 24044 | 24044 | 2 | 0.8 | 2.4 | 2.4 | 1.4 | N |  |  | OP | X | 1 | 1924 |  |  | N | IPP Non-CHP | 2 | X X X: X; DFO RC RC: WAT |  |  | N | N |  | 10M
Vintage1924 | hydro | TRUE | 5914 | Erie Boulevard Hydropower LP | 2563 | Flat Rock | NY | St Lawrence | 2 | Conventional Hydroelectric | HY |  | S | X | X | 24044 | 24044 | 3 | 0.8 | 2.8 | 2.8 | 2.5 | N |  |  | OP | X | 1 | 1924 |  |  | N | IPP Non-CHP | 2 | X X X: X; DFO RC RC: WAT |  |  | N | N |  | 10M
Vintage1911 | hydro | TRUE | 5914 | Erie Boulevard Hydropower LP | 2564 | Franklin (NY) | NY | Franklin | 1 | Conventional Hydroelectric | HY |  | S | X | X | 24042 | 24042 | 1 | 0.8 | 0.9 | 0.9 | 0.8 | N |  |  | OP | X | 1 | 1911 |  |  | N | IPP Non-CHP | 2 | X X X: X; DFO RC RC: WAT |  |  | N | N |  | 10M
Vintage1926 | hydro | TRUE | 5914 | Erie Boulevard Hydropower LP | 2564 | Franklin (NY) | NY | Franklin | 2 | Conventional Hydroelectric | HY |  | S | X | X | 24042 | 24042 | 1 | 0.8 | 1.1 | 1.1 | 1 | N |  |  | OP | X | 1 | 1926 |  |  | N | IPP Non-CHP | 2 | X X X: X; DFO RC RC: WAT |  |  | N | N |  | 10M
Vintage1924 | hydro | TRUE | 5914 | Erie Boulevard Hydropower LP | 2566 | Fulton Hydro | NY | Oswego | 1 | Conventional Hydroelectric | HY |  | S | X | X | 24041 | 24041 | 0.8 | 0.8 | 0.1 | 0.7 | 0.1 | N |  |  | OP | X | 1 | 1924 |  |  | N | IPP Non-CHP | 2 | X X X: X; DFO RC RC: WAT |  |  | N | N |  | 10M
Vintage1928 | hydro | TRUE | 5914 | Erie Boulevard Hydropower LP | 2566 | Fulton Hydro | NY | Oswego | 2 | Conventional Hydroelectric | HY |  | S | X | X | 24041 | 24041 | 0.5 | 0.8 | 0.1 | 0.3 | 0.1 | N |  |  | OP | X | 1 | 1928 |  |  | N | IPP Non-CHP | 2 | X X X: X; DFO RC RC: WAT |  |  | N | N |  | 10M
Vintage1950 | hydro | TRUE | 5914 | Erie Boulevard Hydropower LP | 2568 | Glenwood Hydro | NY | Orleans | 1 | Conventional Hydroelectric | HY |  | S | X | X | 24046 | 24046 | 0.5 | 0.8 | 0.5 | 0.4 | 0.3 | N |  |  | OP | X | 1 | 1950 |  |  | N | IPP Non-CHP | 2 | X X X: X; DFO RC RC: WAT |  |  | N | N |  | 10M
Vintage1950 | hydro | TRUE | 5914 | Erie Boulevard Hydropower LP | 2568 | Glenwood Hydro | NY | Orleans | 2 | Conventional Hydroelectric | HY |  | S | X | X | 24046 | 24046 | 0.5 | 0.8 | 0.5 | 0.4 | 0.3 | N |  |  | OP | X | 1 | 1950 |  |  | N | IPP Non-CHP | 2 | X X X: X; DFO RC RC: WAT |  |  | N | N |  | 10M
Vintage1950 | hydro | TRUE | 5914 | Erie Boulevard Hydropower LP | 2568 | Glenwood Hydro | NY | Orleans | 3 | Conventional Hydroelectric | HY |  | S | X | X | 24046 | 24046 | 0.5 | 0.8 | 0.5 | 0.4 | 0.3 | N |  |  | OP | X | 1 | 1950 |  |  | N | IPP Non-CHP | 2 | X X X: X; DFO RC RC: WAT |  |  | N | N |  | 10M
Vintage1983 | hydro | TRUE | 5914 | Erie Boulevard Hydropower LP | 2569 | Granby | NY | Oswego | 1 | Conventional Hydroelectric | HY |  | S | X | X | 24041 | 24041 | 5 | 0.9 | 5.1 | 5.2 | 2.8 | N |  |  | OP | X | 1 | 1983 |  |  | N | IPP Non-CHP | 2 | X X X: X; DFO RC RC: WAT |  |  | N | N |  | 10M
Vintage1983 | hydro | TRUE | 5914 | Erie Boulevard Hydropower LP | 2569 | Granby | NY | Oswego | 2 | Conventional Hydroelectric | HY |  | S | X | X | 24041 | 24041 | 5 | 0.9 | 5.1 | 5.2 | 2.8 | N |  |  | OP | X | 1 | 1983 |  |  | N | IPP Non-CHP | 2 | X X X: X; DFO RC RC: WAT |  |  | N | N |  | 10M
Vintage1914 | hydro | TRUE | 5914 | Erie Boulevard Hydropower LP | 2571 | Hannawa | NY | St Lawrence | 1 | Conventional Hydroelectric | HY |  | S | X | X | 24057 | 24057 | 3.6 | 0.8 | 3.6 | 3.6 | 0.2 | N |  |  | OP | X | 1 | 1914 |  |  | N | IPP Non-CHP | 2 | X X X: X; DFO RC RC: WAT | [5 empty] | 10M
Vintage1920 | hydro | TRUE | 5914 | Erie Boulevard Hydropower LP | 2571 | Hannawa | NY | St Lawrence | 2 | Conventional Hydroelectric | HY |  | S | X | X | 24057 | 24057 | 3.6 | 0.8 | 3.6 | 3.6 | 0.2 | N |  |  | OP | X | 1 | 1920 |  |  | N | IPP Non-CHP | 2 | X X X: X; DFO RC RC: WAT | [5 empty] | 10M
Vintage1924 | hydro | TRUE | 5914 | Erie Boulevard Hydropower LP | 2572 | Herrings | NY | Jefferson | 1 | Conventional Hydroelectric | HY |  | S | X | X | 24047 | 24047 | 1.8 | 0.8 | 1.5 | 1.5 | 1 | N |  |  | OP | X | 1 | 1924 |  |  | N | IPP Non-CHP | 2 | X X X: X; DFO RC RC: WAT |  |  | N | N |  | 10M
Vintage1924 | hydro | TRUE | 5914 | Erie Boulevard Hydropower LP | 2572 | Herrings | NY | Jefferson | 2 | Conventional Hydroelectric | HY |  | S | X | X | 24047 | 24047 | 1.8 | 0.8 | 1.5 | 1.5 | 1 | N |  |  | OP | X | 1 | 1924 |  |  | N | IPP Non-CHP | 2 | X X X: X; DFO RC RC: WAT |  |  | N | N |  | 10M
Vintage1924 | hydro | TRUE | 5914 | Erie Boulevard Hydropower LP | 2572 | Herrings | NY | Jefferson | 3 | Conventional Hydroelectric | HY |  | S | X | X | 24047 | 24047 | 1.8 | 0.8 | 1.5 | 1.5 | 1 | N |  |  | OP | X | 1 | 1924 |  |  | N | IPP Non-CHP | 2 | X X X: X; DFO RC RC: WAT |  |  | N | N |  | 10M
Vintage1924 | hydro | TRUE | 5914 | Erie Boulevard Hydropower LP | 2573 | Heuvelton | NY | St Lawrence | 1 | Conventional Hydroelectric | HY |  | S | X | X | 24044 | 24044 | 0.5 | 0.8 | 0.4 | 0.4 | 0.2 | N |  |  | OP | X | 1 | 1924 |  |  | N | IPP Non-CHP | 2 | X X X: X; DFO RC RC: WAT |  |  | N | N |  | 10M
Vintage1924 | hydro | TRUE | 5914 | Erie Boulevard Hydropower LP | 2573 | Heuvelton | NY | St Lawrence | 2 | Conventional Hydroelectric | HY |  | S | X | X | 24044 | 24044 | 0.5 | 0.8 | 0.4 | 0.4 | 0.2 | N |  |  | OP | X | 1 | 1924 |  |  | N | IPP Non-CHP | 2 | X X X: X; DFO RC RC: WAT |  |  | N | N |  | 10M
Vintage1928 | hydro | TRUE | 14240 | Oswego City of | 2574 | High Dam | NY | Oswego | 1 | Conventional Hydroelectric | HY |  | S | X | X |  |  | 2.8 | 1 | 2.2 | 2.2 | 0.7 | N |  |  | OP | X | 8 | 1928 |  |  | N | Electric Utility | 1 | X X X: X; DFO RC RC: WAT | [5 empty] | 10M | [23 empty] | N
Vintage1928 | hydro | TRUE | 14240 | Oswego City of | 2574 | High Dam | NY | Oswego | 2 | Conventional Hydroelectric | HY |  | S | X | X |  |  | 2.8 | 1 | 2.2 | 2.2 | 0.7 | N |  |  | OP | X | 8 | 1928 |  |  | N | Electric Utility | 1 | X X X: X; DFO RC RC: WAT | [5 empty] | 10M | [23 empty] | N
Vintage1928 | hydro | TRUE | 14240 | Oswego City of | 2574 | High Dam | NY | Oswego | 3 | Conventional Hydroelectric | HY |  | S | X | X |  |  | 2.8 | 1 | 2.2 | 2.2 | 0.7 | N |  |  | OP | X | 8 | 1928 |  |  | N | Electric Utility | 1 | X X X: X; DFO RC RC: WAT | [5 empty] | 10M | [23 empty] | N
Vintage1949 | hydro | TRUE | 14240 | Oswego City of | 2574 | High Dam | NY | Oswego | 4 | Conventional Hydroelectric | HY |  | S | X | X |  |  | 3.5 | 1 | 2.2 | 2.2 | 0.7 | N |  |  | OP | X | 8 | 1949 |  |  | N | Electric Utility | 1 | X X X: X; DFO RC RC: WAT | [5 empty] | 10M | [23 empty] | N
Vintage1925 | hydro | TRUE | 5914 | Erie Boulevard Hydropower LP | 2575 | High Falls - Croghan NY | NY | Lewis | 1 | Conventional Hydroelectric | HY |  | S | X | X | 24048 | 24048 | 2 | 0.8 | 1.8 | 1.8 | 1 | N |  |  | OP | X | 1 | 1925 |  |  | N | IPP Non-CHP | 2 | X X X: X; DFO RC RC: WAT |  |  | N | N |  | 10M
Vintage1925 | hydro | TRUE | 5914 | Erie Boulevard Hydropower LP | 2575 | High Falls - Croghan NY | NY | Lewis | 2 | Conventional Hydroelectric | HY |  | S | X | X | 24048 | 24048 | 2 | 0.8 | 1.8 | 1.8 | 1 | N |  |  | OP | X | 7 | 1925 |  |  | N | IPP Non-CHP | 2 | X X X: X; DFO RC RC: WAT |  |  | N | N |  | 10M
Vintage1925 | hydro | TRUE | 5914 | Erie Boulevard Hydropower LP | 2575 | High Falls - Croghan NY | NY | Lewis | 3 | Conventional Hydroelectric | HY |  | S | X | X | 24048 | 24048 | 2 | 0.8 | 1.8 | 1.8 | 1 | N |  |  | OP | X | 7 | 1925 |  |  | N | IPP Non-CHP | 2 | X X X: X; DFO RC RC: WAT |  |  | N | N |  | 10M
Vintage2003 | hydro | TRUE | 5914 | Erie Boulevard Hydropower LP | 2576 | Higley | NY | St Lawrence | 1N | Conventional Hydroelectric | HY |  | S | X | X |  |  | 1.5 | 0.8 | 1.5 | 1.6 | 0.3 | N |  |  | OP | X | 9 | 2003 |  |  | N | IPP Non-CHP | 2 | X X X: X; DFO RC RC: WAT | [5 empty] | 10M
Vintage2003 | hydro | TRUE | 5914 | Erie Boulevard Hydropower LP | 2576 | Higley | NY | St Lawrence | 2N | Conventional Hydroelectric | HY |  | S | X | X |  |  | 1.5 | 0.8 | 1.6 | 1.6 | 0.3 | N |  |  | OP | X | 9 | 2003 |  |  | N | IPP Non-CHP | 2 | X X X: X; DFO RC RC: WAT | [5 empty] | 10M
Vintage2003 | hydro | TRUE | 5914 | Erie Boulevard Hydropower LP | 2576 | Higley | NY | St Lawrence | 3N | Conventional Hydroelectric | HY |  | S | X | X |  |  | 1.5 | 0.8 | 1.6 | 1.6 | 0.3 | N |  |  | OP | X | 9 | 2003 |  |  | N | IPP Non-CHP | 2 | X X X: X; DFO RC RC: WAT | [5 empty] | 10M
Vintage2003 | hydro | TRUE | 5914 | Erie Boulevard Hydropower LP | 2576 | Higley | NY | St Lawrence | 4N | Conventional Hydroelectric | HY |  | S | X | X |  |  | 1.5 | 0.8 | 1.6 | 1.6 | 0.3 | N |  |  | OP | X | 9 | 2003 |  |  | N | IPP Non-CHP | 2 | X X X: X; DFO RC RC: WAT | [5 empty] | 10M
Vintage1942 | hydro | TRUE | 5914 | Erie Boulevard Hydropower LP | 2578 | Hydraulic Race | NY | Niagara | 1 | Conventional Hydroelectric | HY |  | S | X | X | 23848 | 23848 | 3 | 0.8 | 2.8 | 2.4 | 1.8 | N |  |  | OP | X | 1 | 1942 |  |  | N | IPP Non-CHP | 2 | X X X: X; DFO RC RC: WAT |  |  | N | N |  | 10M
Vintage1912 | hydro | TRUE | 5914 | Erie Boulevard Hydropower LP | 2579 | Inghams | NY | Fulton | 1 | Conventional Hydroelectric | HY |  | S | X | X | 24050 | 24050 | 3 | 0.8 | 2.8 | 2.9 | 1 | N |  |  | OP | X | 1 | 1912 |  |  | N | IPP Non-CHP | 2 | X X X: X; DFO RC RC: WAT | [5 empty] | 10M
Vintage1912 | hydro | TRUE | 5914 | Erie Boulevard Hydropower LP | 2579 | Inghams | NY | Fulton | 2 | Conventional Hydroelectric | HY |  | S | X | X | 24050 | 24050 | 3 | 0.8 | 3.4 | 3.4 | 1 | N |  |  | OP | X | 1 | 1912 |  |  | N | IPP Non-CHP | 2 | X X X: X; DFO RC RC: WAT | [5 empty] | 10M
Vintage1909 | hydro | TRUE | 5914 | Erie Boulevard Hydropower LP | 2580 | Johnsonville Dam | NY | Rensselaer | 1 | Conventional Hydroelectric | HY |  | S | X | X | 24059 | 24059 | 2 | 0.8 | 1.1 | 1.1 | 0.3 | N |  |  | OP | X | 1 | 1909 |  |  | N | IPP Non-CHP | 2 | X X X: X; DFO RC RC: WAT | [5 empty] | 10M
Vintage1909 | hydro | TRUE | 5914 | Erie Boulevard Hydropower LP | 2580 | Johnsonville Dam | NY | Rensselaer | 2 | Conventional Hydroelectric | HY |  | S | X | X | 24059 | 24059 | 2 | 0.8 | 1.4 | 1.2 | 0.3 | N |  |  | OP | X | 1 | 1909 |  |  | N | IPP Non-CHP | 2 | X X X: X; DFO RC RC: WAT | [5 empty] | 10M
Vintage1921 | hydro | TRUE | 5914 | Erie Boulevard Hydropower LP | 2581 | Kamargo | NY | Jefferson | 1 | Conventional Hydroelectric | HY |  | S | X | X | 24047 | 24047 | 2 | 0.8 | 1.3 | 1.7 | 1 | N |  |  | OP | X | 1 | 1921 |  |  | N | IPP Non-CHP | 2 | X X X: X; DFO RC RC: WAT |  |  | N | N |  | 10M
Vintage1921 | hydro | TRUE | 5914 | Erie Boulevard Hydropower LP | 2581 | Kamargo | NY | Jefferson | 2 | Conventional Hydroelectric | HY |  | S | X | X | 24047 | 24047 | 2 | 0.8 | 1.3 | 1.7 | 1 | N |  |  | OP | X | 1 | 1921 |  |  | N | IPP Non-CHP | 2 | X X X: X; DFO RC RC: WAT |  |  | N | N |  | 10M
Vintage1921 | hydro | TRUE | 5914 | Erie Boulevard Hydropower LP | 2581 | Kamargo | NY | Jefferson | 3 | Conventional Hydroelectric | HY |  | S | X | X | 24047 | 24047 | 2 | 0.8 | 1.3 | 1.7 | 1 | N |  |  | OP | X | 1 | 1921 |  |  | N | IPP Non-CHP | 2 | X X X: X; DFO RC RC: WAT |  |  | N | N |  | 10M
Vintage1930 | hydro | TRUE | 5914 | Erie Boulevard Hydropower LP | 2582 | Lighthouse Hill | NY | Oswego | 1 | Conventional Hydroelectric | HY |  | S | X | X | 24043 | 24043 | 4 | 0.8 | 4 | 4 | 0.5 | N |  |  | OP | X | 1 | 1930 |  |  | N | IPP Non-CHP | 2 | X X X: X; DFO RC RC: WAT | [5 empty] | 10M
Vintage1930 | hydro | TRUE | 5914 | Erie Boulevard Hydropower LP | 2582 | Lighthouse Hill | NY | Oswego | 2 | Conventional Hydroelectric | HY |  | S | X | X | 24043 | 24043 | 4 | 0.8 | 3.6 | 4 | 0.5 | N |  |  | OP | X | 1 | 1930 |  |  | N | IPP Non-CHP | 2 | X X X: X; DFO RC RC: WAT | [5 empty] | 10M
Vintage1940 | hydro | TRUE | 5914 | Erie Boulevard Hydropower LP | 2583 | Macomb | NY | Franklin | 1 | Conventional Hydroelectric | HY |  | S | X | X | 24042 | 24042 | 1 | 0.8 | 0.8 | 0.8 | 0.6 | N |  |  | OP | X | 1 | 1940 |  |  | N | IPP Non-CHP | 2 | X X X: X; DFO RC RC: WAT |  |  | N | N |  | 10M
Vintage1915 | hydro | TRUE | 5914 | Erie Boulevard Hydropower LP | 2586 | Minetto | NY | Oswego | 1 | Conventional Hydroelectric | HY |  | S | X | X | 24041 | 24041 | 2 | 0.8 | 1.4 | 1.4 | 1.2 | N |  |  | OP | X | 1 | 1915 |  |  | N | IPP Non-CHP | 2 | X X X: X; DFO RC RC: WAT |  |  | N | N |  | 10M
Vintage1915 | hydro | TRUE | 5914 | Erie Boulevard Hydropower LP | 2586 | Minetto | NY | Oswego | 2 | Conventional Hydroelectric | HY |  | S | X | X | 24041 | 24041 | 2 | 0.8 | 1.4 | 1.4 | 1.2 | N |  |  | OP | X | 1 | 1915 |  |  | N | IPP Non-CHP | 2 | X X X: X; DFO RC RC: WAT |  |  | N | N |  | 10M
Vintage1915 | hydro | TRUE | 5914 | Erie Boulevard Hydropower LP | 2586 | Minetto | NY | Oswego | 3 | Conventional Hydroelectric | HY |  | S | X | X | 24041 | 24041 | 2 | 0.8 | 1.4 | 1.4 | 1.2 | N |  |  | OP | X | 1 | 1915 |  |  | N | IPP Non-CHP | 2 | X X X: X; DFO RC RC: WAT |  |  | N | N |  | 10M
Vintage1915 | hydro | TRUE | 5914 | Erie Boulevard Hydropower LP | 2586 | Minetto | NY | Oswego | 4 | Conventional Hydroelectric | HY |  | S | X | X | 24041 | 24041 | 2 | 0.8 | 1.4 | 1.4 | 1.2 | N |  |  | OP | X | 1 | 1915 |  |  | N | IPP Non-CHP | 2 | X X X: X; DFO RC RC: WAT |  |  | N | N |  | 10M
Vintage1915 | hydro | TRUE | 5914 | Erie Boulevard Hydropower LP | 2586 | Minetto | NY | Oswego | 5 | Conventional Hydroelectric | HY |  | S | X | X | 24041 | 24041 | 2 | 0.8 | 1.4 | 1.4 | 1.2 | N |  |  | OP | X | 1 | 1915 |  |  | N | IPP Non-CHP | 2 | X X X: X; DFO RC RC: WAT |  |  | N | N |  | 10M
Vintage1929 | hydro | TRUE | 5914 | Erie Boulevard Hydropower LP | 2588 | Moshier | NY | Herkimer | 1 | Conventional Hydroelectric | HY |  | S | X | X | 24048 | 24048 | 4 | 0.8 | 4 | 4 | 2.5 | N |  |  | OP | X | 1 | 1929 |  |  | N | IPP Non-CHP | 2 | X X X: X; DFO RC RC: WAT |  |  | N | N |  | 10M
Vintage1929 | hydro | TRUE | 5914 | Erie Boulevard Hydropower LP | 2588 | Moshier | NY | Herkimer | 2 | Conventional Hydroelectric | HY |  | S | X | X | 24048 | 24048 | 4 | 0.8 | 4 | 4 | 2.5 | N |  |  | OP | X | 1 | 1929 |  |  | N | IPP Non-CHP | 2 | X X X: X; DFO RC RC: WAT |  |  | N | N |  | 10M
Vintage1969 | nuclear | TRUE | 55951 | Exelon Nuclear | 2589 | Nine Mile Point Nuclear Station | NY | Oswego | 1 | Nuclear | ST |  | S | X | X |  |  | 641.8 | 0.85 | 621.9 | 624.2 | 105 | N |  |  | OP | X | 12 | 1969 |  |  | N | IPP Non-CHP | 2 | X X X: X; DFO RC RC: NUC |  |  | N |  |  | OVER | [23 empty] | N
Vintage1987 | nuclear | TRUE | 55951 | Exelon Nuclear | 2589 | Nine Mile Point Nuclear Station | NY | Oswego | 2 | Nuclear | ST |  | J | X | X |  |  | 1259.3 | 0.9 | 1285.2 | 1297.3 | 75 | N |  |  | OP | X | 7 | 1987 |  |  | N | IPP Non-CHP | 2 | X X X: X; DFO RC RC: NUC |  |  | N |  |  | OVER | [23 empty] | N
Vintage1928 | hydro | TRUE | 5914 | Erie Boulevard Hydropower LP | 2590 | Norfolk | NY | St Lawrence | 1 | Conventional Hydroelectric | HY |  | S | X | X | 24057 | 24057 | 5 | 0.8 | 5.1 | 5 | 1 | N |  |  | OP | X | 1 | 1928 |  |  | N | IPP Non-CHP | 2 | X X X: X; DFO RC RC: WAT |  |  | N | N |  | 10M
Vintage1928 | hydro | TRUE | 5914 | Erie Boulevard Hydropower LP | 2591 | Norwood | NY | St Lawrence | 1 | Conventional Hydroelectric | HY |  | S | X | X | 24057 | 24057 | 2 | 0.8 | 2.2 | 2.1 | 0.3 | N |  |  | OP | X | 1 | 1928 |  |  | N | IPP Non-CHP | 2 | X X X: X; DFO RC RC: WAT |  |  | N | N |  | 10M
Vintage1975 | petroleum | TRUE | 64701 | Oswego Harbor Power | 2594 | Oswego Harbor Power | NY | Oswego | ST5 | Petroleum Liquids | ST |  | W | X | X |  |  | 901.8 | 0.925 | 811.7 | 822 | 150 | N |  |  | OP | X | 6 | 1975 |  |  | N | IPP Non-CHP | 2 | X X X: X; DFO RC RC: RFO; DFO SUB SUB: NG; DFO DFO DFO: NG |  |  | N | N |  | OVER | [23 empty] | N | N | N
Vintage1979 | petroleum | TRUE | 64701 | Oswego Harbor Power | 2594 | Oswego Harbor Power | NY | Oswego | ST6 | Petroleum Liquids | ST |  | W | X | X |  |  | 901.8 | 0.925 | 819.5 | 817.7 | 150 | N |  |  | OP | X | 12 | 1979 |  |  | N | IPP Non-CHP | 2 | X X X: X; DFO RC RC: RFO; DFO SUB SUB: NG; DFO DFO DFO: NG |  |  | N | N |  | OVER | [23 empty] | Y | Y | Y
Vintage1914 | hydro | TRUE | 5914 | Erie Boulevard Hydropower LP | 2595 | Oswego Falls East | NY | Oswego | 1 | Conventional Hydroelectric | HY |  | S | X | X | 24041 | 24041 | 2 | 0.8 | 1.4 | 1.5 | 1 | N |  |  | OP | X | 1 | 1914 |  |  | N | IPP Non-CHP | 2 | X X X: X; DFO RC RC: WAT |  |  | N | N |  | 10M
Vintage1914 | hydro | TRUE | 5914 | Erie Boulevard Hydropower LP | 2595 | Oswego Falls East | NY | Oswego | 2 | Conventional Hydroelectric | HY |  | S | X | X | 24041 | 24041 | 2 | 0.8 | 1.4 | 1.5 | 1 | N |  |  | OP | X | 1 | 1914 |  |  | N | IPP Non-CHP | 2 | X X X: X; DFO RC RC: WAT |  |  | N | N |  | 10M
Vintage1914 | hydro | TRUE | 5914 | Erie Boulevard Hydropower LP | 2595 | Oswego Falls East | NY | Oswego | 3 | Conventional Hydroelectric | HY |  | S | X | X | 24041 | 24041 | 2 | 0.8 | 1.4 | 1.5 | 1 | N |  |  | OP | X | 1 | 1914 |  |  | N | IPP Non-CHP | 2 | X X X: X; DFO RC RC: WAT |  |  | N | N |  | 10M
Vintage1914 | hydro | TRUE | 5914 | Erie Boulevard Hydropower LP | 2596 | Oswego Falls West | NY | Oswego | 4 | Conventional Hydroelectric | HY |  | S | X | X | 24041 | 24041 | 1 | 0.8 | 0.9 | 0.9 | 0.7 | N |  |  | OP | X | 1 | 1914 |  |  | N | IPP Non-CHP | 2 | X X X: X; DFO RC RC: WAT |  |  | N | N |  | 10M
Vintage1914 | hydro | TRUE | 5914 | Erie Boulevard Hydropower LP | 2596 | Oswego Falls West | NY | Oswego | 5 | Conventional Hydroelectric | HY |  | S | X | X | 24041 | 24041 | 1 | 0.8 | 0.9 | 0.9 | 0.7 | N |  |  | OP | X | 1 | 1914 |  |  | N | IPP Non-CHP | 2 | X X X: X; DFO RC RC: WAT |  |  | N | N |  | 10M
Vintage2008 | hydro | TRUE | 5914 | Erie Boulevard Hydropower LP | 2596 | Oswego Falls West | NY | Oswego | 6 | Conventional Hydroelectric | HY |  | S | X | X | 24041 | 24041 | 0.5 | 0.9 | 0.4 | 0.4 | 0.4 | N |  |  | OP | X | 10 | 2008 |  |  | N | IPP Non-CHP | 2 | X X X: X; DFO RC RC: WAT |  |  | N | N |  | 10M
Vintage2008 | hydro | TRUE | 5914 | Erie Boulevard Hydropower LP | 2596 | Oswego Falls West | NY | Oswego | 7 | Conventional Hydroelectric | HY |  | S | X | X | 24041 | 24041 | 0.5 | 0.9 | 0.4 | 0.4 | 0.4 | N |  |  | OP | X | 10 | 2008 |  |  | N | IPP Non-CHP | 2 | X X X: X; DFO RC RC: WAT |  |  | N | N |  | 10M
Vintage1925 | hydro | TRUE | 5914 | Erie Boulevard Hydropower LP | 2597 | Parishville | NY | St Lawrence | 1 | Conventional Hydroelectric | HY |  | S | X | X | 24042 | 24042 | 3 | 0.8 | 2.3 | 2.4 | 0.8 | N |  |  | OP | X | 1 | 1925 |  |  | N | IPP Non-CHP | 2 | X X X: X; DFO RC RC: WAT |  |  | N | N |  | 10M
Vintage1957 | hydro | TRUE | 5914 | Erie Boulevard Hydropower LP | 2598 | Piercefield | NY | St Lawrence | 1 | Conventional Hydroelectric | HY |  | S | X | X | 24042 | 24042 | 1.5 | 0.8 | 1.6 | 1.6 | 1 | N |  |  | OP | X | 1 | 1957 |  |  | N | IPP Non-CHP | 2 | X X X: X; DFO RC RC: WAT |  |  | N | N |  | 10M
Vintage1924 | hydro | TRUE | 5914 | Erie Boulevard Hydropower LP | 2598 | Piercefield | NY | St Lawrence | 2 | Conventional Hydroelectric | HY |  | S | X | X | 24042 | 24042 | 0.6 | 0.8 | 0.6 | 0.6 | 0.4 | N |  |  | OP | X | 1 | 1924 |  |  | N | IPP Non-CHP | 2 | X X X: X; DFO RC RC: WAT |  |  | N | N |  | 10M
Vintage1924 | hydro | TRUE | 5914 | Erie Boulevard Hydropower LP | 2598 | Piercefield | NY | St Lawrence | 3 | Conventional Hydroelectric | HY |  | S | X | X | 24042 | 24042 | 0.6 | 0.8 | 0.6 | 0.6 | 0.4 | N |  |  | OP | X | 1 | 1924 |  |  | N | IPP Non-CHP | 2 | X X X: X; DFO RC RC: WAT |  |  | N | N |  | 10M
Vintage1959 | hydro | TRUE | 5914 | Erie Boulevard Hydropower LP | 2599 | Prospect | NY | Oneida | 1 | Conventional Hydroelectric | HY |  | S | X | X | 24049 | 24049 | 19 | 0.8 | 18.3 | 18.1 | 4 | N |  |  | OP | X | 1 | 1959 |  |  | N | IPP Non-CHP | 2 | X X X: X; DFO RC RC: WAT | [5 empty] | 10M
Vintage1956 | hydro | TRUE | 5914 | Erie Boulevard Hydropower LP | 2600 | Rainbow Falls Hydro | NY | St Lawrence | 1 | Conventional Hydroelectric | HY |  | S | X | X | 24056 | 24056 | 25 | 0.8 | 24 | 23.8 | 1 | N |  |  | OP | X | 1 | 1956 |  |  | N | IPP Non-CHP | 2 | X X X: X; DFO RC RC: WAT | [5 empty] | 10M
Vintage1928 | hydro | TRUE | 5914 | Erie Boulevard Hydropower LP | 2601 | Raymondville | NY | St Lawrence | 1 | Conventional Hydroelectric | HY |  | S | X | X | 24057 | 24057 | 2 | 0.8 | 2.3 | 2.1 | 0.2 | N |  |  | OP | X | 1 | 1928 |  |  | N | IPP Non-CHP | 2 | X X X: X; DFO RC RC: WAT |  |  | N | N |  | 10M
Vintage1912 | hydro | TRUE | 5914 | Erie Boulevard Hydropower LP | 2604 | South Edwards | NY | St Lawrence | 1 | Conventional Hydroelectric | HY |  | S | X | X | 24044 | 24044 | 1 | 0.8 | 1.2 | 1.1 | 0.9 | N |  |  | OP | X | 1 | 1912 |  |  | N | IPP Non-CHP | 2 | X X X: X; DFO RC RC: WAT |  |  | N | N |  | 10M
Vintage1912 | hydro | TRUE | 5914 | Erie Boulevard Hydropower LP | 2604 | South Edwards | NY | St Lawrence | 2 | Conventional Hydroelectric | HY |  | S | X | X | 24044 | 24044 | 1 | 0.8 | 1.2 | 1.1 | 0.9 | N |  |  | OP | X | 1 | 1912 |  |  | N | IPP Non-CHP | 2 | X X X: X; DFO RC RC: WAT |  |  | N | N |  | 10M
Vintage1921 | hydro | TRUE | 5914 | Erie Boulevard Hydropower LP | 2604 | South Edwards | NY | St Lawrence | 3 | Conventional Hydroelectric | HY |  | S | X | X | 24044 | 24044 | 1 | 0.8 | 0.8 | 0.7 | 0.6 | N |  |  | OP | X | 1 | 1921 |  |  | N | IPP Non-CHP | 2 | X X X: X; DFO RC RC: WAT |  |  | N | N |  | 10M
Vintage1994 | hydro | TRUE | 5914 | Erie Boulevard Hydropower LP | 2604 | South Edwards | NY | St Lawrence | 4 | Conventional Hydroelectric | HY |  | S | X | X | 24044 | 24044 | 1 | 0.8 | 0.2 | 0.2 | 0.2 | N |  |  | OP | X | 1 | 1994 |  |  | N | IPP Non-CHP | 2 | X X X: X; DFO RC RC: WAT |  |  | N | N |  | 10M
Vintage1915 | hydro | TRUE | 5914 | Erie Boulevard Hydropower LP | 2605 | School Street | NY | Albany | 1 | Conventional Hydroelectric | HY |  | S | X | X | 24059 | 24059 | 7.2 | 0.8 | 7.5 | 7.1 | 1 | N |  |  | OP | X | 1 | 1915 |  |  | N | IPP Non-CHP | 2 | X X X: X; DFO RC RC: WAT | [5 empty] | 10M
Vintage1915 | hydro | TRUE | 5914 | Erie Boulevard Hydropower LP | 2605 | School Street | NY | Albany | 2 | Conventional Hydroelectric | HY |  | S | X | X | 24059 | 24059 | 7.2 | 0.8 | 5.9 | 6.3 | 1 | N |  |  | OP | X | 1 | 1915 |  |  | N | IPP Non-CHP | 2 | X X X: X; DFO RC RC: WAT | [5 empty] | 10M
Vintage1915 | hydro | TRUE | 5914 | Erie Boulevard Hydropower LP | 2605 | School Street | NY | Albany | 3 | Conventional Hydroelectric | HY |  | S | X | X | 24059 | 24059 | 7.2 | 0.8 | 6.1 | 6.4 | 1 | N |  |  | OP | X | 1 | 1915 |  |  | N | IPP Non-CHP | 2 | X X X: X; DFO RC RC: WAT | [5 empty] | 10M
Vintage1922 | hydro | TRUE | 5914 | Erie Boulevard Hydropower LP | 2605 | School Street | NY | Albany | 4 | Conventional Hydroelectric | HY |  | S | X | X | 24059 | 24059 | 7.2 | 0.8 | 6.6 | 6.6 | 1 | N |  |  | OP | X | 1 | 1922 |  |  | N | IPP Non-CHP | 2 | X X X: X; DFO RC RC: WAT | [5 empty] | 10M
Vintage1924 | hydro | TRUE | 5914 | Erie Boulevard Hydropower LP | 2605 | School Street | NY | Albany | 5 | Conventional Hydroelectric | HY |  | S | X | X | 24059 | 24059 | 10 | 0.8 | 10.8 | 9.7 | 1 | N |  |  | OP | X | 1 | 1924 |  |  | N | IPP Non-CHP | 2 | X X X: X; DFO RC RC: WAT | [5 empty] | 10M
Vintage1908 | hydro | TRUE | 5914 | Erie Boulevard Hydropower LP | 2606 | Schaghticoke | NY | Rensselaer | 1 | Conventional Hydroelectric | HY |  | S | X | X | 24059 | 24059 | 4 | 0.8 | 4 | 4.3 | 1.5 | N |  |  | OP | X | 1 | 1908 |  |  | N | IPP Non-CHP | 2 | X X X: X; DFO RC RC: WAT | [5 empty] | 10M
Vintage1908 | hydro | TRUE | 5914 | Erie Boulevard Hydropower LP | 2606 | Schaghticoke | NY | Rensselaer | 2 | Conventional Hydroelectric | HY |  | S | X | X | 24059 | 24059 | 4 | 0.8 | 4.1 | 4.1 | 1.5 | N |  |  | OP | X | 1 | 1908 |  |  | N | IPP Non-CHP | 2 | X X X: X; DFO RC RC: WAT | [5 empty] | 10M
Vintage1908 | hydro | TRUE | 5914 | Erie Boulevard Hydropower LP | 2606 | Schaghticoke | NY | Rensselaer | 3 | Conventional Hydroelectric | HY |  | S | X | X | 24059 | 24059 | 4 | 0.8 | 3.8 | 3.9 | 1.5 | N |  |  | OP | X | 1 | 1908 |  |  | N | IPP Non-CHP | 2 | X X X: X; DFO RC RC: WAT | [5 empty] | 10M
Vintage1908 | hydro | TRUE | 5914 | Erie Boulevard Hydropower LP | 2606 | Schaghticoke | NY | Rensselaer | 4 | Conventional Hydroelectric | HY |  | S | X | X | 24059 | 24059 | 4 | 0.8 | 4 | 3.9 | 1.5 | N |  |  | OP | X | 1 | 1908 |  |  | N | IPP Non-CHP | 2 | X X X: X; DFO RC RC: WAT | [5 empty] | 10M
Vintage1919 | hydro | TRUE | 5914 | Erie Boulevard Hydropower LP | 2607 | Schuylerville | NY | Saratoga | 1 | Conventional Hydroelectric | HY |  | S | X | X | 24059 | 24059 | 2 | 0.8 | 1.5 | 1.6 | 0.1 | N |  |  | OP | X | 1 | 1919 |  |  | N | IPP Non-CHP | 2 | X X X: X; DFO RC RC: WAT | [5 empty] | 10M
Vintage1925 | hydro | TRUE | 5914 | Erie Boulevard Hydropower LP | 2608 | Sewalls | NY | Jefferson | 1 | Conventional Hydroelectric | HY |  | S | X | X | 24047 | 24047 | 1 | 0.8 | 1.1 | 1.1 | 0.7 | N |  |  | OP | X | 1 | 1925 |  |  | N | IPP Non-CHP | 2 | X X X: X; DFO RC RC: WAT |  |  | N | N |  | 10M
Vintage1925 | hydro | TRUE | 5914 | Erie Boulevard Hydropower LP | 2608 | Sewalls | NY | Jefferson | 2 | Conventional Hydroelectric | HY |  | S | X | X | 24047 | 24047 | 1 | 0.8 | 1.1 | 1.1 | 0.7 | N |  |  | OP | X | 1 | 1925 |  |  | N | IPP Non-CHP | 2 | X X X: X; DFO RC RC: WAT |  |  | N | N |  | 10M
Vintage2009 | hydro | TRUE | 5914 | Erie Boulevard Hydropower LP | 2609 | Sherman Island | NY | Saratoga | 1 | Conventional Hydroelectric | HY |  | S | X | X | 24058 | 24058 | 7 | 0.8 | 6.7 | 6.7 | 1 | N |  |  | OP | X | 4 | 2009 |  |  | N | IPP Non-CHP | 2 | X X X: X; DFO RC RC: WAT |  |  | N |  |  | 10M
Vintage1923 | hydro | TRUE | 5914 | Erie Boulevard Hydropower LP | 2609 | Sherman Island | NY | Saratoga | 2 | Conventional Hydroelectric | HY |  | S | X | X | 24058 | 24058 | 7 | 0.8 | 7 | 8.1 | 1 | N |  |  | OP | X | 1 | 1923 |  |  | N | IPP Non-CHP | 2 | X X X: X; DFO RC RC: WAT |  |  | N |  |  | 10M
Vintage1923 | hydro | TRUE | 5914 | Erie Boulevard Hydropower LP | 2609 | Sherman Island | NY | Saratoga | 3 | Conventional Hydroelectric | HY |  | S | X | X | 24058 | 24058 | 7 | 0.8 | 7 | 8.3 | 1 | N |  |  | OP | X | 1 | 1923 |  |  | N | IPP Non-CHP | 2 | X X X: X; DFO RC RC: WAT |  |  | N |  |  | 10M
Vintage1923 | hydro | TRUE | 5914 | Erie Boulevard Hydropower LP | 2609 | Sherman Island | NY | Saratoga | 4 | Conventional Hydroelectric | HY |  | S | X | X | 24058 | 24058 | 7 | 0.8 | 7.2 | 7.4 | 1 | N |  |  | OP | X | 1 | 1923 |  |  | N | IPP Non-CHP | 2 | X X X: X; DFO RC RC: WAT | [5 empty] | 10M
Vintage1923 | hydro | TRUE | 5914 | Erie Boulevard Hydropower LP | 2609 | Sherman Island | NY | Saratoga | 5 | Conventional Hydroelectric | HY |  | S | X | X | 24058 | 24058 | 7 | 0.8 | 7.7 | 8.2 | 1 | N |  |  | OP | X | 1 | 1923 |  |  | N | IPP Non-CHP | 2 | X X X: X; DFO RC RC: WAT | [5 empty] | 10M
Vintage2009 | hydro | TRUE | 5914 | Erie Boulevard Hydropower LP | 2609 | Sherman Island | NY | Saratoga | 6 | Conventional Hydroelectric | HY |  | S | X | X | 24058 | 24058 | 1.3 | 0.8 | 1.3 | 1.3 | 0.2 | N |  |  | OP | X | 2 | 2009 |  |  | N | IPP Non-CHP | 2 | X X X: X; DFO RC RC: WAT |  |  | N |  |  | 10M
Vintage1925 | hydro | TRUE | 5914 | Erie Boulevard Hydropower LP | 2610 | Soft Maple | NY | Lewis | 1 | Conventional Hydroelectric | HY |  | S | X | X | 24048 | 24048 | 8 | 0.8 | 7.2 | 8.1 | 4 | N |  |  | OP | X | 1 | 1925 |  |  | N | IPP Non-CHP | 2 | X X X: X; DFO RC RC: WAT |  |  | N | N |  | 10M
Vintage1925 | hydro | TRUE | 5914 | Erie Boulevard Hydropower LP | 2610 | Soft Maple | NY | Lewis | 2 | Conventional Hydroelectric | HY |  | S | X | X | 24048 | 24048 | 8 | 0.8 | 7.2 | 8.1 | 4 | N |  |  | OP | X | 1 | 1925 |  |  | N | IPP Non-CHP | 2 | X X X: X; DFO RC RC: WAT |  |  | N | N |  | 10M
Vintage1954 | hydro | TRUE | 5914 | Erie Boulevard Hydropower LP | 2611 | South Colton | NY | St Lawrence | 1 | Conventional Hydroelectric | HY |  | S | X | X | 24056 | 24056 | 21 | 0.8 | 19.8 | 20 | 1 | N |  |  | OP | X | 1 | 1954 |  |  | N | IPP Non-CHP | 2 | X X X: X; DFO RC RC: WAT | [5 empty] | 10M
Vintage1924 | hydro | TRUE | 5914 | Erie Boulevard Hydropower LP | 2612 | Spier Falls | NY | Saratoga | 8 | Conventional Hydroelectric | HY |  | S | X | X | 24058 | 24058 | 9 | 0.8 | 8.5 | 8.6 | 4 | N |  |  | OP | X | 1 | 1924 |  |  | N | IPP Non-CHP | 2 | X X X: X; DFO RC RC: WAT | [5 empty] | 10M
Vintage1930 | hydro | TRUE | 5914 | Erie Boulevard Hydropower LP | 2612 | Spier Falls | NY | Saratoga | 9 | Conventional Hydroelectric | HY |  | S | X | X | 24058 | 24058 | 47 | 0.8 | 46 | 46.3 | 8 | N |  |  | OP | X | 1 | 1930 |  |  | N | IPP Non-CHP | 2 | X X X: X; DFO RC RC: WAT | [5 empty] | 10M
Vintage1957 | hydro | TRUE | 5914 | Erie Boulevard Hydropower LP | 2613 | Stark | NY | St Lawrence | 1 | Conventional Hydroelectric | HY |  | S | X | X | 24056 | 24056 | 26 | 0.8 | 23.3 | 24.5 | 1 | N |  |  | OP | X | 1 | 1957 |  |  | N | IPP Non-CHP | 2 | X X X: X; DFO RC RC: WAT | [5 empty] | 10M
Vintage1952 | hydro | TRUE | 5914 | Erie Boulevard Hydropower LP | 2614 | Stewarts Bridge | NY | Saratoga | 1 | Conventional Hydroelectric | HY |  | S | X | X | 24058 | 24058 | 36 | 0.8 | 37.5 | 37.5 | 15 | N |  |  | OP | X | 1 | 1952 |  |  | N | IPP Non-CHP | 2 | X X X: X; DFO RC RC: WAT | [5 empty] | 10M
Vintage2013 | hydro | TRUE | 5914 | Erie Boulevard Hydropower LP | 2614 | Stewarts Bridge | NY | Saratoga | 2 | Conventional Hydroelectric | HY |  | S | X | X | 24058 | 24058 | 2.5 | 0.8 | 2.5 | 2.5 | 0.2 | N |  |  | OP | X | 6 | 2013 |  |  | N | IPP Non-CHP | 2 | X X X: X; DFO RC RC: WAT | [5 empty] | 10M
Vintage1924 | hydro | TRUE | 5914 | Erie Boulevard Hydropower LP | 2616 | Sugar Island | NY | St Lawrence | 1 | Conventional Hydroelectric | HY |  | S | X | X | 24057 | 24057 | 2 | 0.8 | 2.1 | 2.1 | 0.2 | N |  |  | OP | X | 1 | 1924 |  |  | N | IPP Non-CHP | 2 | X X X: X; DFO RC RC: WAT | [5 empty] | 10M
Vintage1924 | hydro | TRUE | 5914 | Erie Boulevard Hydropower LP | 2616 | Sugar Island | NY | St Lawrence | 2 | Conventional Hydroelectric | HY |  | S | X | X | 24057 | 24057 | 2 | 0.8 | 2 | 2 | 0.2 | N |  |  | OP | X | 1 | 1924 |  |  | N | IPP Non-CHP | 2 | X X X: X; DFO RC RC: WAT | [5 empty] | 10M
Vintage1913 | hydro | TRUE | 5914 | Erie Boulevard Hydropower LP | 2617 | Taylorville | NY | Lewis | 1 | Conventional Hydroelectric | HY |  | S | X | X | 24048 | 24048 | 1 | 0.8 | 1.1 | 1.1 | 0.9 | N |  |  | OP | X | 1 | 1913 |  |  | N | IPP Non-CHP | 2 | X X X: X; DFO RC RC: WAT |  |  | N | N |  | 10M
Vintage1913 | hydro | TRUE | 5914 | Erie Boulevard Hydropower LP | 2617 | Taylorville | NY | Lewis | 2 | Conventional Hydroelectric | HY |  | S | X | X | 24048 | 24048 | 1 | 0.8 | 0.9 | 0.9 | 0.9 | N |  |  | OP | X | 1 | 1913 |  |  | N | IPP Non-CHP | 2 | X X X: X; DFO RC RC: WAT |  |  | N | N |  | 10M
Vintage1913 | hydro | TRUE | 5914 | Erie Boulevard Hydropower LP | 2617 | Taylorville | NY | Lewis | 3 | Conventional Hydroelectric | HY |  | S | X | X | 24048 | 24048 | 1 | 0.8 | 1.1 | 1.1 | 0.9 | N |  |  | OP | X | 1 | 1913 |  |  | N | IPP Non-CHP | 2 | X X X: X; DFO RC RC: WAT |  |  | N | N |  | 10M
Vintage1927 | hydro | TRUE | 5914 | Erie Boulevard Hydropower LP | 2617 | Taylorville | NY | Lewis | 4 | Conventional Hydroelectric | HY |  | S | X | X | 24048 | 24048 | 1 | 0.8 | 1.3 | 1.3 | 1.1 | N |  |  | OP | X | 1 | 1927 |  |  | N | IPP Non-CHP | 2 | X X X: X; DFO RC RC: WAT |  |  | N | N |  | 10M
Vintage1919 | hydro | TRUE | 5914 | Erie Boulevard Hydropower LP | 2619 | Trenton Falls | NY | Oneida | 5 | Conventional Hydroelectric | HY |  | S | X | X | 24049 | 24049 | 6.8 | 0.8 | 8.1 | 6.8 | 2 | N |  |  | OP | X | 1 | 1919 |  |  | N | IPP Non-CHP | 2 | X X X: X; DFO RC RC: WAT | [5 empty] | 10M
Vintage1919 | hydro | TRUE | 5914 | Erie Boulevard Hydropower LP | 2619 | Trenton Falls | NY | Oneida | 6 | Conventional Hydroelectric | HY |  | S | X | X | 24049 | 24049 | 6.4 | 0.8 | 8.1 | 6.4 | 2 | N |  |  | OP | X | 1 | 1919 |  |  | N | IPP Non-CHP | 2 | X X X: X; DFO RC RC: WAT | [5 empty] | 10M
Vintage1919 | hydro | TRUE | 5914 | Erie Boulevard Hydropower LP | 2619 | Trenton Falls | NY | Oneida | 7 | Conventional Hydroelectric | HY |  | S | X | X | 24049 | 24049 | 8.7 | 0.8 | 9.7 | 8.7 | 2 | N |  |  | OP | X | 1 | 1919 |  |  | N | IPP Non-CHP | 2 | X X X: X; DFO RC RC: WAT | [5 empty] | 10M
Vintage1926 | hydro | TRUE | 5914 | Erie Boulevard Hydropower LP | 2621 | Varick | NY | Oswego | 2 | Conventional Hydroelectric | HY |  | S | X | X | 24041 | 24041 | 2 | 0.8 | 1.4 | 1.4 | 0.9 | N |  |  | OP | X | 1 | 1926 |  |  | N | IPP Non-CHP | 2 | X X X: X; DFO RC RC: WAT |  |  | N | N |  | 10M
Vintage1926 | hydro | TRUE | 5914 | Erie Boulevard Hydropower LP | 2621 | Varick | NY | Oswego | 3 | Conventional Hydroelectric | HY |  | S | X | X | 24041 | 24041 | 2 | 0.8 | 1.4 | 1.4 | 0.9 | N |  |  | OP | X | 1 | 1926 |  |  | N | IPP Non-CHP | 2 | X X X: X; DFO RC RC: WAT |  |  | N | N |  | 10M
Vintage1926 | hydro | TRUE | 5914 | Erie Boulevard Hydropower LP | 2621 | Varick | NY | Oswego | 4 | Conventional Hydroelectric | HY |  | S | X | X | 24041 | 24041 | 2 | 0.8 | 1.4 | 1.4 | 0.9 | N |  |  | OP | X | 1 | 1926 |  |  | N | IPP Non-CHP | 2 | X X X: X; DFO RC RC: WAT |  |  | N | N |  | 10M
Vintage1926 | hydro | TRUE | 5914 | Erie Boulevard Hydropower LP | 2621 | Varick | NY | Oswego | 5 | Conventional Hydroelectric | HY |  | S | X | X | 24041 | 24041 | 2 | 0.8 | 1.4 | 1.4 | 0.9 | N |  |  | OP | X | 1 | 1926 |  |  | N | IPP Non-CHP | 2 | X X X: X; DFO RC RC: WAT |  |  | N | N |  | 10M
Vintage1921 | hydro | TRUE | 5914 | Erie Boulevard Hydropower LP | 2623 | Waterport | NY | Orleans | 1 | Conventional Hydroelectric | HY |  | S | X | X | 24046 | 24046 | 2 | 0.8 | 1.8 | 1.8 | 1 | N |  |  | OP | X | 1 | 1921 |  |  | N | IPP Non-CHP | 2 | X X X: X; DFO RC RC: WAT |  |  | N | N |  | 10M
Vintage1921 | hydro | TRUE | 5914 | Erie Boulevard Hydropower LP | 2623 | Waterport | NY | Orleans | 2 | Conventional Hydroelectric | HY |  | S | X | X | 24046 | 24046 | 2 | 0.8 | 2 | 2 | 1.1 | N |  |  | OP | X | 1 | 1921 |  |  | N | IPP Non-CHP | 2 | X X X: X; DFO RC RC: WAT |  |  | N | N |  | 10M
Vintage1940 | hydro | TRUE | 5914 | Erie Boulevard Hydropower LP | 2624 | Yaleville | NY | St Lawrence | 1 | Conventional Hydroelectric | HY |  | S | X | X | 24057 | 24057 | 1 | 0.8 | 0.4 | 0.4 | 0.3 | N |  |  | OP | X | 1 | 1940 |  |  | N | IPP Non-CHP | 2 | X X X: X; DFO RC RC: WAT |  |  | N | N |  | 10M
Vintage1940 | hydro | TRUE | 5914 | Erie Boulevard Hydropower LP | 2624 | Yaleville | NY | St Lawrence | 2 | Conventional Hydroelectric | HY |  | S | X | X | 24057 | 24057 | 1 | 0.8 | 0.2 | 0.1 | 0.1 | N |  |  | OP | X | 1 | 1940 |  |  | N | IPP Non-CHP | 2 | X X X: X; DFO RC RC: WAT |  |  | N | N |  | 10M
Vintage1972 | natural gas steam turbine | TRUE | 64082 | GenOn Bowline, LLC | 2625 | Bowline Point | NY | Rockland | 1 | Natural Gas Steam Turbine | ST |  | S | X | X | 23526 | 23526 | 621 | 0.9 | 586 | 593.2 | 80 | N |  |  | OP | X | 9 | 1972 |  |  | N | IPP Non-CHP | 2 | X X X: X; DFO RC RC: NG; DFO SUB SUB: RFO; DFO DFO DFO: NG |  |  | N | N |  | OVER | [23 empty] | Y | Y | Y
Vintage1974 | natural gas steam turbine | TRUE | 64082 | GenOn Bowline, LLC | 2625 | Bowline Point | NY | Rockland | 2 | Natural Gas Steam Turbine | ST |  | S | X | X | 23595 | 23595 | 621 | 0.9 | 573.6 | 568.8 | 100 | N |  |  | OP | X | 5 | 1974 |  |  | N | IPP Non-CHP | 2 | X X X: X; DFO RC RC: NG; DFO SUB SUB: RFO; DFO DFO DFO: NG |  |  | N | N |  | OVER | [23 empty] | Y | Y | Y
Vintage1956 | hydro | TRUE | 15296 | New York Power Authority | 2627 | Grahamsville | NY | Sullivan | GRHM | Conventional Hydroelectric | HY |  | W | X | X |  |  | 18 | 1 | 18 | 18 | 1 | N |  |  | OP | X | 1 | 1956 |  |  | N | Electric Utility | 1 | X X X: X; DFO RC RC: WAT |  |  | N | N |  | 10M
Vintage1972 | natural gas peaker | TRUE | 56142 | Alliance NYGT, LLC | 2628 | Hillburn | NY | Rockland | GEN1 | Natural Gas Fired Combustion Turbine | GT |  | S | X | X | Nyiso | Nyiso | 46.5 | 0.9 | 33.1 | 43.8 | 5 | N |  |  | OP | X | 7 | 1972 |  |  | N | IPP Non-CHP | 2 | X X X: X; DFO RC RC: NG; DFO SUB SUB: KER |  |  | N | N |  | 10M | [23 empty] | Y | N | Y
Vintage1923 | hydro | TRUE | 57280 | Eagle Creek Renewable Energy, LLC | 2630 | Mongaup Falls | NY | Sullivan | GEN1 | Conventional Hydroelectric | HY |  | W | X | X | 23641 |  | 4 | 0.8 | 4.3 | 4.3 | 0.4 | N |  |  | OP | X | 7 | 1923 |  |  | N | IPP Non-CHP | 2 | X X X: X; DFO RC RC: WAT |  |  | N | N |  | 10M
Vintage1923 | hydro | TRUE | 57280 | Eagle Creek Renewable Energy, LLC | 2630 | Mongaup Falls | NY | Sullivan | GEN2 | Conventional Hydroelectric | HY |  | W | X | X | 23641 |  | 1.1 | 0.8 | 1.1 | 1.1 | 0.4 | N |  |  | OP | X | 7 | 1923 |  |  | N | IPP Non-CHP | 2 | X X X: X; DFO RC RC: WAT |  |  | N | N |  | 10M
Vintage1923 | hydro | TRUE | 57280 | Eagle Creek Renewable Energy, LLC | 2630 | Mongaup Falls | NY | Sullivan | GEN3 | Conventional Hydroelectric | HY |  | W | X | X | 23641 |  | 1.1 | 0.8 | 1.1 | 1.1 | 0.4 | N |  |  | OP | X | 7 | 1923 |  |  | N | IPP Non-CHP | 2 | X X X: X; DFO RC RC: WAT |  |  | N | N |  | 10M
Vintage1923 | hydro | TRUE | 57280 | Eagle Creek Renewable Energy, LLC | 2630 | Mongaup Falls | NY | Sullivan | GEN4 | Conventional Hydroelectric | HY |  | W | X | X | 23641 |  | 1.1 | 0.8 | 1.1 | 1.1 | 0.4 | N |  |  | OP | X | 7 | 1923 |  |  | N | IPP Non-CHP | 2 | X X X: X; DFO RC RC: WAT |  |  | N | N |  | 10M
Vintage1927 | hydro | TRUE | 57280 | Eagle Creek Renewable Energy, LLC | 2631 | Rio | NY | Sullivan | RIO | Conventional Hydroelectric | HY |  | W | X | X | 23641 |  | 10 | 0.8 | 10.1 | 10.1 | 4 | N |  |  | OP | X | 12 | 1927 |  |  | N | IPP Non-CHP | 2 | X X X: X; DFO RC RC: WAT |  |  | N | N |  | 10M
Vintage2013 | hydro | TRUE | 57280 | Eagle Creek Renewable Energy, LLC | 2631 | Rio | NY | Sullivan | RIO2 | Conventional Hydroelectric | HY |  | W | X | X | 23641 |  | 0.8 | 0.9 | 0.8 | 0.8 | 0.4 | N |  |  | OP | X | 12 | 2013 |  |  | N | IPP Non-CHP | 2 | X X X: X; DFO RC RC: WAT |  |  | N | N |  | 10M
Vintage1972 | natural gas peaker | TRUE | 56142 | Alliance NYGT, LLC | 2632 | Shoemaker | NY | Orange | SHOE | Natural Gas Fired Combustion Turbine | GT |  | S | X | X | NYISO | NYISO | 41.9 | 0.9 | 33 | 40 | 5 | N |  |  | OP | X | 7 | 1972 |  |  | N | IPP Non-CHP | 2 | X X X: X; DFO RC RC: NG; DFO SUB SUB: KER |  |  | N | N |  | 10M | [23 empty] | Y | N | Y
Vintage1939 | hydro | TRUE | 57280 | Eagle Creek Renewable Energy, LLC | 2634 | Swinging Bridge 2 | NY | Sullivan | SWI2 | Conventional Hydroelectric | HY |  | W | X | X | 23641 |  | 6.8 | 0.9 | 7.4 | 7.4 | 5 | N |  |  | OP | X | 8 | 1939 |  |  | N | IPP Non-CHP | 2 | X X X: X; DFO RC RC: WAT |  |  | N |  |  | 10M
Vintage2019 | hydro | TRUE | 57280 | Eagle Creek Renewable Energy, LLC | 2634 | Swinging Bridge 2 | NY | Sullivan | SWI3 | Conventional Hydroelectric | HY |  | W | X | X | 23641 |  | 1.2 | 0.9 | 1.2 | 1.2 | 0.4 | N |  |  | OP | X | 12 | 2019 |  |  | N | IPP Non-CHP | 2 | X X X: X; DFO RC RC: WAT | [5 empty] | 10M
Vintage1952 | hydro | TRUE | 16183 | Rochester Gas & Electric Corp | 2638 | Rochester 26 | NY | Monroe | 1 | Conventional Hydroelectric | HY |  | S | X | X | 23604 | 23604 | 3 | 0.8 | 3 | 3 | 0 | N |  |  | OA | X | 8 | 1952 |  |  | N | Electric Utility | 1 | X X X: X; DFO RC RC: WAT |  |  | N | N |  | 1H | [23 empty] | N
Vintage1960 | hydro | TRUE | 16183 | Rochester Gas & Electric Corp | 2639 | Rochester 2 | NY | Monroe | 1 | Conventional Hydroelectric | HY |  | S | X | X | 23604 | 23604 | 8.5 | 0.9 | 8.5 | 8.5 | 0 | N |  |  | OS | X | 8 | 1960 |  |  | N | Electric Utility | 1 | X X X: X; DFO RC RC: WAT |  |  | N | N |  | 1H | [23 empty] | N
Vintage1918 | hydro | TRUE | 16183 | Rochester Gas & Electric Corp | 2641 | Rochester 5 | NY | Monroe | 2 | Conventional Hydroelectric | HY |  | S | X | X | 23604 | 23604 | 12.8 | 0.9 | 12.9 | 12.9 | 0 | N |  |  | OA | X | 7 | 1918 |  |  | N | Electric Utility | 1 | X X X: X; DFO RC RC: WAT |  |  | N | N |  | 1H | [23 empty] | N
Vintage1918 | hydro | TRUE | 16183 | Rochester Gas & Electric Corp | 2641 | Rochester 5 | NY | Monroe | HY1 | Conventional Hydroelectric | HY |  | S | X | X | 23604 | 23604 | 12.8 | 0.9 | 12.9 | 12.9 | 0 | N |  |  | OA | X | 7 | 1918 |  |  | N | Electric Utility | 1 | X X X: X; DFO RC RC: WAT |  |  | N | N |  | 1H | [23 empty] | N
Vintage1927 | hydro | TRUE | 16183 | Rochester Gas & Electric Corp | 2641 | Rochester 5 | NY | Monroe | HY3 | Conventional Hydroelectric | HY |  | S | X | X | 23604 | 23604 | 18 | 0.8 | 18 | 18 | 0 | N |  |  | OS | X | 7 | 1927 |  |  | N | Electric Utility | 1 | X X X: X; DFO RC RC: WAT |  |  | N | N |  | 1H | [23 empty] | N
Vintage1922 | hydro | TRUE | 16183 | Rochester Gas & Electric Corp | 2646 | Wiscoy 170 | NY | Allegany | 1 | Conventional Hydroelectric | HY |  | S | X | X |  |  | 0.6 | 0.8 | 0.6 | 0.6 | 0 | N |  |  | OS | X | 7 | 1922 |  |  | N | Electric Utility | 1 | X X X: X; DFO RC RC: WAT |  |  | N |  |  | 1H | [23 empty] | N
Vintage1922 | hydro | TRUE | 16183 | Rochester Gas & Electric Corp | 2646 | Wiscoy 170 | NY | Allegany | 2 | Conventional Hydroelectric | HY |  | S | X | X |  |  | 0.4 | 0.8 | 0.4 | 0.4 | 0 | N |  |  | OS | X | 7 | 1922 |  |  | N | Electric Utility | 1 | X X X: X; DFO RC RC: WAT |  |  | N |  |  | 1H | [23 empty] | N
Vintage1949 | petroleum | TRUE | 6775 | Village of Freeport - (NY) | 2678 | Plant No 1 Freeport | NY | Nassau | 2 | Petroleum Liquids | IC |  | S | X | X | 1660 | 1660 | 2.9 | 0.8 | 2.2 | 2.2 | 2.2 | N |  |  | OP | X | 1 | 1949 |  |  | N | Electric Utility | 1 | X X X: X; DFO RC RC: DFO |  |  | N | N |  | 12H | [23 empty] | N | N | N
Vintage1954 | petroleum | TRUE | 6775 | Village of Freeport - (NY) | 2678 | Plant No 1 Freeport | NY | Nassau | 3 | Petroleum Liquids | IC |  | S | X | X | 1660 | 1660 | 3.1 | 0.8 | 2 | 2 | 2 | N |  |  | OP | X | 1 | 1954 |  |  | N | Electric Utility | 1 | X X X: X; DFO RC RC: DFO |  |  | N | N |  | 12H | [23 empty] | N | N | N
Vintage1973 | petroleum | TRUE | 6775 | Village of Freeport - (NY) | 2679 | Plant No 2 Freeport | NY | Nassau | 3 | Petroleum Liquids | GT |  | S | X | X | 1660 | 1660 | 18.1 | 0.9 | 16.8 | 18 | 5 | N |  |  | OP | X | 5 | 1973 |  |  | N | Electric Utility | 1 | X X X: X; DFO RC RC: DFO; DFO SUB SUB: KER |  |  | N | N |  | 12H | [23 empty] | N | N | N
Vintage2004 | natural gas peaker | TRUE | 6775 | Village of Freeport - (NY) | 2679 | Plant No 2 Freeport | NY | Nassau | CT5 | Natural Gas Fired Combustion Turbine | GT |  | S | X | X | 23818 | 23818 | 60.5 | 1 | 49 | 49 | 25 | N |  |  | OP | X | 4 | 2004 |  |  | N | Electric Utility | 1 | X X X: X; DFO RC RC: NG; DFO SUB SUB: KER |  |  | N | N |  | 1H | [23 empty] | Y | N | Y
Vintage1997 | petroleum | TRUE | 7630 | Village of Greenport - (NY) | 2681 | Greenport | NY | Suffolk | 2 | Petroleum Liquids | IC |  | S | X | X |  |  | 1.7 | 0.8 | 1.5 | 1.6 |  | N |  |  | OS | X | 8 | 1997 |  |  | N | Electric Utility | 1 | X X X: X; DFO RC RC: DFO |  |  | N | N | [25 empty] | N | N | N
Vintage1957 | petroleum | TRUE | 7630 | Village of Greenport - (NY) | 2681 | Greenport | NY | Suffolk | 4 | Petroleum Liquids | IC |  | S | X | X |  |  | 1.2 | 0.8 | 1.2 | 1.2 | 0.3 | N |  |  | OP | X | 6 | 1957 |  |  | N | Electric Utility | 1 | X X X: X; DFO RC RC: DFO |  |  | N | N |  | 1H | [23 empty] | N | N | N
Vintage1965 | petroleum | TRUE | 7630 | Village of Greenport - (NY) | 2681 | Greenport | NY | Suffolk | 5 | Petroleum Liquids | IC |  | S | X | X |  |  | 1.8 | 0.8 | 1.6 | 1.6 | 0.3 | N |  |  | OP | X | 6 | 1965 |  |  | N | Electric Utility | 1 | X X X: X; DFO RC RC: DFO |  |  | N | N |  | 1H | [23 empty] | N | N | N
Vintage1971 | petroleum | TRUE | 7630 | Village of Greenport - (NY) | 2681 | Greenport | NY | Suffolk | 6 | Petroleum Liquids | IC |  | S | X | X |  |  | 3.8 | 0.8 | 2.6 | 2.6 | 0.4 | N |  |  | OP | X | 6 | 1971 |  |  | N | Electric Utility | 1 | X X X: X; DFO RC RC: DFO |  |  | N | N |  | 1H | [23 empty] | N | N | N
Vintage1997 | petroleum | TRUE | 7630 | Village of Greenport - (NY) | 2681 | Greenport | NY | Suffolk | 7 | Petroleum Liquids | IC |  | S | X | X |  |  | 1.6 | 0.8 | 1.6 | 1.6 |  | N |  |  | OS | X | 8 | 1997 |  |  | N | Electric Utility | 1 | X X X: X; DFO RC RC: DFO |  |  | N | N | [25 empty] | N | N
Vintage1951 | natural gas steam turbine | TRUE | 9645 | Jamestown Board of Public Util | 2682 | S A Carlson | NY | Chautauqua | 5 | Natural Gas Steam Turbine | ST | 1 | S | X | X |  |  | 24.5 | 0.9 | 22.5 | 22.5 | 5 | N |  |  | OP | X | 8 | 1951 |  |  | N | Electric Utility | 1 | X X X: X; DFO RC RC: NG; DFO SUB SUB: DFO; DFO DFO DFO: NG |  |  | N | N |  | 12H |  | N |  |  | N | [18 empty] | Y | N | Y
Vintage1968 | natural gas steam turbine | TRUE | 9645 | Jamestown Board of Public Util | 2682 | S A Carlson | NY | Chautauqua | 6 | Natural Gas Steam Turbine | ST | 1 | S | X | X |  |  | 24.5 | 0.9 | 22.5 | 22.5 | 5 | N |  |  | OP | X | 8 | 1968 |  |  | N | Electric Utility | 1 | X X X: X; DFO RC RC: NG; DFO SUB SUB: DFO; DFO DFO DFO: NG |  |  | N | N |  | 12H |  | N |  |  | N | [18 empty] | Y | N | Y
Vintage2001 | natural gas peaker | TRUE | 9645 | Jamestown Board of Public Util | 2682 | S A Carlson | NY | Chautauqua | 7 | Natural Gas Fired Combustion Turbine | GT | 1 | S | X | X |  |  | 47.3 | 0.9 | 42 | 47 | 9 | N |  |  | OP | X | 11 | 2001 |  |  | N | Electric Utility | 1 | [11 empty] | N | N |  | 1H | [23 empty] | N |  | N | bar: X X X to DFO RC RC
Vintage1924 | hydro | TRUE | 15296 | New York Power Authority | 2685 | Crescent | NY | Albany | 1 | Conventional Hydroelectric | HY |  | S | X | X |  |  | 2.8 | 1 | 2.8 | 2.8 | 1 | N |  |  | OP | X | 7 | 1924 |  |  | N | Electric Utility | 1 | X X X: X; DFO RC RC: WAT |  |  | N | N |  | 10M
Vintage1924 | hydro | TRUE | 15296 | New York Power Authority | 2685 | Crescent | NY | Albany | 2 | Conventional Hydroelectric | HY |  | S | X | X |  |  | 2.8 | 1 | 2.8 | 2.8 | 1 | N |  |  | OP | X | 7 | 1924 |  |  | N | Electric Utility | 1 | X X X: X; DFO RC RC: WAT |  |  | N | N |  | 10M
Vintage1991 | hydro | TRUE | 15296 | New York Power Authority | 2685 | Crescent | NY | Albany | 3 | Conventional Hydroelectric | HY |  | S | X | X |  |  | 3 | 1 | 3 | 3 | 1 | N |  |  | OP | X | 7 | 1991 |  |  | N | Electric Utility | 1 | X X X: X; DFO RC RC: WAT |  |  | N | N |  | 10M
Vintage1991 | hydro | TRUE | 15296 | New York Power Authority | 2685 | Crescent | NY | Albany | 4 | Conventional Hydroelectric | HY |  | S | X | X |  |  | 3 | 1 | 3 | 3 | 1 | N |  |  | OP | X | 7 | 1991 |  |  | N | Electric Utility | 1 | X X X: X; DFO RC RC: WAT |  |  | N | N |  | 10M
Vintage1924 | hydro | TRUE | 15296 | New York Power Authority | 2686 | Vischer Ferry | NY | Saratoga | 1 | Conventional Hydroelectric | HY |  | S | X | X |  |  | 2.8 | 1 | 2.8 | 2.9 | 1 | N |  |  | OP | X | 7 | 1924 |  |  | N | Electric Utility | 1 | X X X: X; DFO RC RC: WAT |  |  | N | N |  | 10M
Vintage1924 | hydro | TRUE | 15296 | New York Power Authority | 2686 | Vischer Ferry | NY | Saratoga | 2 | Conventional Hydroelectric | HY |  | S | X | X |  |  | 2.8 | 1 | 2.8 | 2.9 | 1 | N |  |  | OP | X | 7 | 1924 |  |  | N | Electric Utility | 1 | X X X: X; DFO RC RC: WAT |  |  | N | N |  | 10M
Vintage1991 | hydro | TRUE | 15296 | New York Power Authority | 2686 | Vischer Ferry | NY | Saratoga | 3 | Conventional Hydroelectric | HY |  | S | X | X |  |  | 3 | 1 | 3 | 2.9 | 1 | N |  |  | OP | X | 7 | 1991 |  |  | N | Electric Utility | 1 | X X X: X; DFO RC RC: WAT |  |  | N | N |  | 10M
Vintage1991 | hydro | TRUE | 15296 | New York Power Authority | 2686 | Vischer Ferry | NY | Saratoga | 4 | Conventional Hydroelectric | HY |  | S | X | X |  |  | 3 | 1 | 3 | 2.9 | 1 | N |  |  | OP | X | 7 | 1991 |  |  | N | Electric Utility | 1 | X X X: X; DFO RC RC: WAT | [5 empty] | 10M
Vintage1973 | other | TRUE | 15296 | New York Power Authority | 2691 | Blenheim Gilboa | NY | Schoharie | 1 | Hydroelectric Pumped Storage | PS |  | S | X | X |  |  | 250 | 1 | 291.8 | 290.7 | 1 | N |  |  | OP | X | 7 | 1973 |  |  | N | Electric Utility | 1 | X X X: X; DFO RC RC: WAT |  |  | N | N |  | 10M
Vintage1973 | other | TRUE | 15296 | New York Power Authority | 2691 | Blenheim Gilboa | NY | Schoharie | 2 | Hydroelectric Pumped Storage | PS |  | S | X | X |  |  | 250 | 1 | 291.3 | 292.7 | 1 | N |  |  | OP | X | 7 | 1973 |  |  | N | Electric Utility | 1 | X X X: X; DFO RC RC: WAT |  |  | N | N |  | 10M
Vintage1973 | other | TRUE | 15296 | New York Power Authority | 2691 | Blenheim Gilboa | NY | Schoharie | 3 | Hydroelectric Pumped Storage | PS |  | S | X | X |  |  | 250 | 1 | 291.9 | 290.8 | 1 | N |  |  | OP | X | 7 | 1973 |  |  | N | Electric Utility | 1 | X X X: X; DFO RC RC: WAT |  |  | N | N |  | 10M
Vintage1973 | other | TRUE | 15296 | New York Power Authority | 2691 | Blenheim Gilboa | NY | Schoharie | 4 | Hydroelectric Pumped Storage | PS |  | S | X | X |  |  | 250 | 1 | 291.8 | 292.5 | 1 | N |  |  | OP | X | 7 | 1973 |  |  | N | Electric Utility | 1 | X X X: X; DFO RC RC: WAT |  |  | N | N |  | 10M
Vintage1961 | other | TRUE | 15296 | New York Power Authority | 2692 | Lewiston Niagara | NY | Niagara | 1 | Hydroelectric Pumped Storage | PS |  | S | X | X |  |  | 20 | 1 | 20 | 20 | 1 | N |  |  | OP | X | 10 | 1961 |  |  | N | Electric Utility | 1 | X X X: X; DFO RC RC: WAT |  |  | N | N |  | 10M
Vintage1962 | other | TRUE | 15296 | New York Power Authority | 2692 | Lewiston Niagara | NY | Niagara | 10 | Hydroelectric Pumped Storage | PS |  | S | X | X |  |  | 20 | 1 | 20 | 20 | 1 | N |  |  | OP | X | 7 | 1962 |  |  | N | Electric Utility | 1 | X X X: X; DFO RC RC: WAT |  |  | N | N |  | 10M
Vintage1962 | other | TRUE | 15296 | New York Power Authority | 2692 | Lewiston Niagara | NY | Niagara | 11 | Hydroelectric Pumped Storage | PS |  | S | X | X |  |  | 20 | 1 | 20 | 20 | 1 | N |  |  | OP | X | 8 | 1962 |  |  | N | Electric Utility | 1 | X X X: X; DFO RC RC: WAT |  |  | N | N |  | 10M
Vintage1962 | other | TRUE | 15296 | New York Power Authority | 2692 | Lewiston Niagara | NY | Niagara | 12 | Hydroelectric Pumped Storage | PS |  | S | X | X |  |  | 20 | 1 | 20 | 20 | 1 | N |  |  | OP | X | 10 | 1962 |  |  | N | Electric Utility | 1 | X X X: X; DFO RC RC: WAT |  |  | N | N |  | 10M
Vintage1961 | other | TRUE | 15296 | New York Power Authority | 2692 | Lewiston Niagara | NY | Niagara | 2 | Hydroelectric Pumped Storage | PS |  | S | X | X |  |  | 20 | 1 | 20 | 20 | 1 | N |  |  | OP | X | 11 | 1961 |  |  | N | Electric Utility | 1 | X X X: X; DFO RC RC: WAT |  |  | N | N |  | 10M
Vintage1961 | other | TRUE | 15296 | New York Power Authority | 2692 | Lewiston Niagara | NY | Niagara | 3 | Hydroelectric Pumped Storage | PS |  | S | X | X |  |  | 20 | 1 | 20 | 20 | 1 | N |  |  | OP | X | 11 | 1961 |  |  | N | Electric Utility | 1 | X X X: X; DFO RC RC: WAT |  |  | N | N |  | 10M
Vintage1962 | other | TRUE | 15296 | New York Power Authority | 2692 | Lewiston Niagara | NY | Niagara | 4 | Hydroelectric Pumped Storage | PS |  | S | X | X |  |  | 20 | 1 | 20 | 20 | 1 | N |  |  | OP | X | 1 | 1962 |  |  | N | Electric Utility | 1 | X X X: X; DFO RC RC: WAT |  |  | N | N |  | 10M
Vintage1962 | other | TRUE | 15296 | New York Power Authority | 2692 | Lewiston Niagara | NY | Niagara | 5 | Hydroelectric Pumped Storage | PS |  | S | X | X |  |  | 20 | 1 | 20 | 20 | 1 | N |  |  | OP | X | 2 | 1962 |  |  | N | Electric Utility | 1 | X X X: X; DFO RC RC: WAT |  |  | N | N |  | 10M
Vintage1962 | other | TRUE | 15296 | New York Power Authority | 2692 | Lewiston Niagara | NY | Niagara | 6 | Hydroelectric Pumped Storage | PS |  | S | X | X |  |  | 20 | 1 | 20 | 20 | 1 | N |  |  | OP | X | 2 | 1962 |  |  | N | Electric Utility | 1 | X X X: X; DFO RC RC: WAT |  |  | N | N |  | 10M
Vintage1962 | other | TRUE | 15296 | New York Power Authority | 2692 | Lewiston Niagara | NY | Niagara | 7 | Hydroelectric Pumped Storage | PS |  | S | X | X |  |  | 20 | 1 | 20 | 20 | 1 | N |  |  | OP | X | 4 | 1962 |  |  | N | Electric Utility | 1 | X X X: X; DFO RC RC: WAT |  |  | N | N |  | 10M
Vintage1962 | other | TRUE | 15296 | New York Power Authority | 2692 | Lewiston Niagara | NY | Niagara | 8 | Hydroelectric Pumped Storage | PS |  | S | X | X |  |  | 20 | 1 | 20 | 20 | 1 | N |  |  | OP | X | 5 | 1962 |  |  | N | Electric Utility | 1 | X X X: X; DFO RC RC: WAT |  |  | N | N |  | 10M
Vintage1962 | other | TRUE | 15296 | New York Power Authority | 2692 | Lewiston Niagara | NY | Niagara | 9 | Hydroelectric Pumped Storage | PS |  | S | X | X |  |  | 20 | 1 | 20 | 20 | 1 | N |  |  | OP | X | 6 | 1962 |  |  | N | Electric Utility | 1 | X X X: X; DFO RC RC: WAT |  |  | N | N |  | 10M
Vintage1961 | hydro | TRUE | 15296 | New York Power Authority | 2693 | Robert Moses Niagara | NY | Niagara | 1 | Conventional Hydroelectric | HY |  | S | X | X |  |  | 193.5 | 1 | 187.3 | 187.3 | 1 | N |  |  | OP | X | 1 | 1961 |  |  | N | Electric Utility | 1 | X X X: X; DFO RC RC: WAT |  |  | N | N |  | 10M
Vintage1961 | hydro | TRUE | 15296 | New York Power Authority | 2693 | Robert Moses Niagara | NY | Niagara | 10 | Conventional Hydroelectric | HY |  | S | X | X |  |  | 193.5 | 1 | 187.3 | 187.3 | 1 | N |  |  | OP | X | 12 | 1961 |  |  | N | Electric Utility | 1 | X X X: X; DFO RC RC: WAT |  |  | N | N |  | 10M
Vintage1962 | hydro | TRUE | 15296 | New York Power Authority | 2693 | Robert Moses Niagara | NY | Niagara | 11 | Conventional Hydroelectric | HY |  | S | X | X |  |  | 193.5 | 1 | 187.3 | 187.3 | 1 | N |  |  | OP | X | 2 | 1962 |  |  | N | Electric Utility | 1 | X X X: X; DFO RC RC: WAT |  |  | N | N |  | 10M
Vintage1962 | hydro | TRUE | 15296 | New York Power Authority | 2693 | Robert Moses Niagara | NY | Niagara | 12 | Conventional Hydroelectric | HY |  | S | X | X |  |  | 193.5 | 1 | 187.3 | 187.3 | 1 | N |  |  | OP | X | 3 | 1962 |  |  | N | Electric Utility | 1 | X X X: X; DFO RC RC: WAT |  |  | N | N |  | 10M
Vintage1962 | hydro | TRUE | 15296 | New York Power Authority | 2693 | Robert Moses Niagara | NY | Niagara | 13 | Conventional Hydroelectric | HY |  | S | X | X |  |  | 193.5 | 1 | 187.3 | 187.3 | 1 | N |  |  | OP | X | 5 | 1962 |  |  | N | Electric Utility | 1 | X X X: X; DFO RC RC: WAT |  |  | N | N |  | 10M
Vintage1962 | hydro | TRUE | 15296 | New York Power Authority | 2693 | Robert Moses Niagara | NY | Niagara | 2 | Conventional Hydroelectric | HY |  | S | X | X |  |  | 193.5 | 1 | 187.3 | 187.3 | 1 | N |  |  | OP | X | 2 | 1962 |  |  | N | Electric Utility | 1 | X X X: X; DFO RC RC: WAT |  |  | N | N |  | 10M
Vintage1961 | hydro | TRUE | 15296 | New York Power Authority | 2693 | Robert Moses Niagara | NY | Niagara | 3 | Conventional Hydroelectric | HY |  | S | X | X |  |  | 193.5 | 1 | 187.3 | 187.3 | 1 | N |  |  | OP | X | 3 | 1961 |  |  | N | Electric Utility | 1 | X X X: X; DFO RC RC: WAT |  |  | N | N |  | 10M
Vintage1961 | hydro | TRUE | 15296 | New York Power Authority | 2693 | Robert Moses Niagara | NY | Niagara | 4 | Conventional Hydroelectric | HY |  | S | X | X |  |  | 193.5 | 1 | 187.3 | 187.3 | 1 | N |  |  | OP | X | 4 | 1961 |  |  | N | Electric Utility | 1 | X X X: X; DFO RC RC: WAT |  |  | N | N |  | 10M
Vintage1961 | hydro | TRUE | 15296 | New York Power Authority | 2693 | Robert Moses Niagara | NY | Niagara | 5 | Conventional Hydroelectric | HY |  | S | X | X |  |  | 193.5 | 1 | 187.3 | 187.3 | 1 | N |  |  | OP | X | 6 | 1961 |  |  | N | Electric Utility | 1 | X X X: X; DFO RC RC: WAT |  |  | N | N |  | 10M
Vintage1961 | hydro | TRUE | 15296 | New York Power Authority | 2693 | Robert Moses Niagara | NY | Niagara | 6 | Conventional Hydroelectric | HY |  | S | X | X |  |  | 193.5 | 1 | 187.3 | 187.3 | 1 | N |  |  | OP | X | 7 | 1961 |  |  | N | Electric Utility | 1 | X X X: X; DFO RC RC: WAT |  |  | N | N |  | 10M
Vintage1961 | hydro | TRUE | 15296 | New York Power Authority | 2693 | Robert Moses Niagara | NY | Niagara | 7 | Conventional Hydroelectric | HY |  | S | X | X |  |  | 193.5 | 1 | 187.3 | 187.3 | 1 | N |  |  | OP | X | 8 | 1961 |  |  | N | Electric Utility | 1 | X X X: X; DFO RC RC: WAT |  |  | N | N |  | 10M
Vintage1961 | hydro | TRUE | 15296 | New York Power Authority | 2693 | Robert Moses Niagara | NY | Niagara | 8 | Conventional Hydroelectric | HY |  | S | X | X |  |  | 150.3 | 1 | 187.3 | 187.3 | 1 | N |  |  | OP | X | 9 | 1961 |  |  | N | Electric Utility | 1 | X X X: X; DFO RC RC: WAT |  |  | N | N |  | 10M
Vintage1961 | hydro | TRUE | 15296 | New York Power Authority | 2693 | Robert Moses Niagara | NY | Niagara | 9 | Conventional Hydroelectric | HY |  | S | X | X |  |  | 150.3 | 1 | 187.3 | 187.3 | 1 | N |  |  | OP | X | 11 | 1961 |  |  | N | Electric Utility | 1 | X X X: X; DFO RC RC: WAT |  |  | N | N |  | 10M
Vintage1959 | hydro | TRUE | 15296 | New York Power Authority | 2694 | Robert Moses Power Dam | NY | St Lawrence | 17 | Conventional Hydroelectric | HY |  | S | X | X |  |  | 57 | 1 | 53.5 | 50.6 | 1 | N |  |  | OP | X | 7 | 1959 |  |  | N | Electric Utility | 1 | X X X: X; DFO RC RC: WAT |  |  | N | N |  | 10M
Vintage1959 | hydro | TRUE | 15296 | New York Power Authority | 2694 | Robert Moses Power Dam | NY | St Lawrence | 18 | Conventional Hydroelectric | HY |  | S | X | X |  |  | 57 | 1 | 53.5 | 50.6 | 1 | N |  |  | OP | X | 7 | 1959 |  |  | N | Electric Utility | 1 | X X X: X; DFO RC RC: WAT |  |  | N | N |  | 10M
Vintage1959 | hydro | TRUE | 15296 | New York Power Authority | 2694 | Robert Moses Power Dam | NY | St Lawrence | 19 | Conventional Hydroelectric | HY |  | S | X | X |  |  | 57 | 1 | 53.5 | 50.6 | 1 | N |  |  | OP | X | 6 | 1959 |  |  | N | Electric Utility | 1 | X X X: X; DFO RC RC: WAT |  |  | N | N |  | 10M
Vintage1959 | hydro | TRUE | 15296 | New York Power Authority | 2694 | Robert Moses Power Dam | NY | St Lawrence | 20 | Conventional Hydroelectric | HY |  | S | X | X |  |  | 57 | 1 | 53.5 | 50.6 | 1 | N |  |  | OP | X | 5 | 1959 |  |  | N | Electric Utility | 1 | X X X: X; DFO RC RC: WAT |  |  | N | N |  | 10M
Vintage1959 | hydro | TRUE | 15296 | New York Power Authority | 2694 | Robert Moses Power Dam | NY | St Lawrence | 21 | Conventional Hydroelectric | HY |  | S | X | X |  |  | 57 | 1 | 53.5 | 50.6 | 1 | N |  |  | OP | X | 5 | 1959 |  |  | N | Electric Utility | 1 | X X X: X; DFO RC RC: WAT |  |  | N | N |  | 10M
Vintage1959 | hydro | TRUE | 15296 | New York Power Authority | 2694 | Robert Moses Power Dam | NY | St Lawrence | 22 | Conventional Hydroelectric | HY |  | S | X | X |  |  | 57 | 1 | 53.5 | 50.6 | 1 | N |  |  | OP | X | 3 | 1959 |  |  | N | Electric Utility | 1 | X X X: X; DFO RC RC: WAT |  |  | N | N |  | 10M
Vintage1959 | hydro | TRUE | 15296 | New York Power Authority | 2694 | Robert Moses Power Dam | NY | St Lawrence | 23 | Conventional Hydroelectric | HY |  | S | X | X |  |  | 57 | 1 | 53.5 | 50.6 | 1 | N |  |  | OP | X | 1 | 1959 |  |  | N | Electric Utility | 1 | X X X: X; DFO RC RC: WAT |  |  | N | N |  | 10M
Vintage1958 | hydro | TRUE | 15296 | New York Power Authority | 2694 | Robert Moses Power Dam | NY | St Lawrence | 24 | Conventional Hydroelectric | HY |  | S | X | X |  |  | 57 | 1 | 53.5 | 50.6 | 1 | N |  |  | OP | X | 12 | 1958 |  |  | N | Electric Utility | 1 | X X X: X; DFO RC RC: WAT |  |  | N | N |  | 10M
Vintage1958 | hydro | TRUE | 15296 | New York Power Authority | 2694 | Robert Moses Power Dam | NY | St Lawrence | 25 | Conventional Hydroelectric | HY |  | S | X | X |  |  | 57 | 1 | 53.5 | 50.6 | 1 | N |  |  | OP | X | 11 | 1958 |  |  | N | Electric Utility | 1 | X X X: X; DFO RC RC: WAT |  |  | N | N |  | 10M
Vintage1958 | hydro | TRUE | 15296 | New York Power Authority | 2694 | Robert Moses Power Dam | NY | St Lawrence | 26 | Conventional Hydroelectric | HY |  | S | X | X |  |  | 57 | 1 | 53.5 | 50.6 | 1 | N |  |  | OP | X | 10 | 1958 |  |  | N | Electric Utility | 1 | X X X: X; DFO RC RC: WAT |  |  | N | N |  | 10M
Vintage1958 | hydro | TRUE | 15296 | New York Power Authority | 2694 | Robert Moses Power Dam | NY | St Lawrence | 27 | Conventional Hydroelectric | HY |  | S | X | X |  |  | 57 | 1 | 53.5 | 50.6 | 1 | N |  |  | OP | X | 8 | 1958 |  |  | N | Electric Utility | 1 | X X X: X; DFO RC RC: WAT |  |  | N | N |  | 10M
Vintage1958 | hydro | TRUE | 15296 | New York Power Authority | 2694 | Robert Moses Power Dam | NY | St Lawrence | 28 | Conventional Hydroelectric | HY |  | S | X | X |  |  | 57 | 1 | 53.5 | 50.6 | 1 | N |  |  | OP | X | 8 | 1958 |  |  | N | Electric Utility | 1 | X X X: X; DFO RC RC: WAT |  |  | N | N |  | 10M
Vintage1958 | hydro | TRUE | 15296 | New York Power Authority | 2694 | Robert Moses Power Dam | NY | St Lawrence | 29 | Conventional Hydroelectric | HY |  | S | X | X |  |  | 57 | 1 | 53.5 | 50.6 | 1 | N |  |  | OP | X | 7 | 1958 |  |  | N | Electric Utility | 1 | X X X: X; DFO RC RC: WAT |  |  | N | N |  | 10M
Vintage1958 | hydro | TRUE | 15296 | New York Power Authority | 2694 | Robert Moses Power Dam | NY | St Lawrence | 30 | Conventional Hydroelectric | HY |  | S | X | X |  |  | 57 | 1 | 53.5 | 50.6 | 1 | N |  |  | OP | X | 7 | 1958 |  |  | N | Electric Utility | 1 | X X X: X; DFO RC RC: WAT |  |  | N | N |  | 10M
Vintage1958 | hydro | TRUE | 15296 | New York Power Authority | 2694 | Robert Moses Power Dam | NY | St Lawrence | 31 | Conventional Hydroelectric | HY |  | S | X | X |  |  | 57 | 1 | 53.5 | 50.6 | 1 | N |  |  | OP | X | 7 | 1958 |  |  | N | Electric Utility | 1 | X X X: X; DFO RC RC: WAT |  |  | N | N |  | 10M
Vintage1958 | hydro | TRUE | 15296 | New York Power Authority | 2694 | Robert Moses Power Dam | NY | St Lawrence | 32 | Conventional Hydroelectric | HY |  | S | X | X |  |  | 57 | 1 | 53.5 | 50.6 | 1 | N |  |  | OP | X | 7 | 1958 |  |  | N | Electric Utility | 1 | X X X: X; DFO RC RC: WAT |  |  | N | N |  | 10M
Vintage1954 | petroleum | TRUE | 16217 | Village of Rockville Centre - (NY) | 2695 | Charles P Keller | NY | Nassau | 10 | Petroleum Liquids | IC |  | S | X | X |  |  | 3.5 | 0.8 | 3.2 | 3.2 | 1.6 | N |  |  | OP | X | 1 | 1954 |  |  | N | Electric Utility | 1 | X X X: X; DFO RC RC: DFO; DFO SUB SUB: NG |  |  | N | N |  | 1H | [23 empty] | Y | N | Y
Vintage1962 | petroleum | TRUE | 16217 | Village of Rockville Centre - (NY) | 2695 | Charles P Keller | NY | Nassau | 11 | Petroleum Liquids | IC |  | S | X | X |  |  | 5.2 | 0.8 | 5.2 | 5.2 | 2.6 | N |  |  | OP | X | 1 | 1962 |  |  | N | Electric Utility | 1 | X X X: X; DFO RC RC: DFO; DFO SUB SUB: NG |  |  | N | N |  | 1H | [23 empty] | Y | N | Y
Vintage1967 | petroleum | TRUE | 16217 | Village of Rockville Centre - (NY) | 2695 | Charles P Keller | NY | Nassau | 12 | Petroleum Liquids | IC |  | S | X | X |  |  | 5.5 | 0.8 | 5.5 | 5.5 | 2.7 | N |  |  | OP | X | 1 | 1967 |  |  | N | Electric Utility | 1 | X X X: X; DFO RC RC: DFO; DFO SUB SUB: NG |  |  | N | N |  | 1H | [23 empty] | Y | N | Y
Vintage1974 | petroleum | TRUE | 16217 | Village of Rockville Centre - (NY) | 2695 | Charles P Keller | NY | Nassau | 13 | Petroleum Liquids | IC |  | S | X | X |  |  | 5.5 | 0.8 | 5.5 | 5.5 | 2.7 | N |  |  | OP | X | 1 | 1974 |  |  | N | Electric Utility | 1 | X X X: X; DFO RC RC: DFO; DFO SUB SUB: NG |  |  | N | N |  | 1H | [23 empty] | Y | N | Y
Vintage1994 | petroleum | TRUE | 16217 | Village of Rockville Centre - (NY) | 2695 | Charles P Keller | NY | Nassau | 14 | Petroleum Liquids | IC |  | S | X | X |  |  | 6.2 | 0.85 | 6.2 | 6.2 | 3.1 | N |  |  | OP | X | 9 | 1994 |  |  | N | Electric Utility | 1 | X X X: X; DFO RC RC: DFO; DFO SUB SUB: NG |  |  | N | N |  | 12H | [23 empty] | Y | N | Y
Vintage1954 | petroleum | TRUE | 16217 | Village of Rockville Centre - (NY) | 2695 | Charles P Keller | NY | Nassau | 9 | Petroleum Liquids | IC |  | S | X | X |  |  | 3.5 | 0.8 | 3.2 | 3.2 | 1.6 | N |  |  | OP | X | 1 | 1954 |  |  | N | Electric Utility | 1 | X X X: X; DFO RC RC: DFO; DFO SUB SUB: NG |  |  | N | N |  | 1H | [23 empty] | Y | N | Y
Vintage1924 | hydro | TRUE | 20188 | City of Watertown - (NY) | 2700 | Watertown | NY | Jefferson | 1 | Conventional Hydroelectric | HY |  | S | X | X |  |  | 2.7 | 1 | 2.1 | 2.1 | 0.6 | N |  |  | OP | X | 8 | 1924 |  |  | N | Electric Utility | 1 | X X X: X; DFO RC RC: WAT |  |  | N | N |  | 1H | [20 empty] | N |  |  | N | N | N
Vintage1924 | hydro | TRUE | 20188 | City of Watertown - (NY) | 2700 | Watertown | NY | Jefferson | 2 | Conventional Hydroelectric | HY |  | S | X | X |  |  | 2.7 | 1 | 2.1 | 2.1 | 0.6 | N |  |  | OP | X | 8 | 1924 |  |  | N | Electric Utility | 1 | X X X: X; DFO RC RC: WAT |  |  | N | N |  | 1H | [20 empty] | N |  |  | N | N | N
Vintage1924 | hydro | TRUE | 20188 | City of Watertown - (NY) | 2700 | Watertown | NY | Jefferson | 3 | Conventional Hydroelectric | HY |  | S | X | X |  |  | 2.7 | 1 | 2.1 | 2.1 | 0.6 | N |  |  | OP | X | 8 | 1924 |  |  | N | Electric Utility | 1 | X X X: X; DFO RC RC: WAT |  |  | N | N |  | 1H | [20 empty] | N |  |  | N | N | N
Vintage2019 | natural gas combined cycle | TRUE | 3046 | Duke Energy Progress - (NC) | 2706 | Asheville | NC | Buncombe | CT5 | Natural Gas Fired Combined Cycle | CT | CC1 | S | X | Y |  |  | 191.2 | 0.85 | 153 | 190 | 153 | N |  |  | OP | X | 12 | 2019 |  |  | N | Electric Utility | 1 | X X X: X; DFO RC RC: NG; DFO SUB SUB: DFO |  |  | N | N |  | 1H | [23 empty] | Y | N | Y
Vintage2020 | natural gas combined cycle | TRUE | 3046 | Duke Energy Progress - (NC) | 2706 | Asheville | NC | Buncombe | CT7 | Natural Gas Fired Combined Cycle | CT | CC2 | S | X | Y |  |  | 191.2 | 0.85 | 153 | 190 | 153 | N |  |  | OP | X | 1 | 2020 |  |  | N | Electric Utility | 1 | X X X: X; DFO RC RC: NG; DFO SUB SUB: DFO |  |  | N | N |  | 1H | [23 empty] | Y | N | Y
Vintage1999 | natural gas peaker | TRUE | 3046 | Duke Energy Progress - (NC) | 2706 | Asheville | NC | Buncombe | GT1 | Natural Gas Fired Combustion Turbine | GT |  | S | X | X |  |  | 211.7 | 0.85 | 160 | 185 | 70 | N |  |  | OP | X | 6 | 1999 |  |  | N | Electric Utility | 1 | X X X: X; DFO RC RC: NG; DFO SUB SUB: DFO |  |  | N | N |  | 1H | [23 empty] | Y | Y | Y
Vintage2000 | natural gas peaker | TRUE | 3046 | Duke Energy Progress - (NC) | 2706 | Asheville | NC | Buncombe | GT2 | Natural Gas Fired Combustion Turbine | GT |  | S | X | X |  |  | 211.8 | 0.85 | 160 | 185 | 70 | N |  |  | OP | X | 6 | 2000 |  |  | N | Electric Utility | 1 | X X X: X; DFO RC RC: NG; DFO SUB SUB: DFO |  |  | N | N |  | 1H | [23 empty] | Y | Y | Y
Vintage2019 | natural gas combined cycle | TRUE | 3046 | Duke Energy Progress - (NC) | 2706 | Asheville | NC | Buncombe | ST6 | Natural Gas Fired Combined Cycle | CA | CC1 | S | N | X |  |  | 102.8 | 0.85 | 85 | 90 | 85 | N |  |  | OP | X | 12 | 2019 |  |  | N | Electric Utility | 1 | X X X: X; DFO RC RC: NG; DFO SUB SUB: DFO |  |  | N | N |  | 1H | [23 empty] | Y | N | Y
Vintage2020 | natural gas combined cycle | TRUE | 3046 | Duke Energy Progress - (NC) | 2706 | Asheville | NC | Buncombe | ST8 | Natural Gas Fired Combined Cycle | CA | CC2 | S | N | X |  |  | 102.8 | 0.85 | 85 | 90 | 85 | N |  |  | OP | X | 4 | 2020 |  |  | N | Electric Utility | 1 | X X X: X; DFO RC RC: NG; DFO SUB SUB: DFO | [5 empty] | 1H | [23 empty] | Y | N | Y
Vintage1912 | hydro | TRUE | 3046 | Duke Energy Progress - (NC) | 2707 | Blewett | NC | Anson | 1 | Conventional Hydroelectric | HY |  | S | X | X |  |  | 3.2 | 0.8 | 4 | 4 | 3 | N |  |  | OP | X | 6 | 1912 |  |  | N | Electric Utility | 1 | X X X: X; DFO RC RC: WAT |  |  | N | N | 0 | 10M | [23 empty] | N
Vintage1912 | hydro | TRUE | 3046 | Duke Energy Progress - (NC) | 2707 | Blewett | NC | Anson | 2 | Conventional Hydroelectric | HY |  | S | X | X |  |  | 3.2 | 0.8 | 4 | 4 | 3 | N |  |  | OP | X | 6 | 1912 |  |  | N | Electric Utility | 1 | X X X: X; DFO RC RC: WAT |  |  | N | N | 0 | 10M | [23 empty] | N
Vintage1912 | hydro | TRUE | 3046 | Duke Energy Progress - (NC) | 2707 | Blewett | NC | Anson | 3 | Conventional Hydroelectric | HY |  | S | X | X |  |  | 3.2 | 0.8 | 4 | 4 | 3 | N |  |  | OP | X | 6 | 1912 |  |  | N | Electric Utility | 1 | X X X: X; DFO RC RC: WAT |  |  | N | N | 0 | 10M | [23 empty] | N
Vintage1912 | hydro | TRUE | 3046 | Duke Energy Progress - (NC) | 2707 | Blewett | NC | Anson | 4 | Conventional Hydroelectric | HY |  | S | X | X |  |  | 5 | 0.8 | 5 | 5 | 4 | N |  |  | OP | X | 6 | 1912 |  |  | N | Electric Utility | 1 | X X X: X; DFO RC RC: WAT |  |  | N | N | 0 | 10M | [23 empty] | N
Vintage1912 | hydro | TRUE | 3046 | Duke Energy Progress - (NC) | 2707 | Blewett | NC | Anson | 5 | Conventional Hydroelectric | HY |  | S | X | X |  |  | 5 | 0.8 | 5 | 5 | 4 | N |  |  | OP | X | 6 | 1912 |  |  | N | Electric Utility | 1 | X X X: X; DFO RC RC: WAT |  |  | N | N | 0 | 10M | [23 empty] | N
Vintage1912 | hydro | TRUE | 3046 | Duke Energy Progress - (NC) | 2707 | Blewett | NC | Anson | 6 | Conventional Hydroelectric | HY |  | S | X | X |  |  | 5 | 0.8 | 5 | 5 | 4 | N |  |  | OP | X | 6 | 1912 |  |  | N | Electric Utility | 1 | X X X: X; DFO RC RC: WAT |  |  | N | N | 0 | 10M | [23 empty] | N
Vintage1971 | petroleum | TRUE | 3046 | Duke Energy Progress - (NC) | 2707 | Blewett | NC | Anson | GT1 | Petroleum Liquids | GT |  | S | X | X |  |  | 17.5 | 0.85 | 13 | 17 | 9 | N |  |  | OP | X | 5 | 1971 |  |  | N | Electric Utility | 1 | X X X: X; DFO RC RC: DFO |  |  | N | N |  | 10M | [23 empty] | N | N
Vintage1971 | petroleum | TRUE | 3046 | Duke Energy Progress - (NC) | 2707 | Blewett | NC | Anson | GT2 | Petroleum Liquids | GT |  | S | X | X |  |  | 17.5 | 0.85 | 13 | 17 | 9 | N |  |  | OP | X | 5 | 1971 |  |  | N | Electric Utility | 1 | X X X: X; DFO RC RC: DFO |  |  | N | N |  | 10M | [23 empty] | N | N
Vintage1971 | petroleum | TRUE | 3046 | Duke Energy Progress - (NC) | 2707 | Blewett | NC | Anson | GT3 | Petroleum Liquids | GT |  | S | X | X |  |  | 17.5 | 0.85 | 13 | 17 | 9 | N |  |  | OP | X | 5 | 1971 |  |  | N | Electric Utility | 1 | X X X: X; DFO RC RC: DFO |  |  | N | N |  | 10M | [23 empty] | N | N
Vintage1971 | petroleum | TRUE | 3046 | Duke Energy Progress - (NC) | 2707 | Blewett | NC | Anson | GT4 | Petroleum Liquids | GT |  | S | X | X |  |  | 17.5 | 0.85 | 13 | 17 | 9 | N |  |  | OP | X | 7 | 1971 |  |  | N | Electric Utility | 1 | X X X: X; DFO RC RC: DFO |  |  | N | N |  | 10M | [23 empty] | N | N
Vintage1985 | hydro | TRUE | 3046 | Duke Energy Progress - (NC) | 2710 | Marshall Dam | NC | Madison | HC1 | Conventional Hydroelectric | HY |  | S | X | X |  |  | 2.5 | 0.8 | 2 | 2 | 2 | N |  |  | OP | X | 1 | 1985 |  |  | N | Electric Utility | 1 | X X X: X; DFO RC RC: WAT |  |  | N | N | 0 | 10M | [23 empty] | N
Vintage1985 | hydro | TRUE | 3046 | Duke Energy Progress - (NC) | 2710 | Marshall Dam | NC | Madison | HC2 | Conventional Hydroelectric | HY |  | S | X | X |  |  | 2.5 | 0.8 | 2 | 2 | 2 | N |  |  | OP | X | 1 | 1985 |  |  | N | Electric Utility | 1 | X X X: X; DFO RC RC: WAT |  |  | N | N | 0 | 10M | [23 empty] | N
Vintage1966 | hard coal | TRUE | 3046 | Duke Energy Progress - (NC) | 2712 | Roxboro | NC | Person | 1 | Conventional Steam Coal | ST |  | S | X | X |  |  | 410.8 | 0.9 | 379 | 380 | 70 | N |  |  | OP | X | 5 | 1966 |  |  | N | Electric Utility | 1 | X X X: X; DFO RC RC: BIT; DFO DFO DFO: DFO |  |  | N | N |  | OVER |  | Y |  |  | Y | [18 empty] | N | N
Vintage1968 | hard coal | TRUE | 3046 | Duke Energy Progress - (NC) | 2712 | Roxboro | NC | Person | 2 | Conventional Steam Coal | ST |  | S | X | X |  |  | 657 | 0.9 | 668 | 673 | 150 | N |  |  | OP | X | 5 | 1968 |  |  | N | Electric Utility | 1 | X X X: X; DFO RC RC: BIT; DFO DFO DFO: DFO |  |  | N | N |  | OVER |  | Y |  |  | Y | [18 empty] | N | N
Vintage1973 | hard coal | TRUE | 3046 | Duke Energy Progress - (NC) | 2712 | Roxboro | NC | Person | 3 | Conventional Steam Coal | ST |  | S | X | X |  |  | 745.2 | 0.9 | 694 | 698 | 68 | N |  |  | OP | X | 7 | 1973 |  |  | N | Electric Utility | 1 | X X X: X; DFO RC RC: BIT; DFO DFO DFO: DFO |  |  | N | N |  | OVER |  | Y |  |  | Y | [18 empty] | N | N
Vintage1980 | hard coal | TRUE | 3046 | Duke Energy Progress - (NC) | 2712 | Roxboro | NC | Person | 4 | Conventional Steam Coal | ST |  | S | X | X |  |  | 745.2 | 0.9 | 698 | 711 | 125 | N |  |  | OP | X | 9 | 1980 |  |  | N | Electric Utility | 1 | X X X: X; DFO RC RC: BIT; DFO DFO DFO: DFO |  |  | N | N |  | OVER |  | Y |  |  | Y | [18 empty] | N | N
Vintage1928 | hydro | TRUE | 3046 | Duke Energy Progress - (NC) | 2714 | Tillery | NC | Montgomery | 1 | Conventional Hydroelectric | HY |  | S | X | X |  |  | 22 | 0.8 | 21 | 21 | 21 | N |  |  | OP | X | 8 | 1928 |  |  | N | Electric Utility | 1 | X X X: X; DFO RC RC: WAT |  |  | N | N | 0 | 10M | [23 empty] | N
Vintage1928 | hydro | TRUE | 3046 | Duke Energy Progress - (NC) | 2714 | Tillery | NC | Montgomery | 2 | Conventional Hydroelectric | HY |  | S | X | X |  |  | 18 | 0.8 | 18 | 18 | 18 | N |  |  | OP | X | 8 | 1928 |  |  | N | Electric Utility | 1 | X X X: X; DFO RC RC: WAT |  |  | N | N | 0 | 10M | [23 empty] | N
Vintage1928 | hydro | TRUE | 3046 | Duke Energy Progress - (NC) | 2714 | Tillery | NC | Montgomery | 3 | Conventional Hydroelectric | HY |  | S | X | X |  |  | 22 | 0.8 | 21 | 21 | 21 | N |  |  | OP | X | 8 | 1928 |  |  | N | Electric Utility | 1 | X X X: X; DFO RC RC: WAT |  |  | N | N | 0 | 10M | [23 empty] | N
Vintage1960 | hydro | TRUE | 3046 | Duke Energy Progress - (NC) | 2714 | Tillery | NC | Montgomery | 4 | Conventional Hydroelectric | HY |  | S | X | X |  |  | 22 | 0.8 | 25 | 25 | 22 | N |  |  | OP | X | 6 | 1960 |  |  | N | Electric Utility | 1 | X X X: X; DFO RC RC: WAT |  |  | N | N | 0 | 10M | [23 empty] | N
Vintage1930 | hydro | TRUE | 3046 | Duke Energy Progress - (NC) | 2715 | Walters | NC | Haywood | 1 | Conventional Hydroelectric | HY |  | S | X | X |  |  | 36 | 0.8 | 36 | 36 | 36 | N |  |  | OP | X | 7 | 1930 |  |  | N | Electric Utility | 1 | X X X: X; DFO RC RC: WAT |  |  | N | N | 0 | 10M | [23 empty] | N
Vintage1930 | hydro | TRUE | 3046 | Duke Energy Progress - (NC) | 2715 | Walters | NC | Haywood | 2 | Conventional Hydroelectric | HY |  | S | X | X |  |  | 36 | 0.8 | 40 | 40 | 36 | N |  |  | OP | X | 7 | 1930 |  |  | N | Electric Utility | 1 | X X X: X; DFO RC RC: WAT |  |  | N | N | 0 | 10M | [23 empty] | N
Vintage1930 | hydro | TRUE | 3046 | Duke Energy Progress - (NC) | 2715 | Walters | NC | Haywood | 3 | Conventional Hydroelectric | HY |  | S | X | X |  |  | 36 | 0.8 | 36 | 36 | 36 | N |  |  | OP | X | 11 | 1930 |  |  | N | Electric Utility | 1 | X X X: X; DFO RC RC: WAT |  |  | N | N | 0 | 10M | [23 empty] | N
Vintage1970 | petroleum | TRUE | 3046 | Duke Energy Progress - (NC) | 2716 | W H Weatherspoon | NC | Robeson | GT1 | Petroleum Liquids | GT |  | S | X | X |  |  | 39.7 | 0.85 | 31 | 41 | 12 | N |  |  | OP | X | 5 | 1970 |  |  | N | Electric Utility | 1 | X X X: X; DFO RC RC: DFO |  |  | N | N |  | 10M | [23 empty] | N | N | N
Vintage1970 | petroleum | TRUE | 3046 | Duke Energy Progress - (NC) | 2716 | W H Weatherspoon | NC | Robeson | GT2 | Petroleum Liquids | GT |  | S | X | X |  |  | 39.7 | 0.85 | 31 | 41 | 12 | N |  |  | OP | X | 5 | 1970 |  |  | N | Electric Utility | 1 | X X X: X; DFO RC RC: DFO |  |  | N | N |  | 10M | [23 empty] | N | N | N
Vintage1971 | petroleum | TRUE | 3046 | Duke Energy Progress - (NC) | 2716 | W H Weatherspoon | NC | Robeson | GT3 | Petroleum Liquids | GT |  | S | X | X |  |  | 41.8 | 0.9 | 32 | 41 | 12 | N |  |  | OP | X | 4 | 1971 |  |  | N | Electric Utility | 1 | X X X: X; DFO RC RC: DFO |  |  | N | N |  | 10M | [23 empty] | N | N | N
Vintage1971 | petroleum | TRUE | 3046 | Duke Energy Progress - (NC) | 2716 | W H Weatherspoon | NC | Robeson | GT4 | Petroleum Liquids | GT |  | S | X | X |  |  | 41.8 | 0.9 | 30 | 41 | 12 | N |  |  | OP | X | 4 | 1971 |  |  | N | Electric Utility | 1 | X X X: X; DFO RC RC: DFO |  |  | N | N |  | 10M | [23 empty] | N | N | N
Vintage1957 | hard coal | TRUE | 5416 | Duke Energy Carolinas, LLC | 2718 | G G Allen | NC | Gaston | 1 | Conventional Steam Coal | ST |  | S | X | X |  |  | 163.2 | 0.85 | 162 | 167 | 85 | N |  |  | OP | X | 6 | 1957 | 12 | 2024 | N | Electric Utility | 1 | X X X: X; DFO RC RC: BIT; DFO DFO DFO: DFO |  |  | N | N |  | OVER |  | Y |  |  | Y | [18 empty] | N | N
Vintage1961 | hard coal | TRUE | 5416 | Duke Energy Carolinas, LLC | 2718 | G G Allen | NC | Gaston | 5 | Conventional Steam Coal | ST |  | S | X | X |  |  | 272 | 0.85 | 259 | 259 | 140 | N |  |  | OP | X | 7 | 1961 | 12 | 2024 | N | Electric Utility | 1 | X X X: X; DFO RC RC: BIT; DFO DFO DFO: DFO |  |  | N | N |  | OVER |  | Y |  |  | Y | [18 empty] | N | N
Vintage1919 | hydro | TRUE | 5416 | Duke Energy Carolinas, LLC | 2719 | Bridgewater | NC | Burke | 1 | Conventional Hydroelectric | HY |  | S | X | X |  |  | 13 | 0.9 | 15 | 15 | 13 | N |  |  | OP | X | 5 | 1919 |  |  | N | Electric Utility | 1 | X X X: X; DFO RC RC: WAT |  |  | N | N |  | 10M | [23 empty] | N
Vintage1919 | hydro | TRUE | 5416 | Duke Energy Carolinas, LLC | 2719 | Bridgewater | NC | Burke | 2 | Conventional Hydroelectric | HY |  | S | X | X |  |  | 13 | 0.9 | 15 | 15 | 13 | N |  |  | OP | X | 5 | 1919 |  |  | N | Electric Utility | 1 | X X X: X; DFO RC RC: WAT |  |  | N | N |  | 10M | [23 empty] | N
Vintage2011 | hydro | TRUE | 5416 | Duke Energy Carolinas, LLC | 2719 | Bridgewater | NC | Burke | 3 | Conventional Hydroelectric | HY |  | S | X | X |  |  | 1.7 | 0.8 | 1.5 | 1.5 | 1.5 | N |  |  | OP | X | 11 | 2011 |  |  | N | Electric Utility | 1 | X X X: X; DFO RC RC: WAT |  |  | N | N |  | 10M | [23 empty] | N
Vintage2011 | natural gas combined cycle | TRUE | 5416 | Duke Energy Carolinas, LLC | 2720 | Buck | NC | Rowan | CT11 | Natural Gas Fired Combined Cycle | CT | CC1 | S | X | Y |  |  | 185.3 | 0.85 | 182 | 206 | 182 | N |  |  | OP | X | 11 | 2011 |  |  | N | Electric Utility | 1 | X X X: X; DFO RC RC: NG; DFO SUB SUB: DFO |  |  |  | N |  | 12H | [23 empty] | N | N | N
Vintage2011 | natural gas combined cycle | TRUE | 5416 | Duke Energy Carolinas, LLC | 2720 | Buck | NC | Rowan | CT12 | Natural Gas Fired Combined Cycle | CT | CC1 | S | X | Y |  |  | 185.3 | 0.85 | 182 | 206 | 182 | N |  |  | OP | X | 11 | 2011 |  |  | N | Electric Utility | 1 | X X X: X; DFO RC RC: NG; DFO SUB SUB: DFO |  |  |  | N |  | 12H | [23 empty] | N | N | N
Vintage2011 | natural gas combined cycle | TRUE | 5416 | Duke Energy Carolinas, LLC | 2720 | Buck | NC | Rowan | ST10 | Natural Gas Fired Combined Cycle | CA | CC1 | S | Y | X |  |  | 327.3 | 0.85 | 304 | 306 | 255 | N |  |  | OP | X | 11 | 2011 |  |  | N | Electric Utility | 1 | [12 empty] | N |  | 12H | [23 empty] | N | N | N | bar: X X X to DFO RC RC
Vintage1972 | hard coal | TRUE | 5416 | Duke Energy Carolinas, LLC | 2721 | James E. Rogers Energy Complex | NC | Cleveland | 5 | Conventional Steam Coal | ST |  | S | X | X |  |  | 621 | 0.9 | 544 | 546 | 126 | N |  |  | OP | X | 6 | 1972 |  |  | N | Electric Utility | 1 | X X X: X; DFO RC RC: BIT; DFO SUB SUB: NG; DFO DFO DFO: NG; DFO NG NG: DFO |  |  | N | N |  | OVER |  | Y |  |  | Y | [18 empty] | N | N | N
Vintage2012 | hard coal | TRUE | 5416 | Duke Energy Carolinas, LLC | 2721 | James E. Rogers Energy Complex | NC | Cleveland | 6 | Conventional Steam Coal | ST |  | S | X | X |  |  | 909.5 | 0.85 | 844 | 849 | 310 | N |  |  | OP | X | 12 | 2012 |  |  | N | Electric Utility | 1 | X X X: X; DFO RC RC: BIT; DFO SUB SUB: NG; DFO DFO DFO: NG; DFO NG NG: DFO |  |  | N | N |  | OVER |  | Y |  |  |  | Y | [17 empty] | Y | N | N
Vintage1963 | hydro | TRUE | 5416 | Duke Energy Carolinas, LLC | 2722 | Cowans Ford | NC | Lincoln | 1 | Conventional Hydroelectric | HY |  | S | X | X |  |  | 87.5 | 0.95 | 81 | 81 | 81 | N |  |  | OP | X | 9 | 1963 |  |  | N | Electric Utility | 1 | X X X: X; DFO RC RC: WAT |  |  | N | N | 0 | 10M | [23 empty] | N
Vintage1963 | hydro | TRUE | 5416 | Duke Energy Carolinas, LLC | 2722 | Cowans Ford | NC | Lincoln | 2 | Conventional Hydroelectric | HY |  | S | X | X |  |  | 87.5 | 0.95 | 81 | 81 | 81 | N |  |  | OP | X | 9 | 1963 |  |  | N | Electric Utility | 1 | X X X: X; DFO RC RC: WAT |  |  | N | N | 0 | 10M | [23 empty] | N
Vintage1963 | hydro | TRUE | 5416 | Duke Energy Carolinas, LLC | 2722 | Cowans Ford | NC | Lincoln | 3 | Conventional Hydroelectric | HY |  | S | X | X |  |  | 87.5 | 0.95 | 81 | 81 | 81 | N |  |  | OP | X | 9 | 1963 |  |  | N | Electric Utility | 1 | X X X: X; DFO RC RC: WAT |  |  | N | N | 0 | 10M | [23 empty] | N
Vintage1967 | hydro | TRUE | 5416 | Duke Energy Carolinas, LLC | 2722 | Cowans Ford | NC | Lincoln | 4 | Conventional Hydroelectric | HY |  | S | X | X |  |  | 87.5 | 0.95 | 81 | 81 | 81 | N |  |  | OP | X | 4 | 1967 |  |  | N | Electric Utility | 1 | X X X: X; DFO RC RC: WAT |  |  | N | N | 0 | 10M | [23 empty] | N
Vintage2012 | natural gas combined cycle | TRUE | 5416 | Duke Energy Carolinas, LLC | 2723 | Dan River | NC | Rockingham | CT8 | Natural Gas Fired Combined Cycle | CT | CC1 | S | X | Y |  |  | 185.3 | 0.85 | 177 | 206 | 177 | N |  |  | OP | X | 12 | 2012 |  |  | N | Electric Utility | 1 | [11 empty] | N | N |  | 12H | [23 empty] | N | N | N | bar: X X X to DFO RC RC
Vintage2012 | natural gas combined cycle | TRUE | 5416 | Duke Energy Carolinas, LLC | 2723 | Dan River | NC | Rockingham | CT9 | Natural Gas Fired Combined Cycle | CT | CC1 | S | X | Y |  |  | 185.3 | 0.85 | 177 | 206 | 177 | N |  |  | OP | X | 12 | 2012 |  |  | N | Electric Utility | 1 | [11 empty] | N | N |  | 12H | [23 empty] | N | N | N | bar: X X X to DFO RC RC
Vintage2012 | natural gas combined cycle | TRUE | 5416 | Duke Energy Carolinas, LLC | 2723 | Dan River | NC | Rockingham | ST7 | Natural Gas Fired Combined Cycle | CA | CC1 | S | Y | X |  |  | 327.3 | 0.85 | 308 | 306 | 300 | N |  |  | OP | X | 12 | 2012 |  |  | N | Electric Utility | 1 | [11 empty] | N | N |  | 12H | [23 empty] | N | N | N | bar: X X X to DFO RC RC
Vintage1915 | hydro | TRUE | 5416 | Duke Energy Carolinas, LLC | 2726 | Lookout Shoals | NC | Iredell | 1 | Conventional Hydroelectric | HY |  | S | X | X |  |  | 8.6 | 1 | 9 | 9 | 8.6 | N |  |  | OP | X | 12 | 1915 |  |  | N | Electric Utility | 1 | X X X: X; DFO RC RC: WAT |  |  | N | N | 0 | 10M | [23 empty] | N
Vintage1915 | hydro | TRUE | 5416 | Duke Energy Carolinas, LLC | 2726 | Lookout Shoals | NC | Iredell | 2 | Conventional Hydroelectric | HY |  | S | X | X |  |  | 8.6 | 1 | 9 | 9 | 8.6 | N |  |  | OP | X | 12 | 1915 |  |  | N | Electric Utility | 1 | X X X: X; DFO RC RC: WAT |  |  | N | N | 0 | 10M | [23 empty] | N
Vintage1915 | hydro | TRUE | 5416 | Duke Energy Carolinas, LLC | 2726 | Lookout Shoals | NC | Iredell | 3 | Conventional Hydroelectric | HY |  | S | X | X |  |  | 8.6 | 1 | 9 | 9 | 8.6 | N |  |  | OP | X | 12 | 1915 |  |  | N | Electric Utility | 1 | X X X: X; DFO RC RC: WAT |  |  | N | N | 0 | 10M | [23 empty] | N
Vintage1965 | hard coal | TRUE | 5416 | Duke Energy Carolinas, LLC | 2727 | Marshall (NC) | NC | Catawba | 1 | Conventional Steam Coal | ST |  | S | X | X |  |  | 348.5 | 0.9 | 370 | 380 | 140 | N |  |  | OP | X | 3 | 1965 | 12 | 2034 | N | Electric Utility | 1 | X X X: X; DFO RC RC: BIT; DFO SUB SUB: NG; DFO DFO DFO: DFO |  |  | N |  |  | OVER |  | Y |  |  | Y | [18 empty] | N | N
Vintage1966 | hard coal | TRUE | 5416 | Duke Energy Carolinas, LLC | 2727 | Marshall (NC) | NC | Catawba | 2 | Conventional Steam Coal | ST |  | S | X | X |  |  | 348.5 | 0.9 | 370 | 380 | 140 | N |  |  | OP | X | 4 | 1966 | 12 | 2034 | N | Electric Utility | 1 | X X X: X; DFO RC RC: BIT; DFO SUB SUB: NG; DFO DFO DFO: DFO |  |  | N |  |  | OVER |  | Y |  |  | Y | [18 empty] | N | N
Vintage1969 | hard coal | TRUE | 5416 | Duke Energy Carolinas, LLC | 2727 | Marshall (NC) | NC | Catawba | 3 | Conventional Steam Coal | ST |  | S | X | X |  |  | 711 | 0.9 | 658 | 658 | 270 | N |  |  | OP | X | 5 | 1969 |  |  | N | Electric Utility | 1 | X X X: X; DFO RC RC: BIT; DFO SUB SUB: NG; DFO DFO DFO: DFO |  |  | N |  |  | OVER |  | Y |  |  |  | Y | [17 empty] | N | N
Vintage1970 | hard coal | TRUE | 5416 | Duke Energy Carolinas, LLC | 2727 | Marshall (NC) | NC | Catawba | 4 | Conventional Steam Coal | ST |  | S | X | X |  |  | 711 | 0.9 | 660 | 660 | 270 | N |  |  | OP | X | 5 | 1970 |  |  | N | Electric Utility | 1 | X X X: X; DFO RC RC: BIT; DFO SUB SUB: NG; DFO DFO DFO: DFO |  |  | N | N |  | OVER |  | Y |  |  |  | Y | [17 empty] | N | N
Vintage1923 | hydro | TRUE | 5416 | Duke Energy Carolinas, LLC | 2728 | Mountain Island | NC | Gaston | 1 | Conventional Hydroelectric | HY |  | S | X | X |  |  | 15 | 0.8 | 14 | 14 | 14 | N |  |  | OP | X | 12 | 1923 |  |  | N | Electric Utility | 1 | X X X: X; DFO RC RC: WAT |  |  | N | N | 0 | 10M | [23 empty] | N
Vintage1923 | hydro | TRUE | 5416 | Duke Energy Carolinas, LLC | 2728 | Mountain Island | NC | Gaston | 2 | Conventional Hydroelectric | HY |  | S | X | X |  |  | 15 | 0.8 | 14 | 14 | 14 | N |  |  | OP | X | 12 | 1923 |  |  | N | Electric Utility | 1 | X X X: X; DFO RC RC: WAT |  |  | N | N | 0 | 10M | [23 empty] | N
Vintage1923 | hydro | TRUE | 5416 | Duke Energy Carolinas, LLC | 2728 | Mountain Island | NC | Gaston | 3 | Conventional Hydroelectric | HY |  | S | X | X |  |  | 15 | 0.8 | 17 | 17 | 15 | N |  |  | OP | X | 12 | 1923 |  |  | N | Electric Utility | 1 | X X X: X; DFO RC RC: WAT |  |  | N | N | 0 | 10M | [23 empty] | N
Vintage1923 | hydro | TRUE | 5416 | Duke Energy Carolinas, LLC | 2728 | Mountain Island | NC | Gaston | 4 | Conventional Hydroelectric | HY |  | S | X | X |  |  | 15 | 0.8 | 17 | 17 | 15 | N |  |  | OP | X | 12 | 1923 |  |  | N | Electric Utility | 1 | X X X: X; DFO RC RC: WAT |  |  | N | N | 0 | 10M | [23 empty] | N
Vintage1928 | hydro | TRUE | 5416 | Duke Energy Carolinas, LLC | 2729 | Oxford Dam | NC | Catawba | 1 | Conventional Hydroelectric | HY |  | S | X | X |  |  | 18 | 0.8 | 20 | 20 | 18 | N |  |  | OP | X | 4 | 1928 |  |  | N | Electric Utility | 1 | X X X: X; DFO RC RC: WAT |  |  | N | N | 0 | 10M | [23 empty] | N
Vintage1928 | hydro | TRUE | 5416 | Duke Energy Carolinas, LLC | 2729 | Oxford Dam | NC | Catawba | 2 | Conventional Hydroelectric | HY |  | S | X | X |  |  | 18 | 0.8 | 20 | 20 | 18 | N |  |  | OP | X | 4 | 1928 |  |  | N | Electric Utility | 1 | X X X: X; DFO RC RC: WAT |  |  | N | N | 0 | 10M | [23 empty] | N
Vintage1925 | hydro | TRUE | 5416 | Duke Energy Carolinas, LLC | 2730 | Rhodhiss | NC | Caldwell | 1 | Conventional Hydroelectric | HY |  | S | X | X |  |  | 8.5 | 0.95 | 9.5 | 9.5 | 8.5 | N |  |  | OP | X | 2 | 1925 |  |  | N | Electric Utility | 1 | X X X: X; DFO RC RC: WAT |  |  | N | N | 0 | 10M | [23 empty] | N
Vintage1925 | hydro | TRUE | 5416 | Duke Energy Carolinas, LLC | 2730 | Rhodhiss | NC | Caldwell | 2 | Conventional Hydroelectric | HY |  | S | X | X |  |  | 8.5 | 0.95 | 11.5 | 11.5 | 8.5 | N |  |  | OP | X | 2 | 1925 |  |  | N | Electric Utility | 1 | X X X: X; DFO RC RC: WAT |  |  | N | N | 0 | 10M | [23 empty] | N
Vintage1925 | hydro | TRUE | 5416 | Duke Energy Carolinas, LLC | 2730 | Rhodhiss | NC | Caldwell | 3 | Conventional Hydroelectric | HY |  | S | X | X |  |  | 8.5 | 0.95 | 12.4 | 12.4 | 8.5 | N |  |  | OP | X | 2 | 1925 |  |  | N | Electric Utility | 1 | X X X: X; DFO RC RC: WAT |  |  | N | N | 0 | 10M | [23 empty] | N
Vintage1996 | hydro | TRUE | 13763 | Northbrook Carolina Hydro LLC | 2735 | Turner Shoals | NC | Polk | 1 | Conventional Hydroelectric | HY |  | S | X | X |  |  | 2.7 | 0.9 | 2.7 | 2.7 | 0.4 | N |  |  | OP | X | 12 | 1996 |  |  | N | IPP Non-CHP | 2 | X X X: X; DFO RC RC: WAT |  |  | N |  |  | 10M | [23 empty] | N
Vintage1996 | hydro | TRUE | 13763 | Northbrook Carolina Hydro LLC | 2735 | Turner Shoals | NC | Polk | 2 | Conventional Hydroelectric | HY |  | S | X | X |  |  | 2.7 | 0.9 | 2.7 | 2.7 | 0.4 | N |  |  | OP | X | 12 | 1996 |  |  | N | IPP Non-CHP | 2 | X X X: X; DFO RC RC: WAT |  |  | N |  |  | 10M | [23 empty] | N
Vintage1920 | hydro | TRUE | 63011 | Northbrook Tuxedo, LLC | 2736 | Tuxedo | NC | Henderson | 1 | Conventional Hydroelectric | HY |  | S | X | X |  |  | 2.5 | 0.8 | 3.2 | 3.2 | 2.5 | N |  |  | OP | X | 6 | 1920 |  |  | N | IPP Non-CHP | 2 | X X X: X; DFO RC RC: WAT |  |  | N | N | 0 | 10M | [23 empty] | N
Vintage1920 | hydro | TRUE | 63011 | Northbrook Tuxedo, LLC | 2736 | Tuxedo | NC | Henderson | 2 | Conventional Hydroelectric | HY |  | S | X | X |  |  | 2.5 | 0.8 | 3.2 | 3.2 | 2.5 | N |  |  | OP | X | 6 | 1920 |  |  | N | IPP Non-CHP | 2 | X X X: X; DFO RC RC: WAT |  |  | N | N | 0 | 10M | [23 empty] | N
Vintage1954 | hydro | TRUE | 5416 | Duke Energy Carolinas, LLC | 2741 | Bear Creek Dam | NC | Jackson | 1 | Conventional Hydroelectric | HY |  | S | X | X |  |  | 9 | 0.9 | 9.5 | 9.5 | 9 | N |  |  | OP | X | 3 | 1954 |  |  | N | Electric Utility | 1 | X X X: X; DFO RC RC: WAT |  |  | N | N | 0 | 10M | [23 empty] | N
Vintage1952 | hydro | TRUE | 5416 | Duke Energy Carolinas, LLC | 2743 | Cedar Cliff | NC | Jackson | 1 | Conventional Hydroelectric | HY |  | S | X | X |  |  | 6.4 | 0.85 | 6.4 | 6.4 | 6.4 | N |  |  | OP | X | 1 | 1952 |  |  | N | Electric Utility | 1 | X X X: X; DFO RC RC: WAT |  |  | N | N | 0 | 10M | [23 empty] | N
Vintage1925 | hydro | TRUE | 63010 | Northbrook Carolina Hydro II, LLC | 2745 | Franklin (NC) | NC | Macon | 1 | Conventional Hydroelectric | HY |  | S | X | X |  |  | 0.5 | 0.8 | 0.5 | 0.5 | 0.5 | N |  |  | OP | X | 1 | 1925 |  |  | N | IPP Non-CHP | 2 | X X X: X; DFO RC RC: WAT |  |  | N | N | 0 | 10M | [23 empty] | N
Vintage1925 | hydro | TRUE | 63010 | Northbrook Carolina Hydro II, LLC | 2745 | Franklin (NC) | NC | Macon | 2 | Conventional Hydroelectric | HY |  | S | X | X |  |  | 0.5 | 0.8 | 0.5 | 0.5 | 0.5 | N |  |  | OP | X | 1 | 1925 |  |  | N | IPP Non-CHP | 2 | X X X: X; DFO RC RC: WAT |  |  |  | N |  | 10M | [23 empty] | N
Vintage1924 | hydro | TRUE | 63010 | Northbrook Carolina Hydro II, LLC | 2746 | Mission | NC | Clay | 1 | Conventional Hydroelectric | HY |  | S | X | X |  |  | 0.6 | 0.8 | 0.6 | 0.6 | 0.6 | N |  |  | OP | X | 12 | 1924 |  |  | N | IPP Non-CHP | 2 | X X X: X; DFO RC RC: WAT |  |  | N | N | 0 | 10M | [23 empty] | N
Vintage1924 | hydro | TRUE | 63010 | Northbrook Carolina Hydro II, LLC | 2746 | Mission | NC | Clay | 2 | Conventional Hydroelectric | HY |  | S | X | X |  |  | 0.6 | 0.8 | 0.6 | 0.6 | 0.6 | N |  |  | OP | X | 12 | 1924 |  |  | N | IPP Non-CHP | 2 | X X X: X; DFO RC RC: WAT |  |  | N | N | 0 | 10M | [23 empty] | N
Vintage1943 | hydro | TRUE | 63010 | Northbrook Carolina Hydro II, LLC | 2746 | Mission | NC | Clay | 3 | Conventional Hydroelectric | HY |  | S | X | X |  |  | 0.6 | 0.8 | 0.6 | 0.6 | 0.6 | N |  |  | OP | X | 1 | 1943 |  |  | N | IPP Non-CHP | 2 | X X X: X; DFO RC RC: WAT |  |  | N | N | 0 | 10M | [23 empty] | N
Vintage1942 | hydro | TRUE | 5416 | Duke Energy Carolinas, LLC | 2747 | Nantahala | NC | Macon | 1 | Conventional Hydroelectric | HY |  | S | X | X |  |  | 43.2 | 0.8 | 45 | 45 | 43.2 | N |  |  | OP | X | 7 | 1942 |  |  | N | Electric Utility | 1 | X X X: X; DFO RC RC: WAT |  |  | N | N | 0 | 10M | [23 empty] | N
Vintage1955 | hydro | TRUE | 5416 | Duke Energy Carolinas, LLC | 2749 | Tennessee Creek | NC | Jackson | 1 | Conventional Hydroelectric | HY |  | S | X | X |  |  | 10.8 | 0.9 | 11.5 | 11.5 | 10.8 | N |  |  | OP | X | 5 | 1955 |  |  | N | Electric Utility | 1 | X X X: X; DFO RC RC: WAT |  |  | N | N | 0 | 10M | [23 empty] | N
Vintage1941 | hydro | TRUE | 5416 | Duke Energy Carolinas, LLC | 2750 | Thorpe | NC | Jackson | 1 | Conventional Hydroelectric | HY |  | S | X | X |  |  | 21.6 | 0.8 | 19.7 | 19.7 | 19.7 | N |  |  | OP | X | 10 | 1941 |  |  | N | Electric Utility | 1 | X X X: X; DFO RC RC: WAT |  |  | N | N | 0 | 10M | [23 empty] | N
Vintage1950 | hydro | TRUE | 5416 | Duke Energy Carolinas, LLC | 2751 | Tuckasegee | NC | Jackson | 1 | Conventional Hydroelectric | HY |  | S | X | X |  |  | 3 | 0.9 | 2.5 | 2.5 | 2.5 | N |  |  | OP | X | 5 | 1950 |  |  | N | Electric Utility | 1 | X X X: X; DFO RC RC: WAT |  |  | N | N |  | 10M | [23 empty] | N
Vintage1963 | hydro | TRUE | 19876 | Virginia Electric & Power Co | 2756 | Gaston | NC | Halifax | 1 | Conventional Hydroelectric | HY |  | S | X | X |  |  | 44.4 | 0.8 | 55 | 55 | 0 | N |  |  | OP | X | 3 | 1963 |  |  | N | Electric Utility | 1 | X X X: X; DFO RC RC: WAT | [5 empty] | 10M
Vintage1963 | hydro | TRUE | 19876 | Virginia Electric & Power Co | 2756 | Gaston | NC | Halifax | 2 | Conventional Hydroelectric | HY |  | S | X | X |  |  | 44.4 | 0.8 | 55 | 55 | 0 | N |  |  | OP | X | 2 | 1963 |  |  | N | Electric Utility | 1 | X X X: X; DFO RC RC: WAT | [5 empty] | 10M
Vintage1963 | hydro | TRUE | 19876 | Virginia Electric & Power Co | 2756 | Gaston | NC | Halifax | 3 | Conventional Hydroelectric | HY |  | S | X | X |  |  | 44.4 | 0.8 | 55 | 55 | 0 | N |  |  | OP | X | 2 | 1963 |  |  | N | Electric Utility | 1 | X X X: X; DFO RC RC: WAT |  |  |  |  | 0 | 10M
Vintage1963 | hydro | TRUE | 19876 | Virginia Electric & Power Co | 2756 | Gaston | NC | Halifax | 4 | Conventional Hydroelectric | HY |  | S | X | X |  |  | 44.4 | 0.8 | 55 | 55 | 0 | N |  |  | OP | X | 2 | 1963 |  |  | N | Electric Utility | 1 | X X X: X; DFO RC RC: WAT |  |  |  |  | 0 | 10M
Vintage1955 | hydro | TRUE | 19876 | Virginia Electric & Power Co | 2758 | Roanoke Rapids | NC | Halifax | 1 | Conventional Hydroelectric | HY |  | S | X | X |  |  | 25 | 0.9 | 24 | 24 | 10 | N |  |  | OP | X | 12 | 1955 |  |  | N | Electric Utility | 1 | X X X: X; DFO RC RC: WAT |  |  |  |  | 0 | 10M
Vintage1955 | hydro | TRUE | 19876 | Virginia Electric & Power Co | 2758 | Roanoke Rapids | NC | Halifax | 2 | Conventional Hydroelectric | HY |  | S | X | X |  |  | 25 | 0.9 | 24 | 24 | 10 | N |  |  | OP | X | 10 | 1955 |  |  | N | Electric Utility | 1 | X X X: X; DFO RC RC: WAT | [5 empty] | 10M
Vintage1955 | hydro | TRUE | 19876 | Virginia Electric & Power Co | 2758 | Roanoke Rapids | NC | Halifax | 3 | Conventional Hydroelectric | HY |  | S | X | X |  |  | 25 | 0.9 | 24 | 24 | 10 | N |  |  | OP | X | 9 | 1955 |  |  | N | Electric Utility | 1 | X X X: X; DFO RC RC: WAT |  |  |  |  | 0 | 10M
Vintage1955 | hydro | TRUE | 19876 | Virginia Electric & Power Co | 2758 | Roanoke Rapids | NC | Halifax | 4 | Conventional Hydroelectric | HY |  | S | X | X |  |  | 25 | 0.9 | 23 | 23 | 10 | N |  |  | OP | X | 9 | 1955 |  |  | N | Electric Utility | 1 | X X X: X; DFO RC RC: WAT | [5 empty] | 10M
Vintage1927 | hydro | TRUE | 10604 | Lake Lure Town of | 2773 | Lake Lure | NC | Rutherford | 1 | Conventional Hydroelectric | HY |  | S | X | X |  |  | 1.2 | 0.8 | 1.2 | 1.2 | 0.6 | N |  |  | OP | X | 1 | 1927 |  |  | N | IPP Non-CHP | 2 | X X X: X; DFO RC RC: WAT |  |  | N |  |  | 12H | [23 empty] | N
Vintage1927 | hydro | TRUE | 10604 | Lake Lure Town of | 2773 | Lake Lure | NC | Rutherford | 2 | Conventional Hydroelectric | HY |  | S | X | X |  |  | 2.4 | 0.8 | 2.4 | 2.4 | 0.6 | N |  |  | OP | X | 1 | 1927 |  |  | N | IPP Non-CHP | 2 | X X X: X; DFO RC RC: WAT |  |  | N |  |  | 12H
Vintage1954 | hydro | TRUE | 18642 | Tennessee Valley Authority | 2778 | Chatuge | NC | Clay | 1 | Conventional Hydroelectric | HY |  | S | X | X |  |  | 13.2 | 0.9 | 13.9 | 13.1 | 7.9 | N |  |  | OP | X | 12 | 1954 |  |  | N | Electric Utility | 1 | X X X: X; DFO RC RC: WAT |  |  | N | N | 0 | 1H | [23 empty] | N
Vintage1945 | hydro | TRUE | 18642 | Tennessee Valley Authority | 2779 | Fontana Dam | NC | Swain | 1 | Conventional Hydroelectric | HY |  | S | X | X |  |  | 81 | 0.95 | 101.4 | 101.4 | 56 | N |  |  | OP | X | 1 | 1945 |  |  | N | Electric Utility | 1 | X X X: X; DFO RC RC: WAT |  |  | N | N | 0 | 1H | [23 empty] | N
Vintage1945 | hydro | TRUE | 18642 | Tennessee Valley Authority | 2779 | Fontana Dam | NC | Swain | 2 | Conventional Hydroelectric | HY |  | S | X | X |  |  | 92.7 | 0.95 | 101.4 | 101.4 | 56 | N |  |  | OP | X | 3 | 1945 |  |  | N | Electric Utility | 1 | X X X: X; DFO RC RC: WAT |  |  | N | N | 0 | 1H | [23 empty] | N
Vintage1954 | hydro | TRUE | 18642 | Tennessee Valley Authority | 2779 | Fontana Dam | NC | Swain | 3 | Conventional Hydroelectric | HY |  | S | X | X |  |  | 81 | 0.95 | 101.4 | 101.4 | 56 | N |  |  | OP | X | 2 | 1954 |  |  | N | Electric Utility | 1 | X X X: X; DFO RC RC: WAT |  |  | N | N | 0 | 1H | [23 empty] | N
Vintage1940 | hydro | TRUE | 18642 | Tennessee Valley Authority | 2780 | Hiwassee Dam | NC | Cherokee | 1 | Conventional Hydroelectric | HY |  | S | X | X |  |  | 70.6 | 0.9 | 87.7 | 73.8 | 33.3 | N |  |  | OP | X | 5 | 1940 |  |  | N | Electric Utility | 1 | X X X: X; DFO RC RC: WAT |  |  | N | N | 0 | 1H | [23 empty] | N
Vintage1956 | other | TRUE | 18642 | Tennessee Valley Authority | 2780 | Hiwassee Dam | NC | Cherokee | 2 | Hydroelectric Pumped Storage | PS |  | S | X | X |  |  | 95 | 0.95 | 86 | 67.5 | 56.7 | N |  |  | OP | X | 5 | 1956 |  |  | N | Electric Utility | 1 | X X X: X; DFO RC RC: WAT |  |  | N | N |  | 1H | [23 empty] | N
Vintage1991 | petroleum | TRUE | 13683 | North Carolina El Member Corp | 2783 | Buxton | NC | Dare | 1A | Petroleum Liquids | IC |  | S | X | X | Buxton 34.5 KV GEN12 | Buxton 34.5 KV GEN12 | 3 | 0.8 | 3 | 3 | 3 | N |  |  | OP | X | 4 | 1991 |  |  | N | Electric Utility | 1 | X X X: X; DFO RC RC: DFO |  |  | N | N |  | 1H | [23 empty] | N | N | N
Vintage1991 | petroleum | TRUE | 13683 | North Carolina El Member Corp | 2783 | Buxton | NC | Dare | 2A | Petroleum Liquids | IC |  | S | X | X | Buxton 34.5 KV GEN12 | Buxton 34.5 KV GEN12 | 3 | 0.8 | 3 | 3 | 3 | N |  |  | OP | X | 4 | 1991 |  |  | N | Electric Utility | 1 | X X X: X; DFO RC RC: DFO |  |  | N | N |  | 1H | [23 empty] | N | N | N
Vintage1991 | petroleum | TRUE | 13683 | North Carolina El Member Corp | 2783 | Buxton | NC | Dare | 3A | Petroleum Liquids | IC |  | S | X | X | Buxton 34.5 KV GEN34 | Buxton 34.5 KV GEN34 | 3 | 0.8 | 3 | 3 | 3 | N |  |  | OP | X | 4 | 1991 |  |  | N | Electric Utility | 1 | X X X: X; DFO RC RC: DFO |  |  | N | N |  | 1H | [23 empty] | N | N | N
Vintage1991 | petroleum | TRUE | 13683 | North Carolina El Member Corp | 2783 | Buxton | NC | Dare | 4A | Petroleum Liquids | IC |  | S | X | X | Buxton 34.5 KV GEN34 | Buxton 34.5 KV GEN34 | 3 | 0.8 | 3 | 3 | 3 | N |  |  | OP | X | 4 | 1991 |  |  | N | Electric Utility | 1 | X X X: X; DFO RC RC: DFO |  |  | N | N |  | 1H | [23 empty] | N | N | N
Vintage1991 | petroleum | TRUE | 13683 | North Carolina El Member Corp | 2783 | Buxton | NC | Dare | 5A | Petroleum Liquids | IC |  | S | X | X | Buxton 34.5 KV GEN5 | Buxton 34.5 KV GEN5 | 3 | 0.8 | 3 | 3 | 3 | N |  |  | OP | X | 4 | 1991 |  |  | N | Electric Utility | 1 | X X X: X; DFO RC RC: DFO |  |  | N | N |  | 1H | [23 empty] | N | N | N
Vintage1954 | lignite | TRUE | 12199 | Montana-Dakota Utilities Co | 2790 | R M Heskett | ND | Morton | 1 | Conventional Steam Coal | ST |  | S | X | X | MDU.HESKET1 | MDU.HESKET1 | 40 | 1 | 29.5 | 29.5 | 6.5 | N |  |  | OP | X | 11 | 1954 | 2 | 2022 | N | Electric Utility | 1 | X X X: X; DFO RC RC: LIG; DFO SUB SUB: TDF; DFO DFO DFO: SUB; DFO DFO DFO: NG |  |  | N | N |  | 12H | N | N | Y |  | Y | [18 empty] | N
Vintage1963 | lignite | TRUE | 12199 | Montana-Dakota Utilities Co | 2790 | R M Heskett | ND | Morton | 2 | Conventional Steam Coal | ST |  | S | X | X | MDU.HESKET2 | MDU.HESKET2 | 75 | 0.85 | 74.8 | 74.8 | 29.3 | N |  |  | OP | X | 11 | 1963 | 1 | 2022 | N | Electric Utility | 1 | X X X: X; DFO RC RC: LIG; DFO SUB SUB: TDF; DFO DFO DFO: SUB; DFO DFO DFO: NG |  |  | N | N |  | 12H | Y | N |  |  | Y | [18 empty] | N
Vintage2014 | natural gas peaker | TRUE | 12199 | Montana-Dakota Utilities Co | 2790 | R M Heskett | ND | Morton | 3 | Natural Gas Fired Combustion Turbine | GT |  | S | X | X | MDU.HESKET3 | MDU.HESKET3 | 88 | 0.85 | 88 | 101 | 8 | N |  |  | OP | X | 8 | 2014 |  |  | N | Electric Utility | 1 | [11 empty] | N | N |  | 1H | [23 empty] | N | N | N | bar: X X X to DFO RC RC
Vintage1976 | petroleum | TRUE | 14232 | Otter Tail Power Co | 2801 | Jamestown | ND | Stutsman | 1 | Petroleum Liquids | GT |  | S | X | X | OTP.JMSPK1 | OTP.JMSPK1 | 24.1 | 0.9 | 20.5 | 25.2 | 6 | N |  |  | SB | Y | 5 | 1976 |  |  | N | Electric Utility | 1 | X X X: X; DFO RC RC: DFO |  |  | N | N |  | 10M | [23 empty] | N | N
Vintage1978 | petroleum | TRUE | 14232 | Otter Tail Power Co | 2801 | Jamestown | ND | Stutsman | 2 | Petroleum Liquids | GT |  | S | X | X | OTP.JMSPK2 | OTP.JMSPK2 | 24.1 | 0.9 | 21.2 | 26 | 6 | N |  |  | SB | Y | 12 | 1978 |  |  | N | Electric Utility | 1 | X X X: X; DFO RC RC: DFO |  |  | N | N |  | 10M | [23 empty] | N | N
Vintage1937 | petroleum | TRUE | 7444 | City of Grafton - (ND) | 2811 | Grafton | ND | Walsh | 1 | Petroleum Liquids | IC |  | S | X | X |  |  | 0.6 | 0.8 | 0.6 | 0.6 | 0.3 | N |  |  | SB | Y | 8 | 1937 |  |  | N | Electric Utility | 1 | X X X: X; DFO RC RC: DFO |  |  | N |  |  | 1H |  |  |  | N | N | [18 empty] | N | N | N
Vintage1949 | petroleum | TRUE | 7444 | City of Grafton - (ND) | 2811 | Grafton | ND | Walsh | 2 | Petroleum Liquids | IC |  | S | X | X |  |  | 0.8 | 0.8 | 0.8 | 0.8 | 0.4 | N |  |  | SB | Y | 8 | 1949 |  |  | N | Electric Utility | 1 | X X X: X; DFO RC RC: DFO |  |  | N | N |  | 1H |  |  |  | N | N | [18 empty] | N | N | N
Vintage1956 | petroleum | TRUE | 7444 | City of Grafton - (ND) | 2811 | Grafton | ND | Walsh | 3 | Petroleum Liquids | IC |  | S | X | X |  |  | 1.3 | 0.8 | 1.3 | 1.3 | 0.7 | N |  |  | SB | Y | 9 | 1956 |  |  | N | Electric Utility | 1 | X X X: X; DFO RC RC: DFO |  |  | N | N |  | 1H |  |  |  | N | N | [18 empty] | N | N | N
Vintage1956 | petroleum | TRUE | 7444 | City of Grafton - (ND) | 2811 | Grafton | ND | Walsh | 4 | Petroleum Liquids | IC |  | S | X | X |  |  | 1.3 | 0.8 | 1.3 | 1.3 | 0.7 | N |  |  | SB | Y | 9 | 1956 |  |  | N | Electric Utility | 1 | X X X: X; DFO RC RC: DFO |  |  | N | N |  | 1H |  |  |  | N | N | [18 empty] | N | N | N
Vintage1956 | hydro | TRUE | 19635 | USACE-Omaha | 2815 | Garrison | ND | Mercer | 1 | Conventional Hydroelectric | HY |  | S | X | X |  |  | 121.6 | 0.95 | 102 | 102 | 0 | N |  |  | OP | X | 1 | 1956 |  |  | N | Electric Utility | 1 | X X X: X; DFO RC RC: WAT |  |  | N | N |  | 10M | [23 empty] | N
Vintage1956 | hydro | TRUE | 19635 | USACE-Omaha | 2815 | Garrison | ND | Mercer | 2 | Conventional Hydroelectric | HY |  | S | X | X |  |  | 121.6 | 0.95 | 102 | 102 | 0 | N |  |  | OP | X | 3 | 1956 |  |  | N | Electric Utility | 1 | X X X: X; DFO RC RC: WAT |  |  | N | N |  | 10M | [23 empty] | N
Vintage1956 | hydro | TRUE | 19635 | USACE-Omaha | 2815 | Garrison | ND | Mercer | 3 | Conventional Hydroelectric | HY |  | S | X | X |  |  | 121.6 | 0.95 | 102 | 102 | 0 | N |  |  | OP | X | 8 | 1956 |  |  | N | Electric Utility | 1 | X X X: X; DFO RC RC: WAT |  |  | N | N |  | 10M | [23 empty] | N
Vintage1960 | hydro | TRUE | 19635 | USACE-Omaha | 2815 | Garrison | ND | Mercer | 4 | Conventional Hydroelectric | HY |  | S | X | X |  |  | 109.3 | 0.95 | 102 | 102 | 0 | N |  |  | OP | X | 3 | 1960 |  |  | N | Electric Utility | 1 | X X X: X; DFO RC RC: WAT |  |  | N | N |  | 10M | [23 empty] | N
Vintage1960 | hydro | TRUE | 19635 | USACE-Omaha | 2815 | Garrison | ND | Mercer | 5 | Conventional Hydroelectric | HY |  | S | X | X |  |  | 109.3 | 0.95 | 102 | 102 | 0 | N |  |  | OP | X | 5 | 1960 |  |  | N | Electric Utility | 1 | X X X: X; DFO RC RC: WAT |  |  | N | N |  | 10M | [23 empty] | N
Vintage1966 | hard coal | TRUE | 1307 | Basin Electric Power Coop | 2817 | Leland Olds | ND | Mercer | 1 | Conventional Steam Coal | ST |  | S | X | X | WAUELELANDOUNLELAND_1_UNIT_RA | WAUE.BEPM.LOS1 | 216 | 0.85 | 221 | 221 | 110 | N |  |  | OP | X | 1 | 1966 |  |  | N | Electric Utility | 1 | X X X: X; DFO RC RC: RC; DFO SUB SUB: LIG; DFO DFO DFO: SUB; DFO DFO DFO: DFO |  |  | N | N |  | 12H |  | Y |  |  | Y | [18 empty] | N | N | N
Vintage1975 | hard coal | TRUE | 1307 | Basin Electric Power Coop | 2817 | Leland Olds | ND | Mercer | 2 | Conventional Steam Coal | ST |  | S | X | X | WAUELELANDOUNLELAND_2_UNIT_RA | WAUE.BEPM.LOS2 | 440 | 0.9 | 445 | 445 | 220 | N |  |  | OP | X | 12 | 1975 |  |  | N | Electric Utility | 1 | X X X: X; DFO RC RC: RC; DFO SUB SUB: LIG; DFO DFO DFO: SUB; DFO DFO DFO: DFO |  |  | N | N |  | 12H |  | Y |  |  | Y | [18 empty] | N | N | N
Vintage1970 | hard coal | TRUE | 12658 | Minnkota Power Coop, Inc | 2823 | Milton R Young | ND | Oliver | 1 | Conventional Steam Coal | ST |  | S | X | X |  |  | 257 | 0.9 | 237 | 237 | 150 | N |  |  | OP | X | 10 | 1970 |  |  | N | Electric Utility | 1 | X X X: X; DFO RC RC: RC; DFO SUB SUB: LIG; DFO DFO DFO: DFO |  |  | N | N |  | OVER |  | N |  | Y | Y | N | [17 empty] | N |  | N
Vintage1977 | hard coal | TRUE | 12658 | Minnkota Power Coop, Inc | 2823 | Milton R Young | ND | Oliver | 2 | Conventional Steam Coal | ST |  | W | X | X |  |  | 477 | 0.9 | 447 | 455 | 270 | N |  |  | OP | X | 4 | 1977 |  |  | N | Electric Utility | 1 | X X X: X; DFO RC RC: RC; DFO SUB SUB: LIG; DFO DFO DFO: DFO |  |  | N | N |  | OVER |  | N |  | Y | Y | N | [17 empty] | N
Vintage1967 | hard coal | TRUE | 61412 | Cardinal Operating Company | 2828 | Cardinal | OH | Jefferson | 1 | Conventional Steam Coal | ST |  | W | X | X | 40243871 | 40243871 | 615.2 | 0.85 | 585 | 595 | 340 | N |  |  | OP | X | 2 | 1967 | 12 | 2028 | N | IPP Non-CHP | 2 | X X X: X; DFO RC RC: BIT; DFO DFO DFO: DFO |  |  | N | N |  | OVER |  | Y |  |  |  | Y | [17 empty] | N | N | N
Vintage1967 | hard coal | TRUE | 61412 | Cardinal Operating Company | 2828 | Cardinal | OH | Jefferson | 2 | Conventional Steam Coal | ST |  | W | X | X | 40243873 | 40243873 | 615.2 | 0.85 | 585 | 595 | 340 | N |  |  | OP | X | 7 | 1967 |  |  | N | IPP Non-CHP | 2 | X X X: X; DFO RC RC: BIT; DFO DFO DFO: DFO |  |  | N | N |  | OVER |  | Y |  |  |  | Y | [17 empty] | N | N | N
Vintage1977 | hard coal | TRUE | 61412 | Cardinal Operating Company | 2828 | Cardinal | OH | Jefferson | 3 | Conventional Steam Coal | ST |  | W | X | X | 40243869 | 40243869 | 650 | 0.9 | 620 | 620 | 375 | N |  |  | OP | X | 9 | 1977 |  |  | N | IPP Non-CHP | 2 | X X X: X; DFO RC RC: BIT; DFO DFO DFO: DFO |  |  | N | N |  | OVER |  | Y |  |  |  | Y | [17 empty] | N | N | N
Vintage2015 | other | TRUE | 3542 | Duke Energy Ohio Inc | 2830 | Walter C Beckjord | OH | Clermont | BECK1 | Batteries | BA |  | S | X | X |  |  | 2 |  | 2 | 2 | 0 | N |  |  | OP | X | 1 | 2015 |  |  | N | Electric Utility | 1 | X X X: X; DFO RC RC: MWH | [5 empty] | 10M
Vintage2015 | other | TRUE | 3542 | Duke Energy Ohio Inc | 2830 | Walter C Beckjord | OH | Clermont | BECK2 | Batteries | BA |  | S | X | X |  |  | 2 |  | 2 | 2 | 0 | N |  |  | OP | X | 11 | 2015 |  |  | N | Electric Utility | 1 | X X X: X; DFO RC RC: MWH | [5 empty] | 10M
Vintage1965 | natural gas peaker | TRUE | 59917 | Luminant Dick's Creek | 2831 | Dicks Creek | OH | Butler | 1 | Natural Gas Fired Combustion Turbine | GT |  | S | X | X |  |  | 100 | 0.9 | 92 | 110 | 5 | N |  |  | OP | X | 9 | 1965 |  |  | N | IPP Non-CHP | 2 | [11 empty] | N | N |  | 1H | [20 empty] | N |  |  | N | N | N | bar: X X X to DFO RC RC
Vintage1969 | natural gas peaker | TRUE | 59917 | Luminant Dick's Creek | 2831 | Dicks Creek | OH | Butler | 3 | Natural Gas Fired Combustion Turbine | GT |  | S | X | X |  |  | 16.5 | 0.85 | 14.2 | 19.5 | 3 | N |  |  | OP | X | 6 | 1969 |  |  | N | IPP Non-CHP | 2 | [11 empty] | N | N |  | 1H | [20 empty] | N |  |  | N | N | N | bar: X X X to DFO RC RC
Vintage1969 | natural gas peaker | TRUE | 59917 | Luminant Dick's Creek | 2831 | Dicks Creek | OH | Butler | 4 | Natural Gas Fired Combustion Turbine | GT |  | S | X | X |  |  | 21.3 | 0.8 | 15 | 21.4 | 3 | N |  |  | OP | X | 10 | 1969 |  |  | N | IPP Non-CHP | 2 | [11 empty] | N | N |  | 1H | [20 empty] | N |  |  | N | N | N | bar: X X X to DFO RC RC
Vintage1969 | natural gas peaker | TRUE | 59917 | Luminant Dick's Creek | 2831 | Dicks Creek | OH | Butler | 5 | Natural Gas Fired Combustion Turbine | GT |  | S | X | X |  |  | 21.3 | 0.8 | 15 | 21.4 | 3 | N |  |  | OP | X | 10 | 1969 |  |  | N | IPP Non-CHP | 2 | [11 empty] | N | N |  | 1H | [20 empty] | N |  |  | N | N | N | bar: X X X to DFO RC RC
Vintage1975 | hard coal | TRUE | 59919 | Luminant Miami Fort | 2832 | Miami Fort | OH | Hamilton | 7 | Conventional Steam Coal | ST |  | S | X | X |  |  | 557.1 | 0.85 | 510 | 510 | 200 | N |  |  | OP | X | 5 | 1975 | 12 | 2027 | N | IPP Non-CHP | 2 | X X X: X; DFO RC RC: BIT; DFO DFO DFO: DFO |  |  | N | N |  | OVER |  | Y |  |  | Y | [15 empty] | N |  |  | N | N | N
Vintage1978 | hard coal | TRUE | 59919 | Luminant Miami Fort | 2832 | Miami Fort | OH | Hamilton | 8 | Conventional Steam Coal | ST |  | S | X | X |  |  | 557.7 | 0.85 | 510 | 510 | 200 | N |  |  | OP | X | 2 | 1978 | 12 | 2027 | N | IPP Non-CHP | 2 | X X X: X; DFO RC RC: BIT; DFO DFO DFO: DFO |  |  | N | N |  | OVER |  | Y |  |  | Y | [15 empty] | N |  |  | N | N | N
Vintage1971 | petroleum | TRUE | 59919 | Luminant Miami Fort | 2832 | Miami Fort | OH | Hamilton | GT3 | Petroleum Liquids | GT |  | S | X | X |  |  | 16.5 | 0.85 | 14 | 20 | 3 | N |  |  | OP | X | 7 | 1971 |  |  | N | IPP Non-CHP | 2 | X X X: X; DFO RC RC: DFO |  |  | N | N |  | 12H | [20 empty] | N |  |  | N | N | N
Vintage1971 | petroleum | TRUE | 59919 | Luminant Miami Fort | 2832 | Miami Fort | OH | Hamilton | GT4 | Petroleum Liquids | GT |  | S | X | X |  |  | 16.5 | 0.85 | 14 | 20 | 3 | N |  |  | OP | X | 8 | 1971 |  |  | N | IPP Non-CHP | 2 | X X X: X; DFO RC RC: DFO |  |  | N | N |  | 12H | [20 empty] | N |  |  | N | N | N
Vintage1971 | petroleum | TRUE | 59919 | Luminant Miami Fort | 2832 | Miami Fort | OH | Hamilton | GT5 | Petroleum Liquids | GT |  | S | X | X |  |  | 16.5 | 0.85 | 14 | 20 | 3 | N |  |  | OP | X | 9 | 1971 |  |  | N | IPP Non-CHP | 2 | X X X: X; DFO RC RC: DFO |  |  | N | N |  | 12H | [20 empty] | N |  |  | N | N | N
Vintage1971 | petroleum | TRUE | 59919 | Luminant Miami Fort | 2832 | Miami Fort | OH | Hamilton | GT6 | Petroleum Liquids | GT |  | S | X | X |  |  | 16.5 | 0.85 | 14 | 20 | 3 | N |  |  | OP | X | 10 | 1971 |  |  | N | IPP Non-CHP | 2 | X X X: X; DFO RC RC: DFO |  |  | N | N |  | 12H | [20 empty] | N |  |  | N | N | N
Vintage1968 | petroleum | TRUE | 14165 | GenOn Power Midwest, LP | 2836 | Avon Lake | OH | Lorain | 10 | Petroleum Liquids | GT |  | S | X | X | 106856941 | AVONLAK2 14 KV G10 | 32.1 | 0.85 | 25 | 30 | 25 | N |  |  | SB | Y | 1 | 1968 | 3 | 2022 | N | IPP Non-CHP | 2 | X X X: X; DFO RC RC: DFO |  |  | N |  |  | 1H | [20 empty] | N |  |  | N
Vintage1970 | hard coal | TRUE | 14165 | GenOn Power Midwest, LP | 2836 | Avon Lake | OH | Lorain | 9 | Conventional Steam Coal | ST |  | S | X | X | 87901609 | AVONLAK2 20 KV UN9 | 680 | 0.95 | 627 | 627 | 330 | N |  |  | OP | X | 1 | 1970 | 3 | 2022 | N | IPP Non-CHP | 2 | X | BIT | SUB | NG | DFO |  |  | NG | DFO |  |  | N | N |  | OVER |  | Y |  |  |  | Y | [14 empty] | N |  |  | N |  | N
Vintage1995 | natural gas peaker | TRUE | 61919 | Kimura Power LLC | 2847 | Tait Electric Generating Station | OH | Montgomery | GT1 | Natural Gas Fired Combustion Turbine | GT |  | S | X | X | 40243895 | 40243895 | 103.5 | 0.85 | 88.5 | 111.9 | 41 | N |  |  | OP | X | 6 | 1995 |  |  | N | IPP Non-CHP | 2 | X X X: X; DFO RC RC: NG; DFO SUB SUB: DFO |  |  | N | N |  | 1H | [23 empty] | Y | N | Y
Vintage1996 | natural gas peaker | TRUE | 61919 | Kimura Power LLC | 2847 | Tait Electric Generating Station | OH | Montgomery | GT2 | Natural Gas Fired Combustion Turbine | GT |  | S | X | X | 40243897 | 40243897 | 106.1 | 0.85 | 86.8 | 114.9 | 41 | N |  |  | OP | X | 12 | 1996 |  |  | N | IPP Non-CHP | 2 | X X X: X; DFO RC RC: NG; DFO SUB SUB: DFO |  |  | N | N |  | 1H | [23 empty] | Y | N | Y
Vintage1998 | natural gas peaker | TRUE | 61919 | Kimura Power LLC | 2847 | Tait Electric Generating Station | OH | Montgomery | GT3 | Natural Gas Fired Combustion Turbine | GT |  | S | X | X | 40243889 | 40243889 | 84.2 | 0.85 | 80.8 | 98.9 | 41 | N |  |  | OP | X | 12 | 1998 |  |  | N | IPP Non-CHP | 2 | X X X: X; DFO RC RC: NG; DFO SUB SUB: DFO |  |  | N | N |  | 1H | [23 empty] | Y | N | Y
Vintage2002 | natural gas peaker | TRUE | 61919 | Kimura Power LLC | 2847 | Tait Electric Generating Station | OH | Montgomery | GT4 | Natural Gas Fired Combustion Turbine | GT |  | S | X | X |  |  | 94 | 0.85 | 81 | 108.9 | 42 | N |  |  | OP | X | 5 | 2002 |  |  | N | IPP Non-CHP | 2 | X X X: X; DFO RC RC: NG; DFO SUB SUB: DFO |  |  | N | N |  | 1H | [23 empty] | Y |  | N
Vintage2002 | natural gas peaker | TRUE | 61919 | Kimura Power LLC | 2847 | Tait Electric Generating Station | OH | Montgomery | GT5 | Natural Gas Fired Combustion Turbine | GT |  | S | X | X |  |  | 94 | 0.85 | 80.2 | 108.1 | 42 | N |  |  | OP | X | 5 | 2002 |  |  | N | IPP Non-CHP | 2 | X X X: X; DFO RC RC: NG; DFO SUB SUB: DFO |  |  | N | N |  | 1H | [23 empty] | Y |  | N
Vintage2002 | natural gas peaker | TRUE | 61919 | Kimura Power LLC | 2847 | Tait Electric Generating Station | OH | Montgomery | GT6 | Natural Gas Fired Combustion Turbine | GT |  | S | X | X |  |  | 94 | 0.85 | 80.5 | 104 | 42 | N |  |  | OP | X | 4 | 2002 |  |  | N | IPP Non-CHP | 2 | X X X: X; DFO RC RC: NG; DFO SUB SUB: DFO |  |  | N | N |  | 1H | [23 empty] | Y |  | N
Vintage2002 | natural gas peaker | TRUE | 61919 | Kimura Power LLC | 2847 | Tait Electric Generating Station | OH | Montgomery | GT7 | Natural Gas Fired Combustion Turbine | GT |  | S | X | X |  |  | 94 | 0.85 | 80.5 | 104 | 42 | N |  |  | OP | X | 4 | 2002 |  |  | N | IPP Non-CHP | 2 | X X X: X; DFO RC RC: NG; DFO SUB SUB: DFO |  |  | N | N |  | 1H | [23 empty] | Y |  | N
Vintage1967 | petroleum | TRUE | 61919 | Kimura Power LLC | 2847 | Tait Electric Generating Station | OH | Montgomery | IC1 | Petroleum Liquids | IC |  | S | X | X | 1107290033 | 1107290033 | 2.7 | 0.8 | 3 | 3 | 2.5 | N |  |  | OP | X | 5 | 1967 |  |  | N | IPP Non-CHP | 2 | X X X: X; DFO RC RC: DFO |  |  | N | N |  | 10M | [23 empty] | N | N | N
Vintage1967 | petroleum | TRUE | 61919 | Kimura Power LLC | 2847 | Tait Electric Generating Station | OH | Montgomery | IC2 | Petroleum Liquids | IC |  | S | X | X | 1107290033 | 1107290033 | 2.7 | 0.8 | 3 | 3 | 2.5 | N |  |  | OP | X | 5 | 1967 |  |  | N | IPP Non-CHP | 2 | X X X: X; DFO RC RC: DFO |  |  | N | N |  | 10M | [23 empty] | N | N | N
Vintage1967 | petroleum | TRUE | 61919 | Kimura Power LLC | 2847 | Tait Electric Generating Station | OH | Montgomery | IC3 | Petroleum Liquids | IC |  | S | X | X | 1107290033 | 1107290033 | 2.7 | 0.8 | 3 | 3 | 2.5 | N |  |  | OP | X | 5 | 1967 |  |  | N | IPP Non-CHP | 2 | X X X: X; DFO RC RC: DFO |  |  | N | N |  | 10M | [23 empty] | N | N | N
Vintage1967 | petroleum | TRUE | 61919 | Kimura Power LLC | 2847 | Tait Electric Generating Station | OH | Montgomery | IC4 | Petroleum Liquids | IC |  | S | X | X | 1107290033 | 1107290033 | 2.7 | 0.8 | 3 | 3 | 2.5 | N |  |  | OP | X | 5 | 1967 |  |  | N | IPP Non-CHP | 2 | X X X: X; DFO RC RC: DFO |  |  | N | N |  | 10M | [23 empty] | N | N | N
Vintage1968 | natural gas peaker | TRUE | 61919 | Kimura Power LLC | 2848 | O H Hutchings | OH | Montgomery | 7 | Natural Gas Fired Combustion Turbine | GT |  | S | X | X | 40243943 | 40243943 | 32.6 | 0.85 | 25.3 | 29.9 | 25 | N |  |  | OP | X | 11 | 1968 |  |  | N | IPP Non-CHP | 2 | X X X: X; DFO RC RC: NG; DFO SUB SUB: DFO |  |  | N | N |  | 1H | [23 empty] | Y | N | Y
Vintage1968 | petroleum | TRUE | 61919 | Kimura Power LLC | 2851 | Monument | OH | Montgomery | 1 | Petroleum Liquids | IC |  | S | X | X | 32418667 | 32418667 | 2.7 | 0.8 | 2.4 | 2.4 | 2.4 | N |  |  | OP | X | 6 | 1968 |  |  | N | IPP Non-CHP | 2 | X X X: X; DFO RC RC: DFO |  |  | N | N |  | 10M | [23 empty] | N | N | N
Vintage1968 | petroleum | TRUE | 61919 | Kimura Power LLC | 2851 | Monument | OH | Montgomery | 2 | Petroleum Liquids | IC |  | S | X | X | 32418667 | 32418667 | 2.7 | 0.8 | 2.4 | 2.4 | 2.4 | N |  |  | OP | X | 6 | 1968 |  |  | N | IPP Non-CHP | 2 | X X X: X; DFO RC RC: DFO |  |  | N | N |  | 10M | [23 empty] | N | N | N
Vintage1968 | petroleum | TRUE | 61919 | Kimura Power LLC | 2851 | Monument | OH | Montgomery | 3 | Petroleum Liquids | IC |  | S | X | X | 32418667 | 32418667 | 2.7 | 0.8 | 2.4 | 2.4 | 2.4 | N |  |  | OP | X | 6 | 1968 |  |  | N | IPP Non-CHP | 2 | X X X: X; DFO RC RC: DFO |  |  | N | N |  | 10M | [23 empty] | N | N | N
Vintage1968 | petroleum | TRUE | 61919 | Kimura Power LLC | 2851 | Monument | OH | Montgomery | 4 | Petroleum Liquids | IC |  | S | X | X | 32418667 | 32418667 | 2.7 | 0.8 | 2.4 | 2.4 | 2.4 | N |  |  | OP | X | 6 | 1968 |  |  | N | IPP Non-CHP | 2 | X X X: X; DFO RC RC: DFO |  |  | N | N |  | 10M | [23 empty] | N | N | N
Vintage1968 | petroleum | TRUE | 61919 | Kimura Power LLC | 2851 | Monument | OH | Montgomery | 5 | Petroleum Liquids | IC |  | S | X | X | 32418667 | 32418667 | 2.7 | 0.8 | 2.4 | 2.4 | 2.4 | N |  |  | OP | X | 6 | 1968 |  |  | N | IPP Non-CHP | 2 | X X X: X; DFO RC RC: DFO |  |  | N | N |  | 10M | [23 empty] | N | N | N
Vintage1968 | petroleum | TRUE | 61919 | Kimura Power LLC | 2852 | Sidney (OH) | OH | Shelby | 1 | Petroleum Liquids | IC |  | S | X | X | 32418669 | 32418669 | 2.7 | 0.8 | 2.7 | 2.7 | 2.4 | N |  |  | OP | X | 7 | 1968 |  |  | N | IPP Non-CHP | 2 | X X X: X; DFO RC RC: DFO |  |  | N | N |  | 10M | [23 empty] | N | N | N
Vintage1968 | petroleum | TRUE | 61919 | Kimura Power LLC | 2852 | Sidney (OH) | OH | Shelby | 2 | Petroleum Liquids | IC |  | S | X | X | 32418669 | 32418669 | 2.7 | 0.8 | 2.7 | 2.7 | 2.4 | N |  |  | OP | X | 7 | 1968 |  |  | N | IPP Non-CHP | 2 | X X X: X; DFO RC RC: DFO |  |  | N | N |  | 10M | [23 empty] | N | N | N
Vintage1968 | petroleum | TRUE | 61919 | Kimura Power LLC | 2852 | Sidney (OH) | OH | Shelby | 3 | Petroleum Liquids | IC |  | S | X | X | 32418669 | 32418669 | 2.7 | 0.8 | 2.7 | 2.7 | 2.4 | N |  |  | OP | X | 7 | 1968 |  |  | N | IPP Non-CHP | 2 | X X X: X; DFO RC RC: DFO |  |  | N | N |  | 10M | [23 empty] | N | N | N
Vintage1968 | petroleum | TRUE | 61919 | Kimura Power LLC | 2852 | Sidney (OH) | OH | Shelby | 4 | Petroleum Liquids | IC |  | S | X | X | 32418669 | 32418669 | 2.7 | 0.8 | 2.7 | 2.7 | 2.4 | N |  |  | OP | X | 7 | 1968 |  |  | N | IPP Non-CHP | 2 | X X X: X; DFO RC RC: DFO |  |  | N | N |  | 10M | [23 empty] | N | N | N
Vintage1968 | petroleum | TRUE | 61919 | Kimura Power LLC | 2852 | Sidney (OH) | OH | Shelby | 5 | Petroleum Liquids | IC |  | S | X | X | 32418669 | 32418669 | 2.7 | 0.8 | 2.7 | 2.7 | 2.4 | N |  |  | OP | X | 7 | 1968 |  |  | N | IPP Non-CHP | 2 | X X X: X; DFO RC RC: DFO |  |  | N | N |  | 10M | [23 empty] | N | N | N
Vintage1969 | natural gas peaker | TRUE | 61919 | Kimura Power LLC | 2854 | Yankee Street | OH | Montgomery | 1 | Natural Gas Fired Combustion Turbine | GT |  | S | X | X | 40243905 | 40243905 | 18.5 | 0.85 | 19.9 | 21.8 | 19.5 | N |  |  | OP | X | 7 | 1969 |  |  | N | IPP Non-CHP | 2 | X X X: X; DFO RC RC: NG; DFO SUB SUB: DFO |  |  | N | N |  | 10M | [23 empty] | Y | N | Y
Vintage1969 | natural gas peaker | TRUE | 61919 | Kimura Power LLC | 2854 | Yankee Street | OH | Montgomery | 2 | Natural Gas Fired Combustion Turbine | GT |  | S | X | X | 40243907 | 40243907 | 18.5 | 0.85 | 20.1 | 21.8 | 18.5 | N |  |  | OP | X | 7 | 1969 |  |  | N | IPP Non-CHP | 2 | X X X: X; DFO RC RC: NG; DFO SUB SUB: DFO |  |  | N | N |  | 10M | [23 empty] | Y | N | Y
Vintage1969 | natural gas peaker | TRUE | 61919 | Kimura Power LLC | 2854 | Yankee Street | OH | Montgomery | 3 | Natural Gas Fired Combustion Turbine | GT |  | S | X | X | 40243909 | 40243909 | 18.5 | 0.85 | 20.7 | 21.8 | 18.5 | N |  |  | OP | X | 7 | 1969 |  |  | N | IPP Non-CHP | 2 | X X X: X; DFO RC RC: NG; DFO SUB SUB: DFO |  |  | N | N |  | 10M | [23 empty] | Y | N | Y
Vintage1970 | natural gas peaker | TRUE | 61919 | Kimura Power LLC | 2854 | Yankee Street | OH | Montgomery | 4 | Natural Gas Fired Combustion Turbine | GT |  | S | X | X | 40243911 | 40243911 | 17.5 | 0.85 | 14.9 | 20.2 | 11 | N |  |  | OP | X | 11 | 1970 |  |  | N | IPP Non-CHP | 2 | X X X: X; DFO RC RC: NG; DFO SUB SUB: DFO |  |  | N | N |  | 1H | [23 empty] | Y | N | Y
Vintage1970 | natural gas peaker | TRUE | 61919 | Kimura Power LLC | 2854 | Yankee Street | OH | Montgomery | 5 | Natural Gas Fired Combustion Turbine | GT |  | S | X | X | 40243913 | 40243913 | 17.5 | 0.85 | 13.7 | 18.6 | 9 | N |  |  | OP | X | 11 | 1970 |  |  | N | IPP Non-CHP | 2 | X X X: X; DFO RC RC: NG; DFO SUB SUB: DFO |  |  | N | N |  | 1H | [23 empty] | Y | N | Y
Vintage1970 | natural gas peaker | TRUE | 61919 | Kimura Power LLC | 2854 | Yankee Street | OH | Montgomery | 6 | Natural Gas Fired Combustion Turbine | GT |  | S | X | X | 40243915 | 40243915 | 17.5 | 0.85 | 14 | 18.1 | 12 | N |  |  | OP | X | 11 | 1970 |  |  | N | IPP Non-CHP | 2 | X X X: X; DFO RC RC: NG; DFO SUB SUB: DFO |  |  | N | N |  | 1H | [23 empty] | Y | N | Y
Vintage1970 | natural gas peaker | TRUE | 61919 | Kimura Power LLC | 2854 | Yankee Street | OH | Montgomery | 7 | Natural Gas Fired Combustion Turbine | GT |  | S | X | X | 40243917 | 40243917 | 17.5 | 0.85 | 13.6 | 18.1 | 11 | N |  |  | OP | X | 11 | 1970 |  |  | N | IPP Non-CHP | 2 | X X X: X; DFO RC RC: NG; DFO SUB SUB: DFO |  |  | N | N |  | 1H | [23 empty] | Y | N | Y
Vintage2010 | solar pv | TRUE | 61919 | Kimura Power LLC | 2854 | Yankee Street | OH | Montgomery | YS1 | Solar Photovoltaic | PV |  | S | X | X | N/A | N/A | 1.1 |  | 1.1 | 1.1 |  | N |  |  | OP | X | 3 | 2010 |  |  | N | IPP Non-CHP | 2 | X X X: X; DFO RC RC: SUN |  |  | N | N | [25 empty] | N
Vintage1972 | petroleum | TRUE | 63030 | Niles Power, LLC | 2861 | Niles Power Plant | OH | Trumbull | GT1 | Petroleum Liquids | GT |  | S | X | X | 98370497 | NILES 14 KV CT | 27 | 0.85 | 26.1 | 30 | 5 | N |  |  | OP | X | 7 | 1972 |  |  | N | IPP Non-CHP | 2 | X X X: X; DFO RC RC: DFO |  |  | N | N |  | 1H | [23 empty] | N | N
Vintage1967 | hard coal | TRUE | 64226 | Energy Harbor Generation LLC | 2866 | W H Sammis | OH | Jefferson | 5 | Conventional Steam Coal | ST |  | S | X | X | SAMMISFE23.4KV SH50 | SAMMISFE23.4KV SH50 | 334 | 0.85 | 290 | 290 | 135 | N |  |  | OP | X | 12 | 1967 | 6 | 2023 | N | IPP Non-CHP | 2 | X X X: X; DFO RC RC: BIT; DFO SUB SUB: SUB; DFO DFO DFO: DFO |  |  | N | N |  | 12H |  | Y |  |  | Y | [15 empty] | N |  |  | N
Vintage1969 | hard coal | TRUE | 64226 | Energy Harbor Generation LLC | 2866 | W H Sammis | OH | Jefferson | 6 | Conventional Steam Coal | ST |  | S | X | X | SAMMISFE19KV SH60 | SAMMISFE 19KV SH60 | 680 | 0.85 | 600 | 600 | 410 | N |  |  | OP | X | 4 | 1969 | 6 | 2023 | N | IPP Non-CHP | 2 | X X X: X; DFO RC RC: BIT; DFO SUB SUB: SUB; DFO DFO DFO: DFO |  |  | N | N |  | 12H |  | Y |  |  |  | Y | [14 empty] | N |  |  | N
Vintage1971 | hard coal | TRUE | 64226 | Energy Harbor Generation LLC | 2866 | W H Sammis | OH | Jefferson | 7 | Conventional Steam Coal | ST |  | S | X | X | SAMMISFE19 KV SH70 | SAMMISFE19KV SH70 | 680 | 0.85 | 600 | 600 | 410 | N |  |  | OP | X | 9 | 1971 | 6 | 2023 | N | IPP Non-CHP | 2 | X X X: X; DFO RC RC: BIT; DFO SUB SUB: SUB; DFO DFO DFO: DFO |  |  | N | N |  | 12H |  | Y |  |  |  | Y | [14 empty] | N |  |  | N
Vintage1972 | petroleum | TRUE | 64226 | Energy Harbor Generation LLC | 2866 | W H Sammis | OH | Jefferson | A1 | Petroleum Liquids | IC |  | S | X | X | SAMMISFE138KV SL91 | SAMMISFE138KV SL91 | 2.5 | 1 | 3 | 3 | 2 | N |  |  | OP | X | 3 | 1972 | 6 | 2023 | N | IPP Non-CHP | 2 | X X X: X; DFO RC RC: DFO |  |  | N | N |  | 10M | [20 empty] | N |  |  | N
Vintage1972 | petroleum | TRUE | 64226 | Energy Harbor Generation LLC | 2866 | W H Sammis | OH | Jefferson | B1 | Petroleum Liquids | IC |  | S | X | X | SAMMISFE138KV SL91 | SAMMISFE138KV SL91 | 2.5 | 1 | 3 | 3 | 2 | N |  |  | OP | X | 3 | 1972 | 6 | 2023 | N | IPP Non-CHP | 2 | X X X: X; DFO RC RC: DFO |  |  | N | N |  | 10M | [20 empty] | N |  |  | N
Vintage1972 | petroleum | TRUE | 64226 | Energy Harbor Generation LLC | 2866 | W H Sammis | OH | Jefferson | B2 | Petroleum Liquids | IC |  | S | X | X | SAMMISFE138KV SL91 | SAMMISFE138KV SL91 | 2.5 | 1 | 3 | 3 | 2 | N |  |  | OP | X | 3 | 1972 | 6 | 2023 | N | IPP Non-CHP | 2 | X X X: X; DFO RC RC: DFO |  |  | N | N |  | 10M | [20 empty] | N |  |  | N
Vintage1972 | petroleum | TRUE | 64226 | Energy Harbor Generation LLC | 2866 | W H Sammis | OH | Jefferson | B3 | Petroleum Liquids | IC |  | S | X | X | SAMMISFE138KV SL91 | SAMMISFE138KV SL91 | 2.5 | 1 | 2 | 2 | 2 | N |  |  | OP | X | 3 | 1972 | 6 | 2023 | N | IPP Non-CHP | 2 | X X X: X; DFO RC RC: DFO |  |  | N | N |  | 10M | [20 empty] | N |  |  | N
Vintage1972 | petroleum | TRUE | 64226 | Energy Harbor Generation LLC | 2866 | W H Sammis | OH | Jefferson | B4 | Petroleum Liquids | IC |  | S | X | X | SAMMISFE138KV SL91 | SAMMISFE138KV SL91 | 2.5 | 1 | 2 | 2 | 2 | N |  |  | OP | X | 3 | 1972 | 6 | 2023 | N | IPP Non-CHP | 2 | X X X: X; DFO RC RC: DFO |  |  | N | N |  | 10M | [20 empty] | N |  |  | N
Vintage1973 | petroleum | TRUE | 63239 | Vermillion Power LLC | 2869 | West Lorain | OH | Lorain | 1A | Petroleum Liquids | GT |  | S | X | X | Beaver 13.2 KV WL-A | Beaver 13.2 KV WL-A | 65.3 | 0.85 | 49.6 | 52.1 | 20 | N |  |  | OP | X | 6 | 1973 |  |  | N | IPP Non-CHP | 2 | X X X: X; DFO RC RC: DFO |  |  | N | N |  | 1H | [23 empty] | N |  | N
Vintage1973 | petroleum | TRUE | 63239 | Vermillion Power LLC | 2869 | West Lorain | OH | Lorain | 1B | Petroleum Liquids | GT |  | S | X | X | Beaver 13.2 KV WL-B | Beaver 13.2 KV WL-B | 65.3 | 0.85 | 51.3 | 56.1 | 20 | N |  |  | OP | X | 6 | 1973 |  |  | N | IPP Non-CHP | 2 | X X X: X; DFO RC RC: DFO |  |  | N | N |  | 1H | [23 empty] | N |  | N
Vintage2001 | natural gas peaker | TRUE | 63239 | Vermillion Power LLC | 2869 | West Lorain | OH | Lorain | 2 | Natural Gas Fired Combustion Turbine | GT |  | S | X | X | Beaver 13.2 KV WL20 | Beaver 13.2 KV WL20 | 85 | 0.85 | 79 | 85 | 50 | N |  |  | OP | X | 7 | 2001 |  |  | N | IPP Non-CHP | 2 | X X X: X; DFO RC RC: NG; DFO SUB SUB: DFO |  |  | N | N |  | 1H | [23 empty] | Y | N | Y
Vintage2001 | natural gas peaker | TRUE | 63239 | Vermillion Power LLC | 2869 | West Lorain | OH | Lorain | 3 | Natural Gas Fired Combustion Turbine | GT |  | S | X | X | Beaver 13.2 KV WL30 | Beaver 13.2 KV WL30 | 85 | 0.85 | 80.4 | 85 | 50 | N |  |  | OP | X | 7 | 2001 |  |  | N | IPP Non-CHP | 2 | X X X: X; DFO RC RC: NG; DFO SUB SUB: DFO |  |  | N | N |  | 1H | [23 empty] | Y | N | Y
Vintage2001 | natural gas peaker | TRUE | 63239 | Vermillion Power LLC | 2869 | West Lorain | OH | Lorain | 4 | Natural Gas Fired Combustion Turbine | GT |  | S | X | X | Beaver 13.2 KV WL40 | Beaver 13.2 KV WL40 | 85 | 0.85 | 79.1 | 85 | 50 | N |  |  | OP | X | 7 | 2001 |  |  | N | IPP Non-CHP | 2 | X X X: X; DFO RC RC: NG; DFO SUB SUB: DFO |  |  | N | N |  | 1H | [23 empty] | Y | N | Y
Vintage2001 | natural gas peaker | TRUE | 63239 | Vermillion Power LLC | 2869 | West Lorain | OH | Lorain | 5 | Natural Gas Fired Combustion Turbine | GT |  | S | X | X | Beaver 13.2 KV WL50 | Beaver 13.2 KV WL50 | 85 | 0.85 | 81.5 | 85 | 50 | N |  |  | OP | X | 7 | 2001 |  |  | N | IPP Non-CHP | 2 | X X X: X; DFO RC RC: NG; DFO SUB SUB: DFO |  |  | N | N |  | 1H | [23 empty] | Y | N | Y
Vintage2001 | natural gas peaker | TRUE | 63239 | Vermillion Power LLC | 2869 | West Lorain | OH | Lorain | 6 | Natural Gas Fired Combustion Turbine | GT |  | S | X | X | Beaver 13.2 KV WL60 | Beaver 13.2 KV WL60 | 85 | 0.85 | 79.6 | 85 | 50 | N |  |  | OP | X | 7 | 2001 |  |  | N | IPP Non-CHP | 2 | X X X: X; DFO RC RC: NG; DFO SUB SUB: DFO |  |  | N | N |  | 1H | [23 empty] | Y | N | Y
Vintage1955 | hard coal | TRUE | 14015 | Ohio Valley Electric Corp | 2876 | Kyger Creek | OH | Gallia | 1 | Conventional Steam Coal | ST |  | S | X | X |  |  | 217.3 | 0.83 | 194 | 198.7 | 80 | N |  |  | OP | X | 2 | 1955 |  |  | N | Electric Utility | 1 | X X X: X; DFO RC RC: BIT; DFO SUB SUB: SUB; DFO DFO DFO: DFO |  |  | N | N |  | OVER |  | Y |  |  | Y | [18 empty] | Y | N | N
Vintage1955 | hard coal | TRUE | 14015 | Ohio Valley Electric Corp | 2876 | Kyger Creek | OH | Gallia | 2 | Conventional Steam Coal | ST |  | S | X | X |  |  | 217.3 | 0.83 | 192.2 | 198 | 80 | N |  |  | OP | X | 6 | 1955 |  |  | N | Electric Utility | 1 | X X X: X; DFO RC RC: BIT; DFO SUB SUB: SUB; DFO DFO DFO: DFO |  |  | N | N |  | OVER |  | Y |  |  | Y | [18 empty] | Y | N | N
Vintage1955 | hard coal | TRUE | 14015 | Ohio Valley Electric Corp | 2876 | Kyger Creek | OH | Gallia | 3 | Conventional Steam Coal | ST |  | S | X | X |  |  | 217.3 | 0.83 | 192.2 | 198 | 80 | N |  |  | OP | X | 9 | 1955 |  |  | N | Electric Utility | 1 | X X X: X; DFO RC RC: BIT; DFO SUB SUB: SUB; DFO DFO DFO: DFO |  |  | N | N |  | OVER |  | Y |  |  | Y | [18 empty] | Y | N | N
Vintage1955 | hard coal | TRUE | 14015 | Ohio Valley Electric Corp | 2876 | Kyger Creek | OH | Gallia | 4 | Conventional Steam Coal | ST |  | S | X | X |  |  | 217.3 | 0.83 | 192.2 | 198 | 80 | N |  |  | OP | X | 11 | 1955 |  |  | N | Electric Utility | 1 | X X X: X; DFO RC RC: BIT; DFO SUB SUB: SUB; DFO DFO DFO: DFO |  |  | N | N |  | OVER |  | Y |  |  | Y | [18 empty] | Y | N | N
Vintage1955 | hard coal | TRUE | 14015 | Ohio Valley Electric Corp | 2876 | Kyger Creek | OH | Gallia | 5 | Conventional Steam Coal | ST |  | S | X | X |  |  | 217.3 | 0.83 | 192.2 | 198 | 80 | N |  |  | OP | X | 12 | 1955 |  |  | N | Electric Utility | 1 | X X X: X; DFO RC RC: BIT; DFO SUB SUB: SUB; DFO DFO DFO: DFO |  |  | N | N |  | OVER |  | Y |  |  | Y | [18 empty] | Y | N | N
Vintage1955 | petroleum | TRUE | 62031 | Walleye Power, LLC | 2878 | FirstEnergy Bay Shore | OH | Lucas | 1 | Petroleum Coke | ST |  | W | X | X | BAYSHOR218 KV BS10 | BAYSHOR218 KV BS10 | 150.5 | 0.88 | 139 | 136.3 | 90 | N |  |  | OP | X | 8 | 1955 |  |  | Y | IPP CHP | 3 | X X X: T; DFO RC RC: PC; DFO SUB SUB: BIT; DFO DFO DFO: DFO |  |  | N | N |  | OVER | Y | N |  |  | Y | [18 empty] | Y | Y | N
Vintage1967 | petroleum | TRUE | 62031 | Walleye Power, LLC | 2878 | FirstEnergy Bay Shore | OH | Lucas | CT | Petroleum Liquids | GT |  | W | X | X | BAYSHOR2138 KV BS81 | BAYSHOR2138 KV BS81 | 16 | 0.85 | 13.5 | 14.1 | 5 | N |  |  | OP | X | 8 | 1967 |  |  | N | IPP CHP | 3 | X X X: X; DFO RC RC: DFO |  |  | N |  |  | 1H |  |  |  | N | [19 empty] | N | N | N
Vintage1965 | petroleum | TRUE | 57359 | Richland-Stryker Generation LLC | 2880 | Richland | OH | Defiance | 1 | Petroleum Liquids | GT |  | S | X | X |  |  | 15 | 0.85 | 11 | 14 | 3 | N |  |  | OP | X | 12 | 1965 |  |  | N | IPP Non-CHP | 2 | X X X: X; DFO RC RC: DFO; DFO SUB SUB: NG |  |  | N | N |  | 12H | [23 empty] | N | N | N
Vintage1966 | natural gas peaker | TRUE | 57359 | Richland-Stryker Generation LLC | 2880 | Richland | OH | Defiance | 2 | Natural Gas Fired Combustion Turbine | GT |  | S | X | X |  |  | 15 | 0.85 | 11 | 14 | 3 | N |  |  | OP | X | 2 | 1966 |  |  | N | IPP Non-CHP | 2 | X X X: X; DFO RC RC: NG; DFO SUB SUB: DFO |  |  | N | N |  | 12H | [23 empty] | N | N | N
Vintage1966 | natural gas peaker | TRUE | 57359 | Richland-Stryker Generation LLC | 2880 | Richland | OH | Defiance | 3 | Natural Gas Fired Combustion Turbine | GT |  | S | X | X |  |  | 15 | 0.85 | 11 | 14 | 3 | N |  |  | OP | X | 2 | 1966 |  |  | N | IPP Non-CHP | 2 | X X X: X; DFO RC RC: NG; DFO SUB SUB: DFO |  |  | N | N |  | 12H | [23 empty] | N | N | N
Vintage2001 | natural gas peaker | TRUE | 57359 | Richland-Stryker Generation LLC | 2880 | Richland | OH | Defiance | 4 | Natural Gas Fired Combustion Turbine | GT |  | S | X | X |  |  | 135 | 0.85 | 112 | 130 | 40 | N |  |  | OP | X | 3 | 2001 |  |  | N | IPP Non-CHP | 2 | X X X: X; DFO RC RC: NG; DFO DFO DFO: PG |  |  | N | N |  | 12H | [23 empty] | N | N | N
Vintage2001 | natural gas peaker | TRUE | 57359 | Richland-Stryker Generation LLC | 2880 | Richland | OH | Defiance | 5 | Natural Gas Fired Combustion Turbine | GT |  | S | X | X |  |  | 135 | 0.85 | 112 | 130 | 40 | N |  |  | OP | X | 3 | 2001 |  |  | N | IPP Non-CHP | 2 | X X X: X; DFO RC RC: NG; DFO DFO DFO: PG |  |  | N | N |  | 12H | [23 empty] | N | N | N
Vintage2001 | natural gas peaker | TRUE | 57359 | Richland-Stryker Generation LLC | 2880 | Richland | OH | Defiance | 6 | Natural Gas Fired Combustion Turbine | GT |  | S | X | X |  |  | 135 | 0.85 | 112 | 130 | 40 | N |  |  | OP | X | 3 | 2001 |  |  | N | IPP Non-CHP | 2 | X X X: X; DFO RC RC: NG; DFO DFO DFO: PG |  |  | N | N |  | 12H | [23 empty] | N | N | N
Vintage1968 | petroleum | TRUE | 57359 | Richland-Stryker Generation LLC | 2881 | Stryker | OH | Williams | 1 | Petroleum Liquids | GT |  | S | X | X |  |  | 19 | 0.85 | 17 | 18 | 3 | N |  |  | OP | X | 2 | 1968 |  |  | N | IPP Non-CHP | 2 | X X X: X; DFO RC RC: DFO |  |  | N | N |  | 12H | [23 empty] | N | N
Vintage1951 | petroleum | TRUE | 768 | City of Arcanum - (OH) | 2902 | Arcanum | OH | Darke | 1 | Petroleum Liquids | IC |  | S | X | X | N/A | N/A | 0.7 | 0.8 | 0.8 | 0.8 | 0.2 | N |  |  | OP | X | 9 | 1951 | 3 | 2022 | N | Electric Utility | 1 | X X X: X; DFO RC RC: DFO |  |  | N |  |  | 1H | [23 empty] | N | N | N
Vintage1946 | petroleum | TRUE | 768 | City of Arcanum - (OH) | 2902 | Arcanum | OH | Darke | 2 | Petroleum Liquids | IC |  | S | X | X | N/A | N/A | 0.5 | 0.8 | 0.6 | 0.6 | 0.2 | N |  |  | OP | X | 10 | 1946 |  |  | N | Electric Utility | 1 | X X X: X; DFO RC RC: DFO |  |  | N |  |  | 1H | [23 empty] | N | N | N
Vintage1970 | natural gas peaker | TRUE | 2439 | City of Bryan - (OH) | 2903 | Bryan (OH) | OH | Williams | 1 | Natural Gas Fired Combustion Turbine | GT |  | S | X | X | PJM AEP Dayton | PJM AEP Dayton | 15.8 | 0.85 | 12.5 | 19.5 | 3 | N |  |  | OP | X | 7 | 1970 |  |  | N | Electric Utility | 1 | X X X: X; DFO RC RC: NG; DFO SUB SUB: DFO; DFO DFO DFO: NG |  |  | N | N |  | 1H | [23 empty] | Y | N | Y
Vintage1988 | natural gas peaker | TRUE | 2439 | City of Bryan - (OH) | 2903 | Bryan (OH) | OH | Williams | 2 | Natural Gas Fired Combustion Turbine | GT |  | S | X | X | PJM AEP Dayton | PJM AEP Dayton | 16 | 0.85 | 12.5 | 19.5 | 3 | N |  |  | OP | X | 7 | 1988 |  |  | N | Electric Utility | 1 | X X X: X; DFO RC RC: NG; DFO SUB SUB: DFO; DFO DFO DFO: NG |  |  | N | N |  | 1H | [23 empty] | Y | N | Y
Vintage1948 | petroleum | TRUE | 2439 | City of Bryan - (OH) | 2903 | Bryan (OH) | OH | Williams | 5 | Petroleum Liquids | IC |  | S | X | X | PJM AEP Dayton | PJM AEP Dayton | 2.5 | 0.8 | 2.5 | 2.5 | 0.5 | N |  |  | OP | X | 5 | 1948 |  |  | N | Electric Utility | 1 | X X X: X; DFO RC RC: DFO; DFO DFO DFO: DFO |  |  | N | N |  | 10M |  |  |  | N | [19 empty] | N |  | N
Vintage1963 | natural gas peaker | TRUE | 2439 | City of Bryan - (OH) | 2903 | Bryan (OH) | OH | Williams | 6 | Natural Gas Fired Combustion Turbine | GT |  | S | X | X | PJM AEP Dayton | PJM AEP Dayton | 5 | 0.8 | 4 | 6 | 1 | N |  |  | OP | X | 7 | 1963 |  |  | N | Electric Utility | 1 | X X X: X; DFO RC RC: NG; DFO SUB SUB: DFO; DFO DFO DFO: NG |  |  | N | N |  | 1H | [23 empty] | Y |  | Y
Vintage1971 | petroleum | TRUE | 3762 | City of Cleveland - (OH) | 2906 | Collinwood | OH | Cuyahoga | 3 | Petroleum Liquids | GT |  | S | X | X |  |  | 16 | 0.85 | 16 | 18 | 5 | N |  |  | OS | X | 2 | 1971 |  |  | N | Electric Utility | 1 | X X X: X; DFO RC RC: DFO; DFO SUB SUB: NG | [5 empty] | 1H | [23 empty] | Y | Y | Y
Vintage1970 | natural gas peaker | TRUE | 3762 | City of Cleveland - (OH) | 2909 | West 41st Street | OH | Cuyahoga | 1 | Natural Gas Fired Combustion Turbine | GT |  | S | X | X |  |  | 16 | 0.85 | 16 | 18 | 5 | N |  |  | OP | X | 3 | 1970 |  |  | N | Electric Utility | 1 | X X X: X; DFO RC RC: NG; DFO SUB SUB: DFO | [5 empty] | 1H | [23 empty] | Y | Y | Y
Vintage1970 | natural gas peaker | TRUE | 3762 | City of Cleveland - (OH) | 2909 | West 41st Street | OH | Cuyahoga | 2 | Natural Gas Fired Combustion Turbine | GT |  | S | X | X |  |  | 16 | 0.85 | 16 | 18 | 5 | N |  |  | OP | X | 3 | 1970 |  |  | N | Electric Utility | 1 | X X X: X; DFO RC RC: NG; DFO SUB SUB: DFO | [5 empty] | 1H | [23 empty] | Y | Y | Y
Vintage1954 | hard coal | TRUE | 5336 | City of Dover - (OH) | 2914 | Dover | OH | Tuscarawas | 3 | Conventional Steam Coal | ST |  | S | X | X |  |  | 8 | 0.89 | 8 | 8 | 4 | N |  |  | SB | N | 1 | 1954 |  |  | N | Electric Utility | 1 | X X X: X; DFO RC RC: BIT; DFO DFO DFO: NG |  |  | N | N |  | 12H |  |  | Y |  | Y | [18 empty] | N | N | N
Vintage1968 | hard coal | TRUE | 5336 | City of Dover - (OH) | 2914 | Dover | OH | Tuscarawas | 4 | Conventional Steam Coal | ST |  | S | X | X |  |  | 19.5 | 0.89 | 15.2 | 15.2 | 7 | N |  |  | OP | X | 6 | 1968 |  |  | N | Electric Utility | 1 | X X X: X; DFO RC RC: BIT; DFO DFO DFO: NG |  |  | N | N |  | 12H |  |  | Y |  | Y | [18 empty] | N | N
Vintage1966 | petroleum | TRUE | 5336 | City of Dover - (OH) | 2914 | Dover | OH | Tuscarawas | 5 | Petroleum Liquids | IC |  | S | X | X |  |  | 2.6 | 0.85 | 2.4 | 2.4 | 1.2 | N |  |  | OP | X | 6 | 1966 |  |  | N | Electric Utility | 1 | X X X: X; DFO RC RC: DFO |  |  | N | N |  | 1H |  |  |  | N | [19 empty] | N | N | N
Vintage1992 | natural gas peaker | TRUE | 5336 | City of Dover - (OH) | 2914 | Dover | OH | Tuscarawas | 6 | Natural Gas Fired Combustion Turbine | GT |  | S | X | X |  |  | 19.5 | 0.85 | 15.3 | 15.3 | 8 | N |  |  | OP | X | 9 | 1992 |  |  | N | Electric Utility | 1 | [11 empty] | N | N |  | 1H | [23 empty] | N | N | N | bar: X X X to DFO RC RC
Vintage1971 | natural gas peaker | TRUE | 7977 | City of Hamilton - (OH) | 2917 | Hamilton (OH) | OH | Butler | GT2 | Natural Gas Fired Combustion Turbine | GT |  | S | X | X | 1107290425 |  | 16.3 | 0.85 | 12 | 16 | 5 | N |  |  | OP | X | 6 | 1971 |  |  | N | Electric Utility | 1 | [11 empty] | N | N |  | 1H | [23 empty] | N | N | N | bar: X X X to DFO RC RC
Vintage1948 | petroleum | TRUE | 13949 | City of Oberlin - (OH) | 2933 | Oberlin (OH) | OH | Lorain | 1 | Petroleum Liquids | IC |  | S | X | X |  |  | 1.1 | 0.8 | 1 | 1 | 0.9 | N |  |  | OP | X | 1 | 1948 |  |  | N | Electric Utility | 1 | X X X: X; DFO RC RC: DFO |  |  | N | N |  | 1H | [23 empty] | N | N | N
Vintage1990 | natural gas peaker | TRUE | 13949 | City of Oberlin - (OH) | 2933 | Oberlin (OH) | OH | Lorain | 10 | Natural Gas Internal Combustion Engine | IC |  | S | X | X |  |  | 0.5 | 0.8 | 0.5 | 0.5 | 0.4 | N |  |  | OP | X | 1 | 1990 |  |  | N | Electric Utility | 1 | [11 empty] | N | N |  | 1H | [23 empty] | N | N | N | bar: X X X to DFO RC RC
Vintage2001 | natural gas peaker | TRUE | 13949 | City of Oberlin - (OH) | 2933 | Oberlin (OH) | OH | Lorain | 2A | Natural Gas Internal Combustion Engine | IC |  | S | X | X |  |  | 3.1 | 0.8 | 3.1 | 3.1 | 2.4 | N |  |  | OP | X | 6 | 2001 |  |  | N | Electric Utility | 1 | X X X: X; DFO RC RC: NG; DFO SUB SUB: DFO |  |  | N | N |  | 1H | [23 empty] | Y | N | Y
Vintage2001 | natural gas peaker | TRUE | 13949 | City of Oberlin - (OH) | 2933 | Oberlin (OH) | OH | Lorain | 3A | Natural Gas Internal Combustion Engine | IC |  | S | X | X |  |  | 3.1 | 0.8 | 3.1 | 3.1 | 2.4 | N |  |  | OP | X | 6 | 2001 |  |  | N | Electric Utility | 1 | X X X: X; DFO RC RC: NG; DFO SUB SUB: DFO |  |  | N | N |  | 1H | [23 empty] | Y | N | Y
Vintage1958 | natural gas peaker | TRUE | 13949 | City of Oberlin - (OH) | 2933 | Oberlin (OH) | OH | Lorain | 6 | Natural Gas Internal Combustion Engine | IC |  | S | X | X |  |  | 2.5 | 0.8 | 2.5 | 2.5 | 1.9 | N |  |  | OP | X | 1 | 1958 |  |  | N | Electric Utility | 1 | X X X: X; DFO RC RC: NG; DFO SUB SUB: DFO |  |  | N | N |  | 1H | [23 empty] | Y | N | Y
Vintage1961 | natural gas peaker | TRUE | 13949 | City of Oberlin - (OH) | 2933 | Oberlin (OH) | OH | Lorain | 7 | Natural Gas Internal Combustion Engine | IC |  | S | X | X |  |  | 2.7 | 0.8 | 2.7 | 2.7 | 2.2 | N |  |  | OP | X | 1 | 1961 |  |  | N | Electric Utility | 1 | X X X: X; DFO RC RC: NG; DFO SUB SUB: DFO |  |  | N | N |  | 1H | [23 empty] | Y | N | Y
Vintage1966 | natural gas peaker | TRUE | 13949 | City of Oberlin - (OH) | 2933 | Oberlin (OH) | OH | Lorain | 8 | Natural Gas Internal Combustion Engine | IC |  | S | X | X |  |  | 3 | 0.8 | 3 | 3 | 2.3 | N |  |  | OP | X | 1 | 1966 |  |  | N | Electric Utility | 1 | X X X: X; DFO RC RC: NG; DFO SUB SUB: DFO |  |  | N | N |  | 1H | [23 empty] | Y | N | Y
Vintage1990 | natural gas peaker | TRUE | 13949 | City of Oberlin - (OH) | 2933 | Oberlin (OH) | OH | Lorain | 9 | Natural Gas Internal Combustion Engine | IC |  | S | X | X |  |  | 0.4 | 0.8 | 0.4 | 0.4 | 0.4 | N |  |  | OP | X | 1 | 1990 |  |  | N | Electric Utility | 1 | [11 empty] | N | N |  | 1H | [23 empty] | N |  | N | bar: X X X to DFO RC RC
Vintage1996 | natural gas peaker | TRUE | 13949 | City of Oberlin - (OH) | 2933 | Oberlin (OH) | OH | Lorain | IC4 | Natural Gas Internal Combustion Engine | IC |  | S | X | X |  |  | 2.1 | 0.8 | 2.1 | 2.1 | 1.6 | N |  |  | OP | X | 6 | 1996 |  |  | N | Electric Utility | 1 | [11 empty] | N | N |  | 1H | [23 empty] | N |  | N | bar: X X X to DFO RC RC
Vintage1971 | hard coal | TRUE | 14194 | City of Orrville - (OH) | 2935 | Orrville | OH | Wayne | 10 | Conventional Steam Coal | ST |  | S | X | X |  |  | 25 | 0.8 | 23 | 23 | 7 | N |  |  | OP | X | 1 | 1971 |  |  | N | Electric Utility | 1 | X X X: X; DFO RC RC: BIT; DFO SUB SUB: NG; DFO DFO DFO: NG |  |  | N | N |  | 12H |  | Y |  |  | Y | [15 empty] | N |  |  | Y | N | N
Vintage1971 | natural gas steam turbine | TRUE | 14194 | City of Orrville - (OH) | 2935 | Orrville | OH | Wayne | 11 | Natural Gas Steam Turbine | ST |  | S | X | X |  |  | 25 | 0.8 | 23 | 23 | 7 | N |  |  | OP | X | 1 | 1971 |  |  | N | Electric Utility | 1 | [11 empty] | N | N |  | 12H | [20 empty] | N |  |  | N | N | N | bar: X X X to DFO RC RC; DFO DFO DFO
Vintage1949 | hard coal | TRUE | 14194 | City of Orrville - (OH) | 2935 | Orrville | OH | Wayne | 7 | Conventional Steam Coal | ST |  | S | X | X |  |  | 5 | 0.85 | 5 | 5 | 1 | N |  |  | OS | X | 1 | 1949 |  |  | N | Electric Utility | 1 | X X X: X; DFO RC RC: BIT; DFO DFO DFO: WDS |  |  | N | N |  | 12H |  |  | Y |  | Y | [15 empty] | N |  |  | N | N | N
Vintage1955 | hard coal | TRUE | 14194 | City of Orrville - (OH) | 2935 | Orrville | OH | Wayne | 8 | Conventional Steam Coal | ST |  | S | X | X |  |  | 7.5 | 0.85 | 7.5 | 7.5 | 2 | N |  |  | OS | X | 1 | 1955 |  |  | N | Electric Utility | 1 | X X X: X; DFO RC RC: BIT; DFO DFO DFO: WDS |  |  | N | N |  | 12H |  |  | Y |  | Y | [18 empty] | N | N | N
Vintage1961 | hard coal | TRUE | 14194 | City of Orrville - (OH) | 2935 | Orrville | OH | Wayne | 9 | Conventional Steam Coal | ST |  | S | X | X |  |  | 22 | 0.85 | 20 | 20 | 7 | N |  |  | OP | X | 1 | 1961 |  |  | N | Electric Utility | 1 | X X X: X; DFO RC RC: BIT; DFO SUB SUB: NG; DFO DFO DFO: NG |  |  | N | N |  | 12H |  | Y |  |  | Y | [18 empty] | Y | N | N
Vintage1953 | hard coal | TRUE | 14381 | City of Painesville | 2936 | Painesville | OH | Lake | 3 | Conventional Steam Coal | ST |  | S | X | X | Painesville | Painesville | 7.5 | 0.8 | 7 | 7 | 2.5 | N |  |  | SB | Y | 1 | 1953 |  |  | N | Electric Utility | 1 | X X X: X; DFO RC RC: BIT; DFO SUB SUB: NG; DFO DFO DFO: NG |  |  | N | N |  | OVER |  |  | Y |  | Y | [18 empty] | Y | Y | N
Vintage1965 | hard coal | TRUE | 14381 | City of Painesville | 2936 | Painesville | OH | Lake | 5 | Conventional Steam Coal | ST |  | S | X | X | Painesville | Painesville | 16.5 | 0.85 | 15.5 | 15.5 | 5.5 | N |  |  | OP | X | 1 | 1965 |  |  | N | Electric Utility | 1 | X X X: X; DFO RC RC: BIT; DFO SUB SUB: NG; DFO DFO DFO: NG |  |  | N | N |  | OVER |  | Y |  |  | Y | [18 empty] | Y | Y | N
Vintage1990 | hard coal | TRUE | 14381 | City of Painesville | 2936 | Painesville | OH | Lake | 7 | Conventional Steam Coal | ST |  | S | X | X | Painesville | Painesville | 22 | 1 | 17.5 | 17.5 | 6 | N |  |  | OP | X | 2 | 1990 |  |  | N | Electric Utility | 1 | X X X: X; DFO RC RC: BIT; DFO SUB SUB: NG; DFO DFO DFO: NG |  |  | N | N |  | OVER |  | Y |  |  | Y | [18 empty] | Y | Y | N
Vintage1949 | hard coal | TRUE | 14381 | City of Painesville | 2936 | Painesville | OH | Lake | ST2 | Conventional Steam Coal | ST |  | S | X | X | Painesville | Painesville | 7.5 | 0.8 | 7 | 7 | 2.5 | N |  |  | SB | Y | 1 | 1949 |  |  | N | Electric Utility | 1 | X X X: X; DFO RC RC: BIT; DFO SUB SUB: NG; DFO DFO DFO: NG |  |  | N | N |  | OVER |  |  | Y |  | Y | [18 empty] | Y | Y | N
Vintage2010 | petroleum | TRUE | 14381 | City of Painesville | 2936 | Painesville | OH | Lake | WPCP1 | Petroleum Liquids | IC |  | S | X | X | Painesville | Painesville | 2 | 0.8 | 1.8 | 1.8 | 1.4 | N |  |  | OP | X | 2 | 2010 |  |  | N | Electric Utility | 1 | X X X: X; DFO RC RC: DFO |  |  | N | N |  | 10M | [23 empty] | N |  | N
Vintage1989 | petroleum | TRUE | 15095 | City of Piqua - (OH) | 2937 | Piqua Power Plant | OH | Miami | 11 | Petroleum Liquids | GT |  | S | X | X |  |  | 16.3 | 0.9 | 16.5 | 16.5 | 13 | N |  |  | OP | X | 12 | 1989 |  |  | N | Electric Utility | 1 | X X X: X; DFO RC RC: DFO |  |  | N |  |  | 1H | [23 empty] | N | N | N
Vintage1972 | petroleum | TRUE | 15095 | City of Piqua - (OH) | 2937 | Piqua Power Plant | OH | Miami | 8 | Petroleum Liquids | GT |  | S | X | X |  |  | 20 | 0.85 | 20 | 20 | 14 | N |  |  | OP | X | 1 | 1972 |  |  | N | Electric Utility | 1 | X X X: X; DFO RC RC: DFO |  |  | N | N | 0 | 1H |  |  |  | N | [19 empty] | N
Vintage1992 | petroleum | TRUE | 17891 | City of St Marys - (OH) | 2942 | St Marys | OH | Auglaize | 7 | Petroleum Liquids | GT |  | S | X | X |  |  | 14 | 0.8 | 12 | 12 | 1 | N |  |  | SB | N | 8 | 1992 |  |  | N | Electric Utility | 1 | X X X: X; DFO RC RC: DFO; DFO DFO DFO: DFO |  |  | N | N |  | 1H | [23 empty] | N | N | N
Vintage1999 | natural gas peaker | TRUE | 17891 | City of St Marys - (OH) | 2942 | St Marys | OH | Auglaize | GT1 | Natural Gas Fired Combustion Turbine | GT |  | J | X | X |  |  | 11 | 0.85 | 10.4 | 10.4 | 1 | N |  |  | SB | Y | 12 | 1999 |  |  | N | Electric Utility | 1 | [11 empty] | N | N |  | 1H | [23 empty] | N | N | bar: X X X to DFO RC RC
Vintage1983 | petroleum | TRUE | 20977 | City of Woodsfield - (OH) | 2945 | Anadarko | OH | Monroe | 10 | Petroleum Liquids | IC |  | S | X | X |  |  | 1.2 | 0.8 | 1.2 | 1.2 | 1 | N |  |  | SB | N | 1 | 1983 |  |  | N | Electric Utility | 1 | X X X: X; DFO RC RC: DFO; DFO SUB SUB: NG |  |  | N | N |  | 1H | [23 empty] | N |  | N
Vintage1983 | petroleum | TRUE | 20977 | City of Woodsfield - (OH) | 2945 | Anadarko | OH | Monroe | 11 | Petroleum Liquids | IC |  | S | X | X |  |  | 1.2 | 0.8 | 1.2 | 1.2 | 0.4 | N |  |  | SB | N | 1 | 1983 |  |  | N | Electric Utility | 1 | X X X: X; DFO RC RC: DFO; DFO SUB SUB: NG |  |  | N | N |  | 1H | [23 empty] | N |  | N
Vintage1949 | petroleum | TRUE | 20977 | City of Woodsfield - (OH) | 2945 | Anadarko | OH | Monroe | 6 | Petroleum Liquids | IC |  | S | X | X |  |  | 0.6 | 0.8 | 0.6 | 0.6 | 0.4 | N |  |  | SB | N | 1 | 1949 |  |  | N | Electric Utility | 1 | X X X: X; DFO RC RC: DFO; DFO SUB SUB: NG |  |  | N | N |  | 1H | [23 empty] | N |  | N
Vintage1957 | petroleum | TRUE | 20977 | City of Woodsfield - (OH) | 2945 | Anadarko | OH | Monroe | 7 | Petroleum Liquids | IC |  | S | X | X |  |  | 1.2 | 0.8 | 1.2 | 1.2 | 0.4 | N |  |  | SB | N | 1 | 1957 |  |  | N | Electric Utility | 1 | X X X: X; DFO RC RC: DFO; DFO SUB SUB: NG | [5 empty] | 1H | [23 empty] | N |  | N
Vintage1965 | petroleum | TRUE | 20977 | City of Woodsfield - (OH) | 2945 | Anadarko | OH | Monroe | 8 | Petroleum Liquids | IC |  | S | X | X |  |  | 1.5 | 0.8 | 1.5 | 1.5 | 0.4 | N |  |  | SB | N | 1 | 1965 |  |  | N | Electric Utility | 1 | X X X: X; DFO RC RC: DFO; DFO SUB SUB: NG | [5 empty] | 1H | [23 empty] | N |  | N
Vintage1971 | petroleum | TRUE | 20977 | City of Woodsfield - (OH) | 2945 | Anadarko | OH | Monroe | 9 | Petroleum Liquids | IC |  | S | X | X |  |  | 2.1 | 0.8 | 2.1 | 2.1 | 2 | N |  |  | SB | N | 1 | 1971 |  |  | N | Electric Utility | 1 | X X X: X; DFO RC RC: DFO; DFO SUB SUB: NG | [5 empty] | 1H | [23 empty] | N |  | N
Vintage2001 | natural gas peaker | TRUE | 14063 | Oklahoma Gas & Electric Co | 2951 | Horseshoe Lake | OK | Oklahoma | 10 | Natural Gas Fired Combustion Turbine | GT |  | S | X | X | OKGEHL910 | OKGEHL910 | 60.5 | 0.9 | 43.1 | 43.1 | 43.1 | N |  |  | OP | X | 6 | 2001 |  |  | N | Electric Utility | 1 | [11 empty] | N | N |  | 1H | [23 empty] | N | N | N | bar: X X X to DFO RC RC
Vintage1958 | natural gas steam turbine | TRUE | 14063 | Oklahoma Gas & Electric Co | 2951 | Horseshoe Lake | OK | Oklahoma | 6 | Natural Gas Steam Turbine | ST |  | S | X | X | OKGEHL6 | OKGEHL6 | 163 | 0.9 | 168 | 168 | 60 | N |  |  | OP | X | 4 | 1958 | 12 | 2023 | N | Electric Utility | 1 | X X X: X; DFO RC RC: NG; DFO SUB SUB: RFO; DFO DFO DFO: NG |  |  | N | N |  | OVER | [23 empty] | Y | Y | Y
Vintage1969 | natural gas steam turbine | TRUE | 14063 | Oklahoma Gas & Electric Co | 2951 | Horseshoe Lake | OK | Oklahoma | 8 | Natural Gas Steam Turbine | ST |  | S | X | X | OKGEHL8 | OKGEHL8 | 443 | 0.9 | 377 | 377 | 80 | N |  |  | OP | X | 6 | 1969 |  |  | N | Electric Utility | 1 | [11 empty] | N | N |  | OVER | [23 empty] | N | N | N | bar: X X X to DFO RC RC; DFO DFO DFO
Vintage2001 | natural gas peaker | TRUE | 14063 | Oklahoma Gas & Electric Co | 2951 | Horseshoe Lake | OK | Oklahoma | 9 | Natural Gas Fired Combustion Turbine | GT |  | S | X | X | OKGEHL910 | OKGEHL910 | 60.5 | 0.9 | 44.9 | 44.9 | 44.9 | N |  |  | OP | X | 6 | 2001 |  |  | N | Electric Utility | 1 | [11 empty] | N | N |  | 1H | [23 empty] | N | N | N | bar: X X X to DFO RC RC
Vintage1963 | natural gas steam turbine | TRUE | 14063 | Oklahoma Gas & Electric Co | 2951 | Horseshoe Lake | OK | Oklahoma | ST7 | Natural Gas Steam Turbine | ST |  | S | X | X | OKGEHL7 | OKGEHL7 | 220 | 0.9 | 211 | 211 | 75 | N |  |  | OP | X | 6 | 1963 |  |  | N | Electric Utility | 1 | X X X: X; DFO RC RC: NG; DFO SUB SUB: RFO; DFO DFO DFO: NG; DFO NG NG: RFO |  |  | N | N |  | OVER | [23 empty] | Y | Y | Y
Vintage1977 | natural gas steam turbine | TRUE | 14063 | Oklahoma Gas & Electric Co | 2952 | Muskogee | OK | Muskogee | 4 | Natural Gas Steam Turbine | ST |  | S | X | X | OKGEMK4 | OKGEMK4 | 572 | 0.9 | 484 | 484 | 200 | N |  |  | OP | X | 12 | 1977 |  |  | N | Electric Utility | 1 | [11 empty] | N | N |  | OVER |  | N |  |  | N | [18 empty] | N | N | bar: X X X to DFO RC RC; DFO DFO DFO
Vintage1978 | natural gas steam turbine | TRUE | 14063 | Oklahoma Gas & Electric Co | 2952 | Muskogee | OK | Muskogee | 5 | Natural Gas Steam Turbine | ST |  | S | X | X | OKGEMK5 | OKGEMK5 | 572 | 0.9 | 488 | 488 | 200 | N |  |  | OP | X | 10 | 1978 |  |  | N | Electric Utility | 1 | [11 empty] | N | N |  | OVER |  | N |  |  | N | [18 empty] | N | N | bar: X X X to DFO RC RC; DFO DFO DFO
Vintage1984 | hard coal | TRUE | 14063 | Oklahoma Gas & Electric Co | 2952 | Muskogee | OK | Muskogee | 6 | Conventional Steam Coal | ST |  | S | X | X | OKGEMK6 | OKGEMK6 | 572 | 0.9 | 503 | 503 | 200 | N |  |  | OP | X | 6 | 1984 |  |  | N | Electric Utility | 1 | X X X: X; DFO RC RC: SUB; DFO SUB SUB: NG; DFO DFO DFO: NG |  |  | N | N |  | OVER |  | Y |  |  | Y | [18 empty] | Y | N | N
Vintage2017 | natural gas peaker | TRUE | 14063 | Oklahoma Gas & Electric Co | 2953 | Mustang | OK | Canadian | GT1 | Natural Gas Fired Combustion Turbine | GT |  | S | X | X | OKGEMT6 | OKGEMT6 | 66 | 0.9 | 57 | 57 | 40 | N |  |  | OP | X | 9 | 2017 |  |  | N | Electric Utility | 1 | [11 empty] | N | N |  | 10M | [23 empty] | N | N | N | bar: X X X to DFO RC RC
Vintage2017 | natural gas peaker | TRUE | 14063 | Oklahoma Gas & Electric Co | 2953 | Mustang | OK | Canadian | GT2 | Natural Gas Fired Combustion Turbine | GT |  | S | X | X | OKGEMT7 | OKGEMT7 | 66 | 0.9 | 57 | 57 | 40 | N |  |  | OP | X | 10 | 2017 |  |  | N | Electric Utility | 1 | [11 empty] | N | N |  | 10M | [23 empty] | N | N | N | bar: X X X to DFO RC RC
Vintage2017 | natural gas peaker | TRUE | 14063 | Oklahoma Gas & Electric Co | 2953 | Mustang | OK | Canadian | GT3 | Natural Gas Fired Combustion Turbine | GT |  | S | X | X | OKGEMT8 | OKGEMT8 | 66 | 0.9 | 58 | 58 | 40 | N |  |  | OP | X | 10 | 2017 |  |  | N | Electric Utility | 1 | [11 empty] | N | N |  | 10M | [23 empty] | N | N | N | bar: X X X to DFO RC RC
Vintage2017 | natural gas peaker | TRUE | 14063 | Oklahoma Gas & Electric Co | 2953 | Mustang | OK | Canadian | GT4 | Natural Gas Fired Combustion Turbine | GT |  | S | X | X | OKGEMT9 | OKGEMT9 | 66 | 0.9 | 58 | 58 | 40 | N |  |  | OP | X | 11 | 2017 |  |  | N | Electric Utility | 1 | [11 empty] | N | N |  | 10M | [23 empty] | N | N | N | bar: X X X to DFO RC RC
Vintage2017 | natural gas peaker | TRUE | 14063 | Oklahoma Gas & Electric Co | 2953 | Mustang | OK | Canadian | GT5 | Natural Gas Fired Combustion Turbine | GT |  | S | X | X | OKGEMT10 | OKGEMT10 | 66 | 0.9 | 57 | 57 | 40 | N |  |  | OP | X | 12 | 2017 |  |  | N | Electric Utility | 1 | [11 empty] | N | N |  | 10M | [23 empty] | N | N | N | bar: X X X to DFO RC RC
Vintage2017 | natural gas peaker | TRUE | 14063 | Oklahoma Gas & Electric Co | 2953 | Mustang | OK | Canadian | GT6 | Natural Gas Fired Combustion Turbine | GT |  | S | X | X | OKGEMT11 | OKGEMT11 | 66 | 0.9 | 57 | 57 | 40 | N |  |  | OP | X | 12 | 2017 |  |  | N | Electric Utility | 1 | [11 empty] | N | N |  | 10M | [23 empty] | N | N | N | bar: X X X to DFO RC RC
Vintage2017 | natural gas peaker | TRUE | 14063 | Oklahoma Gas & Electric Co | 2953 | Mustang | OK | Canadian | GT7 | Natural Gas Fired Combustion Turbine | GT |  | S | X | X | OKGEMT12 | OKGEMT12 | 66 | 0.9 | 57 | 57 | 40 | N |  |  | OP | X | 12 | 2017 |  |  | N | Electric Utility | 1 | [11 empty] | N | N |  | 10M | [23 empty] | N | N | N | bar: X X X to DFO RC RC
Vintage2015 | solar pv | TRUE | 14063 | Oklahoma Gas & Electric Co | 2953 | Mustang | OK | Canadian | SLR1 | Solar Photovoltaic | PV |  | S | X | X |  |  | 2.5 |  | 2.5 | 2.5 |  | N |  |  | OP | X | 8 | 2015 |  |  | N | Electric Utility | 1 | X X X: X; DFO RC RC: SUN | [9 empty] | N | [19 empty] | N
Vintage1971 | natural gas steam turbine | TRUE | 14063 | Oklahoma Gas & Electric Co | 2956 | Seminole | OK | Seminole | 1 | Natural Gas Steam Turbine | ST |  | S | X | X | OKGESM1 | OKGESM1 | 567 | 0.9 | 485 | 485 | 70 | N |  |  | OP | X | 3 | 1971 |  |  | N | Electric Utility | 1 | [11 empty] | N | N |  | OVER | [23 empty] | N | N | N | bar: X X X to DFO RC RC; DFO DFO DFO
Vintage1973 | natural gas steam turbine | TRUE | 14063 | Oklahoma Gas & Electric Co | 2956 | Seminole | OK | Seminole | 2 | Natural Gas Steam Turbine | ST |  | S | X | X | OKGESM2 | OKGESM2 | 567 | 0.9 | 500 | 500 | 70 | N |  |  | OP | X | 2 | 1973 |  |  | N | Electric Utility | 1 | [11 empty] | N | N |  | OVER | [23 empty] | N | N | N | bar: X X X to DFO RC RC; DFO DFO DFO
Vintage1975 | natural gas steam turbine | TRUE | 14063 | Oklahoma Gas & Electric Co | 2956 | Seminole | OK | Seminole | 3 | Natural Gas Steam Turbine | ST |  | S | X | X | OKGESM3 | OKGESM3 | 567 | 0.9 | 498 | 498 | 70 | N |  |  | OP | X | 6 | 1975 |  |  | N | Electric Utility | 1 | [11 empty] | N | N |  | OVER | [23 empty] | N | N | N | bar: X X X to DFO RC RC; DFO DFO DFO
Vintage1961 | natural gas combined cycle | TRUE | 15474 | Public Service Co of Oklahoma | 2963 | Northeastern | OK | Rogers | 1 | Natural Gas Fired Combined Cycle | CA | NE1S | S | N | X |  |  | 170 | 0.85 | 146 | 161 | 140 | N |  |  | OP | X | 4 | 1961 |  |  | N | Electric Utility | 1 | [11 empty] | N | N |  | 12H |  | N | [21 empty] | N | N | bar: X X X to DFO RC RC; DFO DFO DFO
Vintage2001 | natural gas combined cycle | TRUE | 15474 | Public Service Co of Oklahoma | 2963 | Northeastern | OK | Rogers | 1A | Natural Gas Fired Combined Cycle | CT | NE1S | S | X | Y |  |  | 178.5 | 0.85 | 149 | 165 | 95 | N |  |  | OP | X | 8 | 2001 |  |  | N | Electric Utility | 1 | [11 empty] | N | N |  | 12H | [23 empty] | N | N | bar: X X X to DFO RC RC; DFO DFO DFO
Vintage2001 | natural gas combined cycle | TRUE | 15474 | Public Service Co of Oklahoma | 2963 | Northeastern | OK | Rogers | 1B | Natural Gas Fired Combined Cycle | CT | NE1S | S | X | Y |  |  | 178.5 | 0.85 | 149 | 165 | 95 | N |  |  | OP | X | 8 | 2001 |  |  | N | Electric Utility | 1 | [11 empty] | N | N |  | 12H | [23 empty] | N | N | bar: X X X to DFO RC RC; DFO DFO DFO
Vintage1970 | natural gas steam turbine | TRUE | 15474 | Public Service Co of Oklahoma | 2963 | Northeastern | OK | Rogers | 2 | Natural Gas Steam Turbine | ST |  | S | X | X |  |  | 473 | 0.9 | 434 | 434 | 150 | N |  |  | OP | X | 5 | 1970 |  |  | N | Electric Utility | 1 | [12 empty] | N |  | OVER | [23 empty] | N |  | N | bar: X X X to DFO RC RC; DFO DFO DFO
Vintage1979 | hard coal | TRUE | 15474 | Public Service Co of Oklahoma | 2963 | Northeastern | OK | Rogers | 3 | Conventional Steam Coal | ST |  | S | X | X |  |  | 473 | 0.9 | 460 | 460 | 250 | N |  |  | OP | X | 12 | 1979 |  |  | N | Electric Utility | 1 | X X X: X; DFO RC RC: SUB; DFO SUB SUB: NG; DFO DFO DFO: NG |  |  | N | N |  | OVER |  | Y |  |  | N | Y | [17 empty] | Y | Y | N
Vintage1980 | petroleum | TRUE | 15474 | Public Service Co of Oklahoma | 2963 | Northeastern | OK | Rogers | IC1 | Petroleum Liquids | IC |  | S | X | X |  |  | 4.5 | 0.9 | 4 | 4 | 2.5 | N |  |  | OP | X | 12 | 1980 |  |  | N | Electric Utility | 1 | X X X: X; DFO RC RC: DFO |  |  | N | N |  | 10M | [23 empty] | N
Vintage1952 | natural gas steam turbine | TRUE | 15474 | Public Service Co of Oklahoma | 2964 | Southwestern | OK | Caddo | 1 | Natural Gas Steam Turbine | ST |  | S | X | X |  |  | 84 | 0.95 | 56 | 56 | 20 | N |  |  | OP | X | 7 | 1952 | 6 | 2023 | N | Electric Utility | 1 | [11 empty] | N | N |  | 12H | [23 empty] | N | N | N | bar: X X X to DFO RC RC; DFO DFO DFO
Vintage1954 | natural gas steam turbine | TRUE | 15474 | Public Service Co of Oklahoma | 2964 | Southwestern | OK | Caddo | 2 | Natural Gas Steam Turbine | ST |  | S | X | X |  |  | 84 | 0.95 | 78 | 78 | 10 | N |  |  | OP | X | 3 | 1954 |  |  | N | Electric Utility | 1 | [11 empty] | N | N |  | 12H | [23 empty] | N | N | N | bar: X X X to DFO RC RC; DFO DFO DFO
Vintage1967 | natural gas steam turbine | TRUE | 15474 | Public Service Co of Oklahoma | 2964 | Southwestern | OK | Caddo | 3 | Natural Gas Steam Turbine | ST |  | S | X | X |  |  | 315 | 0.9 | 295 | 295 | 25 | N |  |  | OP | X | 7 | 1967 |  |  | N | Electric Utility | 1 | [11 empty] | N | N |  | OVER | [23 empty] | N | N | N | bar: X X X to DFO RC RC; DFO DFO DFO
Vintage2008 | natural gas peaker | TRUE | 15474 | Public Service Co of Oklahoma | 2964 | Southwestern | OK | Caddo | 4 | Natural Gas Fired Combustion Turbine | GT |  | S | X | X |  |  | 86.5 | 0.85 | 76 | 85 | 51 | N |  |  | OP | X | 2 | 2008 |  |  | N | Electric Utility | 1 | [11 empty] | N | N |  | 1H | [23 empty] | N | N | N | bar: X X X to DFO RC RC
Vintage2008 | natural gas peaker | TRUE | 15474 | Public Service Co of Oklahoma | 2964 | Southwestern | OK | Caddo | 5 | Natural Gas Fired Combustion Turbine | GT |  | S | X | X |  |  | 86.5 | 0.85 | 76 | 85 | 51 | N |  |  | OP | X | 2 | 2008 |  |  | N | Electric Utility | 1 | [11 empty] | N | N |  | 1H | [23 empty] | N | N | N | bar: X X X to DFO RC RC
Vintage1966 | petroleum | TRUE | 15474 | Public Service Co of Oklahoma | 2964 | Southwestern | OK | Caddo | IC1 | Petroleum Liquids | IC |  | S | X | X |  |  | 2 | 0.8 | 2 | 2 | 1.8 | N |  |  | OS | X | 5 | 1966 |  |  | N | Electric Utility | 1 | X X X: X; DFO RC RC: DFO |  |  |  | N |  | 1H | [23 empty] | N
Vintage1956 | natural gas steam turbine | TRUE | 15474 | Public Service Co of Oklahoma | 2965 | Tulsa | OK | Tulsa | 2 | Natural Gas Steam Turbine | ST |  | S | X | X |  |  | 170 | 0.85 | 164 | 164 | 13 | N |  |  | OP | X | 11 | 1956 |  |  | N | Electric Utility | 1 | X X X: X; DFO RC RC: NG; DFO SUB SUB: DFO; DFO DFO DFO: NG |  |  | N | N |  | OVER | [23 empty] | N |  | N
Vintage1958 | natural gas steam turbine | TRUE | 15474 | Public Service Co of Oklahoma | 2965 | Tulsa | OK | Tulsa | 4 | Natural Gas Steam Turbine | ST |  | S | X | X |  |  | 170 | 0.85 | 158 | 158 | 13 | N |  |  | OP | X | 4 | 1958 |  |  | N | Electric Utility | 1 | X X X: X; DFO RC RC: NG; DFO SUB SUB: DFO; DFO DFO DFO: NG |  |  | N | N |  | OVER | [23 empty] | N |  | N
Vintage1967 | petroleum | TRUE | 15474 | Public Service Co of Oklahoma | 2965 | Tulsa | OK | Tulsa | IC1 | Petroleum Liquids | IC |  | S | X | X |  |  | 8.2 | 0.8 | 8.3 | 8.3 | 8.3 | N |  |  | OP | X | 4 | 1967 |  |  | N | Electric Utility | 1 | X X X: X; DFO RC RC: DFO |  |  | N | N |  | OVER | [23 empty] | N
Vintage1975 | natural gas peaker | TRUE | 15474 | Public Service Co of Oklahoma | 2966 | Weleetka | OK | Okfuskee | 4 | Natural Gas Fired Combustion Turbine | GT |  | S | X | X |  |  | 53 | 0.9 | 55 | 66 | 50 | N |  |  | OP | X | 7 | 1975 | 1 | 2025 | N | Electric Utility | 1 | X X X: X; DFO RC RC: NG; DFO SUB SUB: DFO |  |  | N | N |  | 1H | [23 empty] | N | N | N
Vintage1976 | natural gas peaker | TRUE | 15474 | Public Service Co of Oklahoma | 2966 | Weleetka | OK | Okfuskee | 5 | Natural Gas Fired Combustion Turbine | GT |  | S | X | X |  |  | 53 | 0.9 | 53 | 66 | 50 | N |  |  | OP | X | 9 | 1976 | 1 | 2025 | N | Electric Utility | 1 | X X X: X; DFO RC RC: NG; DFO SUB SUB: DFO |  |  | N | N |  | 1H | [23 empty] | N |  | N
Vintage1963 | petroleum | TRUE | 15474 | Public Service Co of Oklahoma | 2966 | Weleetka | OK | Okfuskee | IC1 | Petroleum Liquids | IC |  | S | X | X |  |  | 4 | 0.9 | 4 | 4 | 4 | N |  |  | OP | X | 10 | 1963 |  |  | N | Electric Utility | 1 | X X X: X; DFO RC RC: DFO |  |  | N |  |  | 12H | [23 empty] | N |  | N
Vintage1956 | petroleum | TRUE | 4667 | City of Cushing - (OK) | 2975 | Cushing | OK | Payne | 1 | Petroleum Liquids | IC |  | S | X | X |  |  | 2.5 | 0.8 | 1.8 | 1.8 | 1.6 | N |  |  | OP | X | 6 | 1956 |  |  | N | Electric Utility | 1 | X X X: X; DFO RC RC: DFO; DFO SUB SUB: NG |  |  | N | N |  | 10M | [23 empty] | Y | Y | N
Vintage1972 | petroleum | TRUE | 4667 | City of Cushing - (OK) | 2975 | Cushing | OK | Payne | 10 | Petroleum Liquids | IC |  | S | X | X |  |  | 4.5 | 0.8 | 4 | 4 | 2 | N |  |  | OP | X | 12 | 1972 |  |  | N | Electric Utility | 1 | X X X: X; DFO RC RC: DFO; DFO SUB SUB: NG |  |  | N | N |  | 10M | [23 empty] | Y | Y | N
Vintage1988 | petroleum | TRUE | 4667 | City of Cushing - (OK) | 2975 | Cushing | OK | Payne | 11 | Petroleum Liquids | IC |  | S | X | X |  |  | 6.3 | 0.8 | 6.3 | 6.3 | 3.5 | N |  |  | OP | X | 6 | 1988 |  |  | N | Electric Utility | 1 | X X X: X; DFO RC RC: DFO; DFO SUB SUB: NG |  |  | N | N |  | 10M | [23 empty] | Y | Y | N
Vintage1949 | petroleum | TRUE | 4667 | City of Cushing - (OK) | 2975 | Cushing | OK | Payne | 2 | Petroleum Liquids | IC |  | S | X | X |  |  | 1 | 0.8 | 0.8 | 0.8 | 0.6 | N |  |  | OP | X | 6 | 1949 |  |  | N | Electric Utility | 1 | X X X: X; DFO RC RC: DFO; DFO SUB SUB: NG |  |  | N | N |  | 10M | [23 empty] | Y | Y | N
Vintage1936 | petroleum | TRUE | 4667 | City of Cushing - (OK) | 2975 | Cushing | OK | Payne | 3 | Petroleum Liquids | IC |  | S | X | X |  |  | 0.5 | 0.8 | 0.4 | 0.4 | 0.3 | N |  |  | OP | X | 6 | 1936 |  |  | N | Electric Utility | 1 | X X X: X; DFO RC RC: DFO; DFO SUB SUB: NG |  |  | N | N |  | 10M | [23 empty] | Y | Y | N
Vintage1936 | petroleum | TRUE | 4667 | City of Cushing - (OK) | 2975 | Cushing | OK | Payne | 4 | Petroleum Liquids | IC |  | S | X | X |  |  | 0.5 | 0.8 | 0.4 | 0.4 | 0.3 | N |  |  | OP | X | 8 | 1936 |  |  | N | Electric Utility | 1 | X X X: X; DFO RC RC: DFO; DFO SUB SUB: NG |  |  | N | N |  | 10M | [23 empty] | Y | Y | N
Vintage1936 | petroleum | TRUE | 4667 | City of Cushing - (OK) | 2975 | Cushing | OK | Payne | 5 | Petroleum Liquids | IC |  | S | X | X |  |  | 0.5 | 0.8 | 0.4 | 0.4 | 0.3 | N |  |  | OP | X | 6 | 1936 |  |  | N | Electric Utility | 1 | X X X: X; DFO RC RC: DFO; DFO SUB SUB: NG |  |  | N | N |  | 10M | [23 empty] | Y | Y | N
Vintage1939 | petroleum | TRUE | 4667 | City of Cushing - (OK) | 2975 | Cushing | OK | Payne | 6 | Petroleum Liquids | IC |  | S | X | X |  |  | 0.8 | 0.8 | 0.6 | 0.6 | 0.6 | N |  |  | OP | X | 7 | 1939 |  |  | N | Electric Utility | 1 | X X X: X; DFO RC RC: DFO; DFO SUB SUB: NG |  |  | N | N |  | 10M | [23 empty] | Y | Y | N
Vintage1956 | petroleum | TRUE | 4667 | City of Cushing - (OK) | 2975 | Cushing | OK | Payne | 7 | Petroleum Liquids | IC |  | S | X | X |  |  | 2.5 | 0.8 | 1.9 | 1.9 | 1.9 | N |  |  | OP | X | 6 | 1956 |  |  | N | Electric Utility | 1 | X X X: X; DFO RC RC: DFO; DFO SUB SUB: NG |  |  | N | N |  | 10M | [23 empty] | Y | Y | N
Vintage1956 | petroleum | TRUE | 4667 | City of Cushing - (OK) | 2975 | Cushing | OK | Payne | 8 | Petroleum Liquids | IC |  | S | X | X |  |  | 2.5 | 0.8 | 1.9 | 1.9 | 1.9 | N |  |  | OP | X | 6 | 1956 |  |  | N | Electric Utility | 1 | X X X: X; DFO RC RC: DFO; DFO SUB SUB: NG |  |  | N | N |  | 10M | [23 empty] | Y | Y | N
Vintage1965 | petroleum | TRUE | 4667 | City of Cushing - (OK) | 2975 | Cushing | OK | Payne | 9 | Petroleum Liquids | IC |  | S | X | X |  |  | 3 | 0.8 | 2.7 | 2.7 | 2.2 | N |  |  | OP | X | 2 | 1965 |  |  | N | Electric Utility | 1 | X X X: X; DFO RC RC: DFO; DFO SUB SUB: NG |  |  | N | N |  | 10M | [23 empty] | Y | Y | N
Vintage1964 | hydro | TRUE | 7490 | Grand River Dam Authority | 2980 | Markham | OK | Mayes | 1 | Conventional Hydroelectric | HY |  | S | X | X | GRDAKERR_HYDUN1 | GRDAKERR_HYDUN1_RA | 32.1 | 0.93 | 32 | 32 | 18 | N |  |  | OP | X | 5 | 1964 |  |  | N | Electric Utility | 1 | X X X: X; DFO RC RC: WAT |  |  | N | N | 0 | 10M | [20 empty] | N |  |  | N
Vintage1964 | hydro | TRUE | 7490 | Grand River Dam Authority | 2980 | Markham | OK | Mayes | 2 | Conventional Hydroelectric | HY |  | S | X | X | GRDAKERR_HYDUN2 | GRDAKERR_HYDUN2_RA | 32.1 | 0.93 | 32 | 32 | 18 | N |  |  | OP | X | 5 | 1964 |  |  | N | Electric Utility | 1 | X X X: X; DFO RC RC: WAT |  |  | N | N | 0 | 10M | [20 empty] | N |  |  | N
Vintage1964 | hydro | TRUE | 7490 | Grand River Dam Authority | 2980 | Markham | OK | Mayes | 3 | Conventional Hydroelectric | HY |  | S | X | X | GRDAKERR_HYDUN3 | GRDAKERR_HYDUN3_RA | 32.1 | 0.93 | 32 | 32 | 18 | N |  |  | OP | X | 5 | 1964 |  |  | N | Electric Utility | 1 | X X X: X; DFO RC RC: WAT |  |  | N | N | 0 | 10M | [20 empty] | N |  |  | N
Vintage1964 | hydro | TRUE | 7490 | Grand River Dam Authority | 2980 | Markham | OK | Mayes | 4 | Conventional Hydroelectric | HY |  | S | X | X | GRDAKERR_HYDUN4 | GRDAKERR_HYDUN4_RA | 32.1 | 0.93 | 32 | 32 | 18 | N |  |  | OP | X | 5 | 1964 |  |  | N | Electric Utility | 1 | X X X: X; DFO RC RC: WAT |  |  | N | N | 0 | 10M | [20 empty] | N |  |  | N
Vintage1940 | hydro | TRUE | 7490 | Grand River Dam Authority | 2981 | Pensacola | OK | Mayes | 1 | Conventional Hydroelectric | HY |  | S | X | X | GRDAPENSA1UN1 | GRDAPENSA1UN1_RA | 21.6 | 0.9 | 18.6 | 21 | 5 | N |  |  | OP | X | 8 | 1940 |  |  | N | Electric Utility | 1 | X X X: X; DFO RC RC: WAT |  |  | N | N | 0 | 10M | [20 empty] | N |  |  | N
Vintage1940 | hydro | TRUE | 7490 | Grand River Dam Authority | 2981 | Pensacola | OK | Mayes | 2 | Conventional Hydroelectric | HY |  | S | X | X | GRDAPENSA1UN2 | GRDAPENSA1UN2_RA | 21.6 | 0.9 | 18.2 | 21 | 5 | N |  |  | OP | X | 8 | 1940 |  |  | N | Electric Utility | 1 | X X X: X; DFO RC RC: WAT |  |  | N | N | 0 | 10M | [20 empty] | N |  |  | N
Vintage1940 | hydro | TRUE | 7490 | Grand River Dam Authority | 2981 | Pensacola | OK | Mayes | 3 | Conventional Hydroelectric | HY |  | S | X | X | GRDAPENSA1UN3 | GRDAPENSA1UN3_RA | 21.6 | 0.9 | 18.3 | 21 | 5 | N |  |  | OP | X | 8 | 1940 |  |  | N | Electric Utility | 1 | X X X: X; DFO RC RC: WAT |  |  | N | N | 0 | 10M | [20 empty] | N |  |  | N
Vintage1940 | hydro | TRUE | 7490 | Grand River Dam Authority | 2981 | Pensacola | OK | Mayes | 4 | Conventional Hydroelectric | HY |  | S | X | X | GRDAPENSA1UN4 | GRDAPENSA1UN4_RA | 21.6 | 0.9 | 18.6 | 21 | 5 | N |  |  | OP | X | 8 | 1940 |  |  | N | Electric Utility | 1 | X X X: X; DFO RC RC: WAT |  |  | N | N | 0 | 10M | [20 empty] | N |  |  | N
Vintage1946 | hydro | TRUE | 7490 | Grand River Dam Authority | 2981 | Pensacola | OK | Mayes | 5 | Conventional Hydroelectric | HY |  | S | X | X | GRDAPENSA1UN5 | GRDAPENSA1UN5_RA | 21.6 | 0.9 | 18.1 | 21 | 5 | N |  |  | OP | X | 8 | 1946 |  |  | N | Electric Utility | 1 | X X X: X; DFO RC RC: WAT |  |  | N | N | 0 | 10M | [20 empty] | N |  |  | N
Vintage1946 | hydro | TRUE | 7490 | Grand River Dam Authority | 2981 | Pensacola | OK | Mayes | 6 | Conventional Hydroelectric | HY |  | S | X | X | GRDAPENSA1UN6 | GRDAPENSA1UN6_RA | 21.6 | 0.9 | 18.4 | 21 | 5 | N |  |  | OP | X | 8 | 1946 |  |  | N | Electric Utility | 1 | X X X: X; DFO RC RC: WAT |  |  | N | N | 0 | 10M | [20 empty] | N |  |  | N
Vintage1940 | hydro | TRUE | 7490 | Grand River Dam Authority | 2981 | Pensacola | OK | Mayes | A | Conventional Hydroelectric | HY |  | S | X | X |  |  | 0.5 | 0.8 | 0.5 | 0.5 | 0.5 | N |  |  | OS | X | 8 | 1940 |  |  | N | Electric Utility | 1 | X X X: X; DFO RC RC: WAT |  |  | N | N | 0 | 10M | [20 empty] | N |  |  | N
Vintage1968 | other | TRUE | 7490 | Grand River Dam Authority | 2982 | Salina | OK | Mayes | 1 | Hydroelectric Pumped Storage | PS |  | S | X | X | GRDASALINA1UN1 | GRDASALINA1UN1_RA | 43.2 | 0.9 | 43 | 43 | 14 | N |  |  | OP | X | 5 | 1968 |  |  | N | Electric Utility | 1 | X X X: X; DFO RC RC: WAT |  |  | N | N |  | 10M | [7 empty] | 6 | 6 | 1 | 2025 | [9 empty] | N |  |  | N
Vintage1968 | other | TRUE | 7490 | Grand River Dam Authority | 2982 | Salina | OK | Mayes | 2 | Hydroelectric Pumped Storage | PS |  | S | X | X | GRDASALINA1UN2 | GRDASALINA1UN2_RA | 43.2 | 0.9 | 43 | 43 | 14 | N |  |  | OP | X | 5 | 1968 |  |  | N | Electric Utility | 1 | X X X: X; DFO RC RC: WAT |  |  | N | N | 0 | 10M | [7 empty] | 6 | 6 | 6 | 2025 | [9 empty] | N |  |  | N
Vintage1968 | other | TRUE | 7490 | Grand River Dam Authority | 2982 | Salina | OK | Mayes | 3 | Hydroelectric Pumped Storage | PS |  | S | X | X | GRDASALINA1UN3 | GRDASALINA1UN3_RA | 43.2 | 0.9 | 43 | 43 | 14 | N |  |  | OP | X | 5 | 1968 |  |  | N | Electric Utility | 1 | X X X: X; DFO RC RC: WAT |  |  | N | N | 0 | 10M | [7 empty] | 6 | 6 | 1 | 2026 | [9 empty] | N |  |  | N
Vintage1971 | other | TRUE | 7490 | Grand River Dam Authority | 2982 | Salina | OK | Mayes | 4 | Hydroelectric Pumped Storage | PS |  | S | X | X | GRDASALINA1UN4 | GRDASALINA1UN4_RA | 43.2 | 0.9 | 43 | 43 | 14 | N |  |  | OP | X | 5 | 1971 |  |  | N | Electric Utility | 1 | X X X: X; DFO RC RC: WAT |  |  | N | N |  | 10M | [7 empty] | 6 | 6 | 6 | 2026 | [9 empty] | N |  |  | N
Vintage1971 | other | TRUE | 7490 | Grand River Dam Authority | 2982 | Salina | OK | Mayes | 5 | Hydroelectric Pumped Storage | PS |  | S | X | X | GRDASALINA1UN5 | GRDASALINA1UN5_RA | 43.2 | 0.9 | 43 | 43 | 14 | N |  |  | OP | X | 5 | 1971 |  |  | N | Electric Utility | 1 | X X X: X; DFO RC RC: WAT |  |  | N | N |  | 10M | [20 empty] | N |  |  | N
Vintage1971 | other | TRUE | 7490 | Grand River Dam Authority | 2982 | Salina | OK | Mayes | 6 | Hydroelectric Pumped Storage | PS |  | S | X | X | GRDASALINA1UN6 | GRDASALINA1UN6_RA | 43.2 | 0.9 | 43 | 43 | 14 | N |  |  | OP | X | 5 | 1971 |  |  | N | Electric Utility | 1 | X X X: X; DFO RC RC: WAT |  |  | N | N | 0 | 10M | [20 empty] | N |  |  | N
Vintage1968 | hydro | TRUE | 27470 | USCE-Tulsa District | 2984 | Keystone Dam | OK | Tulsa | 1 | Conventional Hydroelectric | HY |  | S | X | X |  |  | 35 | 0.95 | 40 | 40 | 25 | N |  |  | OA | X | 5 | 1968 |  |  | N | Electric Utility | 1 | X X X: X; DFO RC RC: WAT |  |  | N | N |  | 1H | [23 empty] | N
Vintage1968 | hydro | TRUE | 27470 | USCE-Tulsa District | 2984 | Keystone Dam | OK | Tulsa | 2 | Conventional Hydroelectric | HY |  | S | X | X |  |  | 35 | 0.95 | 40 | 40 | 25 | N |  |  | OP | X | 5 | 1968 |  |  | N | Electric Utility | 1 | X X X: X; DFO RC RC: WAT |  |  | N | N |  | 1H | [23 empty] | N
Vintage1971 | hydro | TRUE | 27470 | USCE-Tulsa District | 2985 | Robert S Kerr | OK | Sequoyah | 1 | Conventional Hydroelectric | HY |  | S | X | X |  |  | 27.5 | 0.95 | 28 | 28 | 10 | N |  |  | OP | X | 10 | 1971 |  |  | N | Electric Utility | 1 | X X X: X; DFO RC RC: WAT |  |  | N | N |  | 1H | [7 empty] | 6 | 6 | 12 | 2025
Vintage1971 | hydro | TRUE | 27470 | USCE-Tulsa District | 2985 | Robert S Kerr | OK | Sequoyah | 2 | Conventional Hydroelectric | HY |  | S | X | X |  |  | 27.5 | 0.95 | 26 | 26 | 10 | N |  |  | OP | X | 7 | 1971 |  |  | N | Electric Utility | 1 | X X X: X; DFO RC RC: WAT |  |  | N | N |  | 1H | [7 empty] | 8 | 8 | 12 | 2025
Vintage1971 | hydro | TRUE | 27470 | USCE-Tulsa District | 2985 | Robert S Kerr | OK | Sequoyah | 3 | Conventional Hydroelectric | HY |  | S | X | X |  |  | 27.5 | 0.95 | 31.6 | 31.6 | 10 | N |  |  | OS | X | 9 | 1971 |  |  | N | Electric Utility | 1 | X X X: X; DFO RC RC: WAT |  |  | N | N |  | 1H | [7 empty] | 6 | 6 | 12 | 2025
Vintage1971 | hydro | TRUE | 27470 | USCE-Tulsa District | 2985 | Robert S Kerr | OK | Sequoyah | 4 | Conventional Hydroelectric | HY |  | S | X | X |  |  | 27.5 | 0.95 | 20 | 20 | 10 | N |  |  | OP | X | 11 | 1971 |  |  | N | Electric Utility | 1 | X X X: X; DFO RC RC: WAT |  |  | N | N |  | 1H | [7 empty] | 14 | 14 | 12 | 2025
Vintage1965 | natural gas peaker | TRUE | 10320 | City of Kingfisher - (OK) | 2986 | Kingfisher | OK | Kingfisher | 3 | Natural Gas Internal Combustion Engine | IC |  | S | X | X |  |  | 2.8 | 0.8 | 2.9 | 2.9 | 2.5 | N |  |  | OP | X | 1 | 1965 |  |  | N | Electric Utility | 1 | X X X: X; DFO RC RC: NG; DFO SUB SUB: DFO |  |  | N | N |  | 1H | [23 empty] | Y | N | Y
Vintage1959 | natural gas peaker | TRUE | 10320 | City of Kingfisher - (OK) | 2986 | Kingfisher | OK | Kingfisher | 4 | Natural Gas Internal Combustion Engine | IC |  | S | X | X |  |  | 1.3 | 0.8 | 1.2 | 1.2 | 1 | N |  |  | OP | X | 1 | 1959 |  |  | N | Electric Utility | 1 | X X X: X; DFO RC RC: NG; DFO SUB SUB: DFO |  |  | N | N |  | 1H | [23 empty] | Y | N | Y
Vintage1970 | natural gas peaker | TRUE | 10320 | City of Kingfisher - (OK) | 2986 | Kingfisher | OK | Kingfisher | 5 | Natural Gas Internal Combustion Engine | IC |  | S | X | X |  |  | 3.1 | 0.8 | 3 | 3 | 2.5 | N |  |  | OP | X | 1 | 1970 |  |  | N | Electric Utility | 1 | X X X: X; DFO RC RC: NG; DFO SUB SUB: DFO |  |  | N | N |  | 1H | [23 empty] | Y | N | Y
Vintage1954 | natural gas peaker | TRUE | 10320 | City of Kingfisher - (OK) | 2986 | Kingfisher | OK | Kingfisher | IC1 | Natural Gas Internal Combustion Engine | IC |  | S | X | X |  |  | 1.1 | 0.8 | 1 | 1 | 1 | N |  |  | OP | X | 1 | 1954 |  |  | N | Electric Utility | 1 | X X X: X; DFO RC RC: NG; DFO SUB SUB: DFO |  |  | N | N |  | 1H | [23 empty] | Y | N | Y
Vintage1954 | natural gas peaker | TRUE | 10320 | City of Kingfisher - (OK) | 2986 | Kingfisher | OK | Kingfisher | IC2 | Natural Gas Internal Combustion Engine | IC |  | S | X | X |  |  | 0.8 | 0.8 | 0.6 | 0.6 | 0.6 | N |  |  | OP | X | 1 | 1954 |  |  | N | Electric Utility | 1 | X X X: X; DFO RC RC: NG; DFO SUB SUB: DFO |  |  | N | N |  | 1H | [23 empty] | Y | N | Y
Vintage1973 | hydro | TRUE | 27470 | USCE-Tulsa District | 2987 | Webbers Falls | OK | Muskogee | 1 | Conventional Hydroelectric | HY |  | S | X | X |  |  | 25 | 0.95 | 25 | 25 | 7 | N |  |  | OS | X | 8 | 1973 |  |  | N | Electric Utility | 1 | X X X: X; DFO RC RC: WAT |  |  | N | N |  | 1H | [23 empty] | N
Vintage1973 | hydro | TRUE | 27470 | USCE-Tulsa District | 2987 | Webbers Falls | OK | Muskogee | 2 | Conventional Hydroelectric | HY |  | S | X | X |  |  | 25 | 0.95 | 25 | 25 | 7 | N |  |  | OP | X | 9 | 1973 |  |  | N | Electric Utility | 1 | X X X: X; DFO RC RC: WAT |  |  | N | N |  | 1H | [23 empty] | N
Vintage1973 | hydro | TRUE | 27470 | USCE-Tulsa District | 2987 | Webbers Falls | OK | Muskogee | 3 | Conventional Hydroelectric | HY |  | S | X | X |  |  | 25 | 0.95 | 25 | 25 | 7 | N |  |  | OP | X | 11 | 1973 |  |  | N | Electric Utility | 1 | X X X: X; DFO RC RC: WAT |  |  | N | N |  | 1H | [23 empty] | N
Vintage1946 | natural gas peaker | TRUE | 11566 | City of Mangum - (OK) | 2991 | Mangum | OK | Greer | 1 | Natural Gas Internal Combustion Engine | IC |  | S | X | X |  |  | 1.1 | 0.8 | 0.9 | 0.9 | 0.5 | N |  |  | OS | X | 1 | 1946 |  |  | N | Electric Utility | 1 | X X X: X; DFO RC RC: NG; DFO SUB SUB: DFO |  |  | N | N |  | 1H | [23 empty] | Y | N | Y
Vintage1956 | natural gas peaker | TRUE | 11566 | City of Mangum - (OK) | 2991 | Mangum | OK | Greer | 4 | Natural Gas Internal Combustion Engine | IC |  | S | X | X |  |  | 1.5 | 0.8 | 1.2 | 1.2 | 0.6 | N |  |  | OP | X | 1 | 1956 |  |  | N | Electric Utility | 1 | X X X: X; DFO RC RC: NG; DFO SUB SUB: DFO |  |  | N | N |  | 1H | [23 empty] | Y | N | Y
Vintage1963 | natural gas peaker | TRUE | 11566 | City of Mangum - (OK) | 2991 | Mangum | OK | Greer | 5 | Natural Gas Internal Combustion Engine | IC |  | S | X | X |  |  | 2 | 0.8 | 1.7 | 1.7 | 0.6 | N |  |  | OP | X | 7 | 1963 |  |  | N | Electric Utility | 1 | X X X: X; DFO RC RC: NG; DFO SUB SUB: DFO |  |  | N | N |  | 1H | [23 empty] | Y | N | Y
Vintage1969 | natural gas peaker | TRUE | 11566 | City of Mangum - (OK) | 2991 | Mangum | OK | Greer | 6 | Natural Gas Internal Combustion Engine | IC |  | S | X | X |  |  | 2.1 | 0.8 | 1.6 | 1.6 | 0.8 | N |  |  | OP | X | 11 | 1969 |  |  | N | Electric Utility | 1 | X X X: X; DFO RC RC: NG; DFO SUB SUB: DFO |  |  | N | N |  | 1H | [23 empty] | Y | N | Y
Vintage1949 | petroleum | TRUE | 14582 | City of Pawhuska - (OK) | 2995 | Pawhuska | OK | Osage | 1 | Petroleum Liquids | IC |  | S | X | X |  |  | 1.4 | 0.9 | 1.1 | 1.1 | 0.3 | N |  |  | OS | X | 9 | 1949 |  |  | N | Electric Utility | 1 | X X X: X; DFO RC RC: DFO |  |  | N | N |  | 1H | [23 empty] | N | N | N
Vintage1954 | petroleum | TRUE | 14582 | City of Pawhuska - (OK) | 2995 | Pawhuska | OK | Osage | 2 | Petroleum Liquids | IC |  | S | X | X |  |  | 2 | 0.9 | 1.2 | 1.2 | 0.3 | N |  |  | OP | X | 8 | 1954 |  |  | N | Electric Utility | 1 | X X X: X; DFO RC RC: DFO |  |  | N | N |  | 1H | [23 empty] | N | N | N
Vintage1966 | petroleum | TRUE | 14582 | City of Pawhuska - (OK) | 2995 | Pawhuska | OK | Osage | 3 | Petroleum Liquids | IC |  | S | X | X |  |  | 3.1 | 0.9 | 2.5 | 2.5 | 0.3 | N |  |  | OP | X | 8 | 1966 |  |  | N | Electric Utility | 1 | X X X: X; DFO RC RC: DFO |  |  | N | N |  | 1H | [23 empty] | N | N | N
Vintage1960 | petroleum | TRUE | 14582 | City of Pawhuska - (OK) | 2995 | Pawhuska | OK | Osage | 5 | Petroleum Liquids | IC |  | S | X | X |  |  | 2.5 | 0.9 | 2 | 2 | 0.3 | N |  |  | OP | X | 9 | 1960 |  |  | N | Electric Utility | 1 | X X X: X; DFO RC RC: DFO |  |  | N | N |  | 1H | [23 empty] | N | N | N
Vintage2004 | petroleum | TRUE | 18125 | Stillwater Utilities Authority | 3000 | Boomer Lake Station | OK | Payne | 3 | Petroleum Liquids | IC |  | S | X | X |  |  | 2 | 0.8 | 2 | 2 | 0.1 | N |  |  | OP | X | 5 | 2004 |  |  | N | Electric Utility | 1 | X X X: X; DFO RC RC: DFO |  |  | N | N |  | 1H | [20 empty] | N |  |  | N | N | N
Vintage2004 | petroleum | TRUE | 18125 | Stillwater Utilities Authority | 3000 | Boomer Lake Station | OK | Payne | 4 | Petroleum Liquids | IC |  | S | X | X |  |  | 2 | 0.8 | 2 | 2 | 0.1 | N |  |  | OP | X | 5 | 2004 |  |  | N | Electric Utility | 1 | X X X: X; DFO RC RC: DFO |  |  | N | N |  | 1H | [23 empty] | N | N | N
Vintage2004 | petroleum | TRUE | 18125 | Stillwater Utilities Authority | 3000 | Boomer Lake Station | OK | Payne | 5 | Petroleum Liquids | IC |  | S | X | X |  |  | 2 | 0.8 | 2 | 2 | 0.1 | N |  |  | OP | X | 5 | 2004 |  |  | N | Electric Utility | 1 | X X X: X; DFO RC RC: DFO |  |  | N | N |  | 1H | [23 empty] | N | N | N
Vintage1953 | hydro | TRUE | 27470 | USCE-Tulsa District | 3003 | Fort Gibson | OK | Cherokee | 1 | Conventional Hydroelectric | HY |  | S | X | X |  |  | 11.2 | 0.95 | 12.9 | 12.9 | 4 | N |  |  | OP | X | 3 | 1953 |  |  | N | Electric Utility | 1 | X X X: X; DFO RC RC: WAT |  |  | N | N |  | 1H
Vintage1953 | hydro | TRUE | 27470 | USCE-Tulsa District | 3003 | Fort Gibson | OK | Cherokee | 2 | Conventional Hydroelectric | HY |  | S | X | X |  |  | 11.2 | 0.95 | 12.9 | 12.9 | 4 | N |  |  | OP | X | 3 | 1953 |  |  | N | Electric Utility | 1 | X X X: X; DFO RC RC: WAT |  |  | N | N |  | 1H
Vintage1953 | hydro | TRUE | 27470 | USCE-Tulsa District | 3003 | Fort Gibson | OK | Cherokee | 3 | Conventional Hydroelectric | HY |  | S | X | X |  |  | 11.2 | 0.95 | 12.9 | 12.9 | 4 | N |  |  | OP | X | 5 | 1953 |  |  | N | Electric Utility | 1 | X X X: X; DFO RC RC: WAT |  |  | N | N |  | 1H
Vintage1953 | hydro | TRUE | 27470 | USCE-Tulsa District | 3003 | Fort Gibson | OK | Cherokee | 4 | Conventional Hydroelectric | HY |  | S | X | X |  |  | 11.2 | 0.95 | 12.5 | 12.5 | 4 | N |  |  | OP | X | 9 | 1953 |  |  | N | Electric Utility | 1 | X X X: X; DFO RC RC: WAT |  |  | N | N |  | 1H
Vintage1953 | hydro | TRUE | 27470 | USCE-Tulsa District | 3004 | Tenkiller Ferry | OK | Sequoyah | 1 | Conventional Hydroelectric | HY |  | S | X | X |  |  | 19.5 | 0.95 | 21 | 21 | 8 | N |  |  | OP | X | 11 | 1953 |  |  | N | Electric Utility | 1 | X X X: X; DFO RC RC: WAT |  |  | N | N |  | 1H
Vintage1953 | hydro | TRUE | 27470 | USCE-Tulsa District | 3004 | Tenkiller Ferry | OK | Sequoyah | 2 | Conventional Hydroelectric | HY |  | S | X | X |  |  | 19.5 | 0.95 | 21 | 21 | 8 | N |  |  | OP | X | 12 | 1953 |  |  | N | Electric Utility | 1 | X X X: X; DFO RC RC: WAT |  |  | N | N |  | 1H
Vintage1953 | natural gas steam turbine | TRUE | 20447 | Western Farmers Elec Coop, Inc | 3006 | Anadarko Plant | OK | Caddo | 1 | Natural Gas Steam Turbine | ST |  | S | X | X | WFEC_ANA_STEAM_PLANT1 | WFEC_ANA_STEAM_PLANT1 | 17.3 | 0.85 | 12 | 12 | 6 | N |  |  | SB | Y | 8 | 1953 |  |  | N | Electric Utility | 1 | [11 empty] | N | N |  | OVER | [23 empty] | N | N | N | bar: X X X to DFO RC RC; DFO DFO DFO
Vintage2009 | natural gas peaker | TRUE | 20447 | Western Farmers Elec Coop, Inc | 3006 | Anadarko Plant | OK | Caddo | 10 | Natural Gas Fired Combustion Turbine | GT |  | S | X | X | WFEC_ANA_ORME_10 | WFEC_ANA_ORME_10 | 45 | 0.85 | 45 | 45 | 15 | N |  |  | OP | X | 6 | 2009 |  |  | N | Electric Utility | 1 | [11 empty] | N | N |  | 10M | [23 empty] | N | N | N | bar: X X X to DFO RC RC; DFO DFO DFO
Vintage2009 | natural gas peaker | TRUE | 20447 | Western Farmers Elec Coop, Inc | 3006 | Anadarko Plant | OK | Caddo | 11 | Natural Gas Fired Combustion Turbine | GT |  | S | X | X | WFEC_ANA_ORME_11 | WFEC_ANA_ORME_11 | 45 | 0.85 | 45 | 45 | 15 | N |  |  | OP | X | 6 | 2009 |  |  | N | Electric Utility | 1 | [11 empty] | N | N |  | 10M | [23 empty] | N | N | N | bar: X X X to DFO RC RC; DFO DFO DFO
Vintage1953 | natural gas steam turbine | TRUE | 20447 | Western Farmers Elec Coop, Inc | 3006 | Anadarko Plant | OK | Caddo | 2 | Natural Gas Steam Turbine | ST |  | S | X | X | WFEC_ANA_STEAM_PLANT2 | WFEC_ANA_STEAM_PLANT2 | 17.3 | 0.9 | 12 | 12 | 6 | N |  |  | SB | Y | 8 | 1953 |  |  | N | Electric Utility | 1 | [11 empty] | N | N |  | OVER | [23 empty] | N | N | N | bar: X X X to DFO RC RC; DFO DFO DFO
Vintage1959 | natural gas steam turbine | TRUE | 20447 | Western Farmers Elec Coop, Inc | 3006 | Anadarko Plant | OK | Caddo | 3 | Natural Gas Steam Turbine | ST |  | S | X | X | WFEC_ANA_STEAM_PLANT3 | WFEC_ANA_STEAM_PLANT3 | 50 | 0.85 | 44 | 44 | 15 | N |  |  | SB | Y | 8 | 1959 |  |  | N | Electric Utility | 1 | [11 empty] | N | N |  | OVER | [23 empty] | N | N | N | bar: X X X to DFO RC RC; DFO DFO DFO
Vintage1977 | natural gas combined cycle | TRUE | 20447 | Western Farmers Elec Coop, Inc | 3006 | Anadarko Plant | OK | Caddo | 4 | Natural Gas Fired Combined Cycle | CS |  | S | N | N | WFEC_ANA_COMB_CYC_4 | WFEC_ANA_COMB_CYC_4 | 105.1 | 0.9 | 94 | 94 | 80 | N |  |  | OP | X | 12 | 1977 |  |  | N | Electric Utility | 1 | [11 empty] | N | N |  | 12H | [23 empty] | N | N | N | bar: X X X to DFO RC RC; DFO DFO DFO
Vintage1977 | natural gas combined cycle | TRUE | 20447 | Western Farmers Elec Coop, Inc | 3006 | Anadarko Plant | OK | Caddo | 5 | Natural Gas Fired Combined Cycle | CS |  | S | N | N | WFEC_ANA_COMB_CYC_5 | WFEC_ANA_COMB_CYC_5 | 105.1 | 0.9 | 94 | 94 | 80 | N |  |  | OP | X | 11 | 1977 |  |  | N | Electric Utility | 1 | [11 empty] | N | N |  | 12H | [23 empty] | N | N | N | bar: X X X to DFO RC RC; DFO DFO DFO
Vintage1977 | natural gas combined cycle | TRUE | 20447 | Western Farmers Elec Coop, Inc | 3006 | Anadarko Plant | OK | Caddo | 6 | Natural Gas Fired Combined Cycle | CS |  | S | N | N | WFEC_ANA_COMB_CYC_6 | WFEC_ANA_COMB_CYC_6 | 105.1 | 0.9 | 94 | 94 | 80 | N |  |  | OP | X | 12 | 1977 |  |  | N | Electric Utility | 1 | [11 empty] | N | N |  | 12H | [23 empty] | N | N | N | bar: X X X to DFO RC RC; DFO DFO DFO
Vintage2009 | natural gas peaker | TRUE | 20447 | Western Farmers Elec Coop, Inc | 3006 | Anadarko Plant | OK | Caddo | 9 | Natural Gas Fired Combustion Turbine | GT |  | S | X | X | WFEC_ANA_ORME_9 | WFEC_ANA_ORME_9 | 45 | 0.85 | 45 | 45 | 15 | N |  |  | OP | X | 6 | 2009 |  |  | N | Electric Utility | 1 | [11 empty] | N | N |  | 10M | [23 empty] | N | N | N | bar: X X X to DFO RC RC; DFO DFO DFO
Vintage1964 | natural gas steam turbine | TRUE | 20447 | Western Farmers Elec Coop, Inc | 3008 | Mooreland | OK | Woodward | 1 | Natural Gas Steam Turbine | ST |  | S | X | X | WFEC_MOORELAND_1 | WFEC_MOORELAND_1 | 45 | 0.85 | 50 | 50 | 20 | N |  |  | OP | X | 3 | 1964 |  |  | N | Electric Utility | 1 | [11 empty] | N | N |  | 12H | [23 empty] | N | N | N | bar: X X X to DFO RC RC; DFO DFO DFO
Vintage1968 | natural gas steam turbine | TRUE | 20447 | Western Farmers Elec Coop, Inc | 3008 | Mooreland | OK | Woodward | 2 | Natural Gas Steam Turbine | ST |  | S | X | X | WFEC_MOORELAND_2 | WFEC_MOORELAND_2 | 125 | 0.85 | 132 | 132 | 30 | N |  |  | OP | X | 7 | 1968 |  |  | N | Electric Utility | 1 | [11 empty] | N | N |  | 12H | [23 empty] | N | N | N | bar: X X X to DFO RC RC; DFO DFO DFO
Vintage1975 | natural gas steam turbine | TRUE | 20447 | Western Farmers Elec Coop, Inc | 3008 | Mooreland | OK | Woodward | 3 | Natural Gas Steam Turbine | ST |  | S | X | X | WFEC_MOORELAND_3 | WFEC_MOORELAND_3 | 135 | 0.85 | 140 | 140 | 30 | N |  |  | OP | X | 7 | 1975 |  |  | N | Electric Utility | 1 | [11 empty] | N | N |  | 12H | [23 empty] | N | N | N | bar: X X X to DFO RC RC; DFO DFO DFO
Vintage1967 | hydro | TRUE | 9191 | Idaho Power Co | 3013 | Hells Canyon | OR | Wallowa | 1 | Conventional Hydroelectric | HY |  | S | X | X | HCPR_2_TOT_GEN-APND | HCPR_2_TOT_GEN | 130.5 | 0.9 | 145.5 | 146.6 | 0 | N |  |  | OP | X | 12 | 1967 |  |  | N | Electric Utility | 1 | X X X: X; DFO RC RC: WAT |  |  | N | N |  | 10M | [20 empty] | Y | 1 | 2022 | N
Vintage1967 | hydro | TRUE | 9191 | Idaho Power Co | 3013 | Hells Canyon | OR | Wallowa | 2 | Conventional Hydroelectric | HY |  | S | X | X |  |  | 130.5 | 0.9 | 146.8 | 148.2 | 0 | N |  |  | OP | X | 12 | 1967 |  |  | N | Electric Utility | 1 | X X X: X; DFO RC RC: WAT |  |  | N | N |  | 10M | [23 empty] | N
Vintage1967 | hydro | TRUE | 9191 | Idaho Power Co | 3013 | Hells Canyon | OR | Wallowa | 3 | Conventional Hydroelectric | HY |  | S | X | X |  |  | 130.5 | 0.9 | 131.8 | 131.2 | 0 | N |  |  | OA | X | 10 | 1967 |  |  | N | Electric Utility | 1 | X X X: X; DFO RC RC: WAT |  |  | N | N |  | 10M | [20 empty] | Y | 1 | 2023 | N
Vintage1961 | hydro | TRUE | 9191 | Idaho Power Co | 3014 | Oxbow (OR) | OR | Baker | 1 | Conventional Hydroelectric | HY |  | S | X | X | OBPR_GNODE011 | OBPR_2_G011 | 47.5 | 0.9 | 52.9 | 53.4 | 0 | N |  |  | OP | X | 7 | 1961 |  |  | N | Electric Utility | 1 | X X X: X; DFO RC RC: WAT |  |  | N | N |  | 10M | [20 empty] | Y | 7 | 2024 | N
Vintage1961 | hydro | TRUE | 9191 | Idaho Power Co | 3014 | Oxbow (OR) | OR | Baker | 2 | Conventional Hydroelectric | HY |  | S | X | X | OBPR_GNODE012 | OBPR_2_G012 | 47.5 | 0.9 | 52.2 | 53.3 | 0 | N |  |  | OP | X | 7 | 1961 |  |  | N | Electric Utility | 1 | X X X: X; DFO RC RC: WAT |  |  | N | N |  | 10M | [20 empty] | Y | 7 | 2025 | N
Vintage1961 | hydro | TRUE | 9191 | Idaho Power Co | 3014 | Oxbow (OR) | OR | Baker | 3 | Conventional Hydroelectric | HY |  | S | X | X | OBPR_GNODE013 | OBPR_2_G013 | 47.5 | 0.9 | 53 | 53.8 | 0 | N |  |  | OP | X | 9 | 1961 |  |  | N | Electric Utility | 1 | X X X: X; DFO RC RC: WAT |  |  | N | N |  | 10M | [20 empty] | Y | 7 | 2026 | N
Vintage1961 | hydro | TRUE | 9191 | Idaho Power Co | 3014 | Oxbow (OR) | OR | Baker | 4 | Conventional Hydroelectric | HY |  | S | X | X | OBPR_GNODE014 | OBPR_2_G014 | 47.5 | 0.9 | 52 | 53 | 0 | N |  |  | OP | X | 11 | 1961 |  |  | N | Electric Utility | 1 | X X X: X; DFO RC RC: WAT |  |  | N | N |  | 10M | [20 empty] | Y | 7 | 2028 | N
Vintage1953 | hydro | TRUE | 14354 | PacifiCorp | 3020 | Clearwater 1 | OR | Douglas | 1 | Conventional Hydroelectric | HY |  | S | X | X |  |  | 15 | 0.85 | 17.9 | 17.9 | 0 | N |  |  | OP | X | 6 | 1953 |  |  | N | Electric Utility | 1 | X X X: X; DFO RC RC: WAT |  |  | N | N |  | 10M | [23 empty] | N
Vintage1953 | hydro | TRUE | 14354 | PacifiCorp | 3021 | Clearwater 2 | OR | Douglas | 1 | Conventional Hydroelectric | HY |  | S | X | X |  |  | 26 | 0.85 | 31 | 31 | 0 | N |  |  | OP | X | 11 | 1953 |  |  | N | Electric Utility | 1 | X X X: X; DFO RC RC: WAT |  |  | N | N |  | 10M | [23 empty] | N
Vintage1957 | hydro | TRUE | 14354 | PacifiCorp | 3024 | Eagle Point | OR | Jackson | 1 | Conventional Hydroelectric | HY |  | S | X | X |  |  | 2.8 | 0.9 | 2.8 | 2.8 | 0 | N |  |  | OP | X | 11 | 1957 |  |  | N | Electric Utility | 1 | X X X: X; DFO RC RC: WAT |  |  | N | N |  | 10M | [23 empty] | N
Vintage1924 | hydro | TRUE | 14354 | PacifiCorp | 3025 | East Side | OR | Klamath | 1 | Conventional Hydroelectric | HY |  | S | X | X |  |  | 3.2 | 1 | 3 | 3 | 0 | N |  |  | OP | X | 8 | 1924 |  |  | N | Electric Utility | 1 | X X X: X; DFO RC RC: WAT |  |  | N | N |  | 10M | [23 empty] | N
Vintage1952 | hydro | TRUE | 14354 | PacifiCorp | 3026 | Fish Creek | OR | Douglas | 1 | Conventional Hydroelectric | HY |  | S | X | X |  |  | 11 | 0.85 | 10.4 | 10.4 | 0 | N |  |  | OP | X | 6 | 1952 |  |  | N | Electric Utility | 1 | X X X: X; DFO RC RC: WAT |  |  | N | N |  | 10M | [23 empty] | N
Vintage1958 | hydro | TRUE | 14354 | PacifiCorp | 3028 | John C Boyle | OR | Klamath | 1 | Conventional Hydroelectric | HY |  | S | X | X |  |  | 50.3 | 0.95 | 50.4 | 50.4 | 0 | N |  |  | OP | X | 10 | 1958 |  |  | N | Electric Utility | 1 | X X X: X; DFO RC RC: WAT |  |  | N | N |  | 10M | [23 empty] | N
Vintage1958 | hydro | TRUE | 14354 | PacifiCorp | 3028 | John C Boyle | OR | Klamath | 2 | Conventional Hydroelectric | HY |  | S | X | X |  |  | 48.4 | 0.95 | 47.6 | 47.6 | 0 | N |  |  | OP | X | 10 | 1958 |  |  | N | Electric Utility | 1 | X X X: X; DFO RC RC: WAT |  |  | N | N |  | 10M | [23 empty] | N
Vintage1955 | hydro | TRUE | 14354 | PacifiCorp | 3029 | Lemolo 1 | OR | Douglas | 1 | Conventional Hydroelectric | HY |  | S | X | X |  |  | 32 | 0.95 | 32 | 32 | 0 | N |  |  | OP | X | 7 | 1955 |  |  | N | Electric Utility | 1 | X X X: X; DFO RC RC: WAT |  |  | N | N |  | 10M | [23 empty] | N
Vintage1912 | hydro | TRUE | 14354 | PacifiCorp | 3032 | Prospect 1 | OR | Jackson | 1 | Conventional Hydroelectric | HY |  | S | X | X |  |  | 3.8 | 0.8 | 4.6 | 4.6 | 0 | N |  |  | OP | X | 1 | 1912 |  |  | N | Electric Utility | 1 | X X X: X; DFO RC RC: WAT |  |  | N | N |  | 10M | [23 empty] | N
Vintage1928 | hydro | TRUE | 14354 | PacifiCorp | 3033 | Prospect 2 | OR | Jackson | 1 | Conventional Hydroelectric | HY |  | S | X | X |  |  | 16 | 0.8 | 18 | 18 | 0 | N |  |  | OP | X | 1 | 1928 |  |  | N | Electric Utility | 1 | X X X: X; DFO RC RC: WAT |  |  | N | N |  | 10M | [23 empty] | N
Vintage1928 | hydro | TRUE | 14354 | PacifiCorp | 3033 | Prospect 2 | OR | Jackson | 2 | Conventional Hydroelectric | HY |  | S | X | X |  |  | 16 | 0.8 | 18 | 18 | 0 | N |  |  | OP | X | 2 | 1928 |  |  | N | Electric Utility | 1 | X X X: X; DFO RC RC: WAT |  |  | N | N |  | 10M | [23 empty] | N
Vintage1932 | hydro | TRUE | 14354 | PacifiCorp | 3034 | Prospect 3 | OR | Jackson | 1 | Conventional Hydroelectric | HY |  | S | X | X |  |  | 7.2 | 0.8 | 7.7 | 7.7 | 0 | N |  |  | OP | X | 4 | 1932 |  |  | N | Electric Utility | 1 | X X X: X; DFO RC RC: WAT |  |  | N | N |  | 10M | [23 empty] | N
Vintage1944 | hydro | TRUE | 14354 | PacifiCorp | 3035 | Prospect 4 | OR | Jackson | 1 | Conventional Hydroelectric | HY |  | S | X | X |  |  | 1 | 0.8 | 0.9 | 0.9 | 0 | N |  |  | OP | X | 11 | 1944 |  |  | N | Electric Utility | 1 | X X X: X; DFO RC RC: WAT |  |  | N | N |  | 10M | [23 empty] | N
Vintage1951 | hydro | TRUE | 14354 | PacifiCorp | 3036 | Slide Creek | OR | Douglas | 1 | Conventional Hydroelectric | HY |  | S | X | X |  |  | 18 | 0.85 | 18 | 18 | 0 | N |  |  | OP | X | 7 | 1951 |  |  | N | Electric Utility | 1 | X X X: X; DFO RC RC: WAT |  |  | N | N |  | 10M | [23 empty] | N
Vintage1952 | hydro | TRUE | 14354 | PacifiCorp | 3037 | Soda Springs | OR | Douglas | 1 | Conventional Hydroelectric | HY |  | S | X | X |  |  | 11 | 0.85 | 11.6 | 11.6 | 0 | N |  |  | OP | X | 3 | 1952 |  |  | N | Electric Utility | 1 | X X X: X; DFO RC RC: WAT |  |  | N | N |  | 10M | [23 empty] | N
Vintage1950 | hydro | TRUE | 14354 | PacifiCorp | 3040 | Toketee Falls | OR | Douglas | 1 | Conventional Hydroelectric | HY |  | S | X | X |  |  | 14.2 | 0.85 | 15 | 15 | 0 | N |  |  | OP | X | 2 | 1950 |  |  | N | Electric Utility | 1 | X X X: X; DFO RC RC: WAT |  |  | N | N |  | 10M | [23 empty] | N
Vintage1949 | hydro | TRUE | 14354 | PacifiCorp | 3040 | Toketee Falls | OR | Douglas | 2 | Conventional Hydroelectric | HY |  | S | X | X |  |  | 14.2 | 0.85 | 15 | 15 | 0 | N |  |  | OP | X | 12 | 1949 |  |  | N | Electric Utility | 1 | X X X: X; DFO RC RC: WAT |  |  | N | N |  | 10M | [23 empty] | N
Vintage1950 | hydro | TRUE | 14354 | PacifiCorp | 3040 | Toketee Falls | OR | Douglas | 3 | Conventional Hydroelectric | HY |  | S | X | X |  |  | 14.2 | 0.85 | 15 | 15 | 0 | N |  |  | OP | X | 3 | 1950 |  |  | N | Electric Utility | 1 | X X X: X; DFO RC RC: WAT |  |  | N | N |  | 10M | [23 empty] | N
Vintage1921 | hydro | TRUE | 14354 | PacifiCorp | 3041 | Wallowa Falls | OR | Wallowa | 1 | Conventional Hydroelectric | HY |  | S | X | X |  |  | 1.1 | 0.8 | 1.1 | 1.1 | 0 | N |  |  | OP | X | 7 | 1921 |  |  | N | Electric Utility | 1 | X X X: X; DFO RC RC: WAT |  |  | N | N |  | 10M | [23 empty] | N
Vintage1958 | hydro | TRUE | 15248 | Portland General Electric Co | 3045 | Faraday | OR | Clackamas | 6 | Conventional Hydroelectric | HY |  | S | X | X | FYP1_7_GNODE1 |  | 19.2 | 0.93 | 23.9 | 23.9 | 5 | N |  |  | OA | X | 9 | 1958 |  |  | N | Electric Utility | 1 | X X X: X; DFO RC RC: WAT |  |  | N | N |  | 10M | [23 empty] | N
Vintage1958 | hydro | TRUE | 15248 | Portland General Electric Co | 3047 | North Fork | OR | Clackamas | 1 | Conventional Hydroelectric | HY |  | S | X | X | NFP1_1_GNODE1 |  | 19.2 | 0.8 | 27 | 27 | 4 | N |  |  | OP | X | 12 | 1958 |  |  | N | Electric Utility | 1 | X X X: X; DFO RC RC: WAT |  |  | N | N |  | 10M | [23 empty] | N
Vintage1958 | hydro | TRUE | 15248 | Portland General Electric Co | 3047 | North Fork | OR | Clackamas | 2 | Conventional Hydroelectric | HY |  | S | X | X | NFP1_1_GNODE1 |  | 21.6 | 0.9 | 31 | 31 | 4 | N |  |  | OP | X | 11 | 1958 |  |  | N | Electric Utility | 1 | X X X: X; DFO RC RC: WAT |  |  | N | N |  | 10M | [23 empty] | N
Vintage1957 | hydro | TRUE | 15248 | Portland General Electric Co | 3048 | Pelton | OR | Jefferson | 1 | Conventional Hydroelectric | HY |  | J | X | X | PNP1_2_GNODE1-3 | PNP-RBP_2_PELRB | 45 | 0.9 | 38 | 38 | 10 | N |  |  | OP | X | 12 | 1957 |  |  | N | Electric Utility | 1 | X X X: X; DFO RC RC: WAT |  |  | N | N |  | 10M | [23 empty] | N
Vintage1958 | hydro | TRUE | 15248 | Portland General Electric Co | 3048 | Pelton | OR | Jefferson | 2 | Conventional Hydroelectric | HY |  | J | X | X | PNP1_2_GNODE1-3 | PNP-RBP_2_PELRB | 32.4 | 0.9 | 36 | 36 | 10 | N |  |  | OP | X | 3 | 1958 |  |  | N | Electric Utility | 1 | X X X: X; DFO RC RC: WAT |  |  | N | N |  | 10M | [23 empty] | N
Vintage1958 | hydro | TRUE | 15248 | Portland General Electric Co | 3048 | Pelton | OR | Jefferson | 3 | Conventional Hydroelectric | HY |  | J | X | X | PNP1_2_GNODE1-3 | PNP-RBP_2_PELRB | 32.4 | 0.9 | 36 | 36 | 10 | N |  |  | OP | X | 4 | 1958 |  |  | N | Electric Utility | 1 | X X X: X; DFO RC RC: WAT |  |  | N | N |  | 10M | [23 empty] | N
Vintage1911 | hydro | TRUE | 15248 | Portland General Electric Co | 3049 | River Mill | OR | Clackamas | 1 | Conventional Hydroelectric | HY |  | S | X | X | RMP1_7_GNODE1 |  | 3.3 | 0.9 | 4.3 | 4.3 | 2 | N |  |  | OP | X | 11 | 1911 |  |  | N | Electric Utility | 1 | X X X: X; DFO RC RC: WAT |  |  | N | N |  | 10M | [23 empty] | N
Vintage1911 | hydro | TRUE | 15248 | Portland General Electric Co | 3049 | River Mill | OR | Clackamas | 2 | Conventional Hydroelectric | HY |  | S | X | X | RMP1_7_GNODE1 |  | 3.3 | 0.9 | 4.3 | 4.3 | 2 | N |  |  | OP | X | 12 | 1911 |  |  | N | Electric Utility | 1 | X X X: X; DFO RC RC: WAT |  |  | N | N |  | 10M | [23 empty] | N
Vintage1912 | hydro | TRUE | 15248 | Portland General Electric Co | 3049 | River Mill | OR | Clackamas | 3 | Conventional Hydroelectric | HY |  | S | X | X | RMP1_7_GNODE1 |  | 3.3 | 0.9 | 4.3 | 4.3 | 2 | N |  |  | OP | X | 1 | 1912 |  |  | N | Electric Utility | 1 | X X X: X; DFO RC RC: WAT |  |  | N | N |  | 10M | [23 empty] | N
Vintage1927 | hydro | TRUE | 15248 | Portland General Electric Co | 3049 | River Mill | OR | Clackamas | 4 | Conventional Hydroelectric | HY |  | S | X | X | RMP1_7_GNODE1 |  | 3.9 | 0.9 | 5.2 | 5.2 | 3 | N |  |  | OP | X | 12 | 1927 |  |  | N | Electric Utility | 1 | X X X: X; DFO RC RC: WAT |  |  | N | N |  | 10M | [23 empty] | N
Vintage1952 | hydro | TRUE | 15248 | Portland General Electric Co | 3049 | River Mill | OR | Clackamas | 5 | Conventional Hydroelectric | HY |  | S | X | X | RMP1_7_GNODE1 |  | 5 | 1 | 6.6 | 6.6 | 2.5 | N |  |  | OP | X | 5 | 1952 |  |  | N | Electric Utility | 1 | X X X: X; DFO RC RC: WAT |  |  | N | N |  | 10M | [23 empty] | N
Vintage1964 | hydro | TRUE | 15248 | Portland General Electric Co | 3050 | Round Butte | OR | Jefferson | 1 | Conventional Hydroelectric | HY |  | J | X | X | RBP1_2_GNODE1-3 | PNP-RBP_2_PELRB | 112.5 | 0.9 | 110 | 110 | 1 | N |  |  | OP | X | 8 | 1964 |  |  | N | Electric Utility | 1 | X X X: X; DFO RC RC: WAT |  |  | N | N |  | 10M | [23 empty] | N
Vintage1964 | hydro | TRUE | 15248 | Portland General Electric Co | 3050 | Round Butte | OR | Jefferson | 2 | Conventional Hydroelectric | HY |  | J | X | X | RBP1_2_GNODE1-3 | PNP-RBP_2_PELRB | 130 | 0.9 | 121.5 | 121.5 | 1 | N |  |  | OP | X | 11 | 1964 |  |  | N | Electric Utility | 1 | X X X: X; DFO RC RC: WAT |  |  | N | N |  | 10M | [23 empty] | N
Vintage1964 | hydro | TRUE | 15248 | Portland General Electric Co | 3050 | Round Butte | OR | Jefferson | 3 | Conventional Hydroelectric | HY |  | J | X | X | RBP1_2_GNODE1-3 | PNP-RBP_2_PELRB | 130 | 0.9 | 121.5 | 121.5 | 1 | N |  |  | OP | X | 10 | 1964 |  |  | N | Electric Utility | 1 | X X X: X; DFO RC RC: WAT |  |  | N | N |  | 10M | [23 empty] | N
Vintage1952 | hydro | TRUE | 15248 | Portland General Electric Co | 3053 | Sullivan | OR | Clackamas | 1 | Conventional Hydroelectric | HY |  | S | X | X |  |  | 1.2 | 0.706 | 1.4 | 1.4 | 0 | N |  |  | OP | X | 12 | 1952 |  |  | N | Electric Utility | 1 | X X X: X; DFO RC RC: WAT |  |  | N | N |  | 10M | [23 empty] | N
Vintage1952 | hydro | TRUE | 15248 | Portland General Electric Co | 3053 | Sullivan | OR | Clackamas | 10 | Conventional Hydroelectric | HY |  | S | X | X |  |  | 1.2 | 0.706 | 1.5 | 1.5 | 0.9 | N |  |  | OP | X | 12 | 1952 |  |  | N | Electric Utility | 1 | X X X: X; DFO RC RC: WAT |  |  | N | N |  | 10M | [23 empty] | N
Vintage1952 | hydro | TRUE | 15248 | Portland General Electric Co | 3053 | Sullivan | OR | Clackamas | 11 | Conventional Hydroelectric | HY |  | S | X | X |  |  | 1.2 | 0.706 | 1.4 | 1.4 | 0.9 | N |  |  | OP | X | 12 | 1952 |  |  | N | Electric Utility | 1 | X X X: X; DFO RC RC: WAT |  |  | N | N |  | 10M | [23 empty] | N
Vintage1952 | hydro | TRUE | 15248 | Portland General Electric Co | 3053 | Sullivan | OR | Clackamas | 12 | Conventional Hydroelectric | HY |  | S | X | X |  |  | 1.2 | 0.706 | 1.4 | 1.4 | 0.9 | N |  |  | OP | X | 12 | 1952 |  |  | N | Electric Utility | 1 | X X X: X; DFO RC RC: WAT |  |  | N | N |  | 10M | [23 empty] | N
Vintage1952 | hydro | TRUE | 15248 | Portland General Electric Co | 3053 | Sullivan | OR | Clackamas | 13 | Conventional Hydroelectric | HY |  | S | X | X |  |  | 1.2 | 0.706 | 1.2 | 1.2 | 0 | N |  |  | OP | X | 12 | 1952 |  |  | N | Electric Utility | 1 | X X X: X; DFO RC RC: WAT |  |  | N | N |  | 10M | [23 empty] | N
Vintage1952 | hydro | TRUE | 15248 | Portland General Electric Co | 3053 | Sullivan | OR | Clackamas | 2 | Conventional Hydroelectric | HY |  | S | X | X |  |  | 1.2 | 0.706 | 1.5 | 1.5 | 0.9 | N |  |  | OP | X | 12 | 1952 |  |  | N | Electric Utility | 1 | X X X: X; DFO RC RC: WAT |  |  | N | N |  | 10M | [23 empty] | N
Vintage1952 | hydro | TRUE | 15248 | Portland General Electric Co | 3053 | Sullivan | OR | Clackamas | 3 | Conventional Hydroelectric | HY |  | S | X | X |  |  | 1.2 | 0.706 | 1.5 | 1.5 | 0.9 | N |  |  | OP | X | 12 | 1952 |  |  | N | Electric Utility | 1 | X X X: X; DFO RC RC: WAT |  |  | N | N |  | 10M | [23 empty] | N
Vintage1952 | hydro | TRUE | 15248 | Portland General Electric Co | 3053 | Sullivan | OR | Clackamas | 4 | Conventional Hydroelectric | HY |  | S | X | X |  |  | 1.2 | 0.706 | 1.5 | 1.5 | 0.9 | N |  |  | OP | X | 12 | 1952 |  |  | N | Electric Utility | 1 | X X X: X; DFO RC RC: WAT |  |  | N | N |  | 10M | [23 empty] | N
Vintage1952 | hydro | TRUE | 15248 | Portland General Electric Co | 3053 | Sullivan | OR | Clackamas | 5 | Conventional Hydroelectric | HY |  | S | X | X |  |  | 1.2 | 0.706 | 1.5 | 1.5 | 0.9 | N |  |  | OP | X | 12 | 1952 |  |  | N | Electric Utility | 1 | X X X: X; DFO RC RC: WAT |  |  | N | N |  | 10M | [23 empty] | N
Vintage1952 | hydro | TRUE | 15248 | Portland General Electric Co | 3053 | Sullivan | OR | Clackamas | 6 | Conventional Hydroelectric | HY |  | S | X | X |  |  | 1.2 | 0.706 | 1.5 | 1.5 | 0.9 | N |  |  | OP | X | 12 | 1952 |  |  | N | Electric Utility | 1 | X X X: X; DFO RC RC: WAT |  |  | N | N |  | 10M | [23 empty] | N
Vintage1952 | hydro | TRUE | 15248 | Portland General Electric Co | 3053 | Sullivan | OR | Clackamas | 7 | Conventional Hydroelectric | HY |  | S | X | X |  |  | 1.2 | 0.706 | 1.5 | 1.5 | 0.9 | N |  |  | OP | X | 12 | 1952 |  |  | N | Electric Utility | 1 | X X X: X; DFO RC RC: WAT |  |  | N | N |  | 10M | [23 empty] | N
Vintage1952 | hydro | TRUE | 15248 | Portland General Electric Co | 3053 | Sullivan | OR | Clackamas | 8 | Conventional Hydroelectric | HY |  | S | X | X |  |  | 1.2 | 0.706 | 1.4 | 1.4 | 0.9 | N |  |  | OP | X | 12 | 1952 |  |  | N | Electric Utility | 1 | X X X: X; DFO RC RC: WAT |  |  | N | N |  | 10M | [23 empty] | N
Vintage1924 | hydro | TRUE | 15248 | Portland General Electric Co | 3053 | Sullivan | OR | Clackamas | 9 | Conventional Hydroelectric | HY |  | S | X | X |  |  | 1 | 0.8 | 1 | 1 | 0.5 | N |  |  | OP | X | 5 | 1924 |  |  | N | Electric Utility | 1 | X X X: X; DFO RC RC: WAT |  |  | N | N |  | 10M | [23 empty] | N
Vintage1963 | hydro | TRUE | 6013 | Eugene Water & Electric Board | 3067 | Carmen Smith | OR | Linn | 1 | Conventional Hydroelectric | HY |  | S | X | X |  |  | 52.2 | 0.95 | 50 | 50 | 12 | N |  |  | OP | X | 8 | 1963 |  |  | N | Electric Utility | 1 | X X X: X; DFO RC RC: WAT |  |  | N | N |  | 1H | [23 empty] | N
Vintage1963 | hydro | TRUE | 6013 | Eugene Water & Electric Board | 3067 | Carmen Smith | OR | Linn | 2 | Conventional Hydroelectric | HY |  | S | X | X |  |  | 52.2 | 0.95 | 50 | 50 | 12 | N |  |  | OA | X | 8 | 1963 |  |  | N | Electric Utility | 1 | X X X: X; DFO RC RC: WAT |  |  | N | N |  | 1H | [23 empty] | N
Vintage1963 | hydro | TRUE | 6013 | Eugene Water & Electric Board | 3067 | Carmen Smith | OR | Linn | 3 | Conventional Hydroelectric | HY |  | S | X | X |  |  | 9.9 | 0.95 | 3.8 | 6.5 | 2 | N |  |  | OP | X | 1 | 1963 | 12 | 2026 | N | Electric Utility | 1 | X X X: X; DFO RC RC: WAT |  |  | N | N |  | 1H | [23 empty] | N
Vintage1930 | hydro | TRUE | 6013 | Eugene Water & Electric Board | 3068 | Leaburg | OR | Lane | 1 | Conventional Hydroelectric | HY |  | S | X | X |  |  | 8.4 | 0.8 | 4 | 8 | 2 | N |  |  | OS | X | 1 | 1930 |  |  | N | Electric Utility | 1 | X X X: X; DFO RC RC: WAT |  |  | N | N |  | 12H | [23 empty] | N
Vintage1950 | hydro | TRUE | 6013 | Eugene Water & Electric Board | 3068 | Leaburg | OR | Lane | 2 | Conventional Hydroelectric | HY |  | S | X | X |  |  | 7.5 | 0.8 | 4 | 7.5 | 2 | N |  |  | OS | X | 1 | 1950 |  |  | N | Electric Utility | 1 | X X X: X; DFO RC RC: WAT |  |  | N | N |  | 12H | [23 empty] | N
Vintage1949 | hydro | TRUE | 6013 | Eugene Water & Electric Board | 3071 | Walterville | OR | Lane | 1 | Conventional Hydroelectric | HY |  | S | X | X |  |  | 8 | 0.85 | 7.5 | 7.5 | 2 | N |  |  | OP | X | 1 | 1949 |  |  | N | Electric Utility | 1 | X X X: X; DFO RC RC: WAT |  |  | N |  |  | 1H | [23 empty] | N
Vintage1954 | hydro | TRUE | 19400 | USACE Northwestern Division | 3074 | Big Cliff | OR | Marion | 1 | Conventional Hydroelectric | HY |  | S | X | X |  |  | 18 | 0.9 | 21 | 21 | 18 | N |  |  | OP | X | 12 | 1954 |  |  | N | Electric Utility | 1 | X X X: X; DFO RC RC: WAT |  |  | N | N |  | 10M
Vintage1938 | hydro | TRUE | 19400 | USACE Northwestern Division | 3075 | Bonneville | OR | Multnomah | 1 | Conventional Hydroelectric | HY |  | S | X | X |  |  | 53.5 | 0.9 | 53.5 | 53.5 | 13.2 | N |  |  | OP | X | 7 | 1938 |  |  | N | Electric Utility | 1 | X X X: X; DFO RC RC: WAT |  |  | N | N |  | 10M
Vintage1944 | hydro | TRUE | 19400 | USACE Northwestern Division | 3075 | Bonneville | OR | Multnomah | 10 | Conventional Hydroelectric | HY |  | S | X | X |  |  | 62.1 | 0.9 | 54 | 54 | 13.2 | N |  |  | OP | X | 1 | 1944 |  |  | N | Electric Utility | 1 | X X X: X; DFO RC RC: WAT |  |  | N | N |  | 10M
Vintage1982 | hydro | TRUE | 19400 | USACE Northwestern Division | 3075 | Bonneville | OR | Multnomah | 11 | Conventional Hydroelectric | HY |  | S | X | X |  |  | 66.5 | 0.95 | 66.5 | 66.5 | 23.2 | N |  |  | OA | X | 10 | 1982 |  |  | N | Electric Utility | 1 | X X X: X; DFO RC RC: WAT |  |  | N | N |  | 10M
Vintage1982 | hydro | TRUE | 19400 | USACE Northwestern Division | 3075 | Bonneville | OR | Multnomah | 12 | Conventional Hydroelectric | HY |  | S | X | X |  |  | 66.5 | 0.95 | 66.5 | 66.5 | 23.2 | N |  |  | OP | X | 10 | 1982 |  |  | N | Electric Utility | 1 | X X X: X; DFO RC RC: WAT |  |  | N | N |  | 10M
Vintage1982 | hydro | TRUE | 19400 | USACE Northwestern Division | 3075 | Bonneville | OR | Multnomah | 13 | Conventional Hydroelectric | HY |  | S | X | X |  |  | 66.5 | 0.95 | 66.5 | 66.5 | 23.2 | N |  |  | OP | X | 10 | 1982 |  |  | N | Electric Utility | 1 | X X X: X; DFO RC RC: WAT |  |  |  | N |  | 10M
Vintage1982 | hydro | TRUE | 19400 | USACE Northwestern Division | 3075 | Bonneville | OR | Multnomah | 14 | Conventional Hydroelectric | HY |  | S | X | X |  |  | 66.5 | 0.95 | 66.5 | 66.5 | 23.2 | N |  |  | OP | X | 6 | 1982 |  |  | N | Electric Utility | 1 | X X X: X; DFO RC RC: WAT |  |  |  | N |  | 10M
Vintage1982 | hydro | TRUE | 19400 | USACE Northwestern Division | 3075 | Bonneville | OR | Multnomah | 15 | Conventional Hydroelectric | HY |  | S | X | X |  |  | 66.5 | 0.95 | 66.5 | 66.5 | 23.2 | N |  |  | OP | X | 3 | 1982 |  |  | N | Electric Utility | 1 | X X X: X; DFO RC RC: WAT |  |  | N | N |  | 10M
Vintage1981 | hydro | TRUE | 19400 | USACE Northwestern Division | 3075 | Bonneville | OR | Multnomah | 16 | Conventional Hydroelectric | HY |  | S | X | X |  |  | 66.5 | 0.95 | 66.5 | 66.5 | 23.2 | N |  |  | OP | X | 12 | 1981 |  |  | N | Electric Utility | 1 | X X X: X; DFO RC RC: WAT |  |  | N | N |  | 10M
Vintage1981 | hydro | TRUE | 19400 | USACE Northwestern Division | 3075 | Bonneville | OR | Multnomah | 17 | Conventional Hydroelectric | HY |  | S | X | X |  |  | 66.5 | 0.95 | 66.5 | 66.5 | 23.2 | N |  |  | OP | X | 9 | 1981 |  |  | N | Electric Utility | 1 | X X X: X; DFO RC RC: WAT |  |  | N | N |  | 10M
Vintage1981 | hydro | TRUE | 19400 | USACE Northwestern Division | 3075 | Bonneville | OR | Multnomah | 18 | Conventional Hydroelectric | HY |  | S | X | X |  |  | 66.5 | 0.95 | 66.5 | 66.5 | 23.2 | N |  |  | OP | X | 5 | 1981 |  |  | N | Electric Utility | 1 | X X X: X; DFO RC RC: WAT |  |  | N | N |  | 10M
Vintage1938 | hydro | TRUE | 19400 | USACE Northwestern Division | 3075 | Bonneville | OR | Multnomah | 2 | Conventional Hydroelectric | HY |  | S | X | X |  |  | 53.5 | 0.9 | 53.5 | 53.5 | 13.2 | N |  |  | OP | X | 8 | 1938 |  |  | N | Electric Utility | 1 | X X X: X; DFO RC RC: WAT |  |  | N | N |  | 10M
Vintage1941 | hydro | TRUE | 19400 | USACE Northwestern Division | 3075 | Bonneville | OR | Multnomah | 3 | Conventional Hydroelectric | HY |  | S | X | X |  |  | 62.1 | 0.9 | 62.1 | 62.1 | 13.2 | N |  |  | OP | X | 1 | 1941 |  |  | N | Electric Utility | 1 | X X X: X; DFO RC RC: WAT |  |  | N | N |  | 10M
Vintage1941 | hydro | TRUE | 19400 | USACE Northwestern Division | 3075 | Bonneville | OR | Multnomah | 4 | Conventional Hydroelectric | HY |  | S | X | X |  |  | 62.1 | 0.9 | 62.1 | 62.1 | 13.2 | N |  |  | OP | X | 2 | 1941 |  |  | N | Electric Utility | 1 | X X X: X; DFO RC RC: WAT |  |  | N | N |  | 10M
Vintage1941 | hydro | TRUE | 19400 | USACE Northwestern Division | 3075 | Bonneville | OR | Multnomah | 5 | Conventional Hydroelectric | HY |  | S | X | X |  |  | 62.1 | 0.9 | 62.1 | 62.1 | 13.2 | N |  |  | OP | X | 10 | 1941 |  |  | N | Electric Utility | 1 | X X X: X; DFO RC RC: WAT |  |  | N | N |  | 10M
Vintage1942 | hydro | TRUE | 19400 | USACE Northwestern Division | 3075 | Bonneville | OR | Multnomah | 6 | Conventional Hydroelectric | HY |  | S | X | X |  |  | 62.1 | 0.9 | 62.1 | 62.1 | 13.2 | N |  |  | OP | X | 6 | 1942 |  |  | N | Electric Utility | 1 | X X X: X; DFO RC RC: WAT |  |  | N | N |  | 10M
Vintage1943 | hydro | TRUE | 19400 | USACE Northwestern Division | 3075 | Bonneville | OR | Multnomah | 7 | Conventional Hydroelectric | HY |  | S | X | X |  |  | 62.1 | 0.9 | 62.1 | 62.1 | 13.2 | N |  |  | OP | X | 4 | 1943 |  |  | N | Electric Utility | 1 | X X X: X; DFO RC RC: WAT |  |  | N | N |  | 10M
Vintage1943 | hydro | TRUE | 19400 | USACE Northwestern Division | 3075 | Bonneville | OR | Multnomah | 8 | Conventional Hydroelectric | HY |  | S | X | X |  |  | 62.1 | 0.9 | 62.1 | 62.1 | 13.2 | N |  |  | OP | X | 7 | 1943 |  |  | N | Electric Utility | 1 | X X X: X; DFO RC RC: WAT |  |  | N | N |  | 10M
Vintage1943 | hydro | TRUE | 19400 | USACE Northwestern Division | 3075 | Bonneville | OR | Multnomah | 9 | Conventional Hydroelectric | HY |  | S | X | X |  |  | 62.1 | 0.9 | 62.1 | 62.1 | 13.2 | N |  |  | OP | X | 10 | 1943 |  |  | N | Electric Utility | 1 | X X X: X; DFO RC RC: WAT |  |  | N | N |  | 10M
Vintage1982 | hydro | TRUE | 19400 | USACE Northwestern Division | 3075 | Bonneville | OR | Multnomah | F1 | Conventional Hydroelectric | HY |  | S | X | X |  |  | 13.1 | 0.95 | 13.1 | 13.1 | 13.1 | N |  |  | OP | X | 1 | 1982 |  |  | N | Electric Utility | 1 | X X X: X; DFO RC RC: WAT |  |  | N | N |  | 10M
Vintage1981 | hydro | TRUE | 19400 | USACE Northwestern Division | 3075 | Bonneville | OR | Multnomah | F2 | Conventional Hydroelectric | HY |  | S | X | X |  |  | 13.1 | 0.95 | 13.1 | 13.1 | 13.1 | N |  |  | OA | X | 11 | 1981 |  |  | N | Electric Utility | 1 | X X X: X; DFO RC RC: WAT |  |  | N | N |  | 10M
Vintage1964 | hydro | TRUE | 19400 | USACE Northwestern Division | 3076 | Cougar | OR | Lane | 1 | Conventional Hydroelectric | HY |  | S | X | X |  |  | 13 | 0.95 | 13 | 13 | 12.5 | N |  |  | OP | X | 4 | 1964 |  |  | N | Electric Utility | 1 | X X X: X; DFO RC RC: WAT | [5 empty] | 10M
Vintage1964 | hydro | TRUE | 19400 | USACE Northwestern Division | 3076 | Cougar | OR | Lane | 2 | Conventional Hydroelectric | HY |  | S | X | X |  |  | 13 | 0.95 | 13 | 13 | 12.5 | N |  |  | OP | X | 3 | 1964 |  |  | N | Electric Utility | 1 | X X X: X; DFO RC RC: WAT | [5 empty] | 10M
Vintage1953 | hydro | TRUE | 19400 | USACE Northwestern Division | 3077 | Detroit | OR | Marion | 1 | Conventional Hydroelectric | HY |  | S | X | X |  |  | 50 | 0.9 | 50 | 50 | 50 | N |  |  | OS | X | 11 | 1953 |  |  | N | Electric Utility | 1 | X X X: X; DFO RC RC: WAT | [5 empty] | 10M
Vintage1953 | hydro | TRUE | 19400 | USACE Northwestern Division | 3077 | Detroit | OR | Marion | 2 | Conventional Hydroelectric | HY |  | S | X | X |  |  | 50 | 0.9 | 50 | 50 | 50 | N |  |  | OP | X | 7 | 1953 |  |  | N | Electric Utility | 1 | X X X: X; DFO RC RC: WAT | [5 empty] | 10M
Vintage1955 | hydro | TRUE | 19400 | USACE Northwestern Division | 3078 | Dexter | OR | Lane | 1 | Conventional Hydroelectric | HY |  | S | X | X |  |  | 15 | 1 | 15 | 15 | 15 | N |  |  | OP | X | 6 | 1955 |  |  | N | Electric Utility | 1 | X X X: X; DFO RC RC: WAT | [5 empty] | 10M
Vintage1967 | hydro | TRUE | 19400 | USACE Northwestern Division | 3080 | Green Peter | OR | Linn | 1 | Conventional Hydroelectric | HY |  | S | X | X |  |  | 40 | 0.95 | 40 | 40 | 40 | N |  |  | OP | X | 7 | 1967 |  |  | N | Electric Utility | 1 | X X X: X; DFO RC RC: WAT | [5 empty] | 10M
Vintage1967 | hydro | TRUE | 19400 | USACE Northwestern Division | 3080 | Green Peter | OR | Linn | 2 | Conventional Hydroelectric | HY |  | S | X | X |  |  | 40 | 0.95 | 40 | 40 | 40 | N |  |  | OP | X | 7 | 1967 |  |  | N | Electric Utility | 1 | X X X: X; DFO RC RC: WAT | [5 empty] | 10M
Vintage1962 | hydro | TRUE | 19400 | USACE Northwestern Division | 3081 | Hills Creek | OR | Lane | 1 | Conventional Hydroelectric | HY |  | S | X | X |  |  | 15 | 0.95 | 15 | 15 | 15 | N |  |  | OP | X | 2 | 1962 |  |  | N | Electric Utility | 1 | X X X: X; DFO RC RC: WAT | [5 empty] | 10M
Vintage1962 | hydro | TRUE | 19400 | USACE Northwestern Division | 3081 | Hills Creek | OR | Lane | 2 | Conventional Hydroelectric | HY |  | S | X | X |  |  | 15 | 0.95 | 15 | 15 | 15 | N |  |  | OP | X | 2 | 1962 |  |  | N | Electric Utility | 1 | X X X: X; DFO RC RC: WAT | [5 empty] | 10M
Vintage1968 | hydro | TRUE | 19400 | USACE Northwestern Division | 3082 | John Day | OR | Sherman | 1 | Conventional Hydroelectric | HY |  | S | X | X |  |  | 135 | 0.95 | 135 | 135 | 52 | N |  |  | OP | X | 8 | 1968 |  |  | N | Electric Utility | 1 | X X X: X; DFO RC RC: WAT | [5 empty] | 10M
Vintage1969 | hydro | TRUE | 19400 | USACE Northwestern Division | 3082 | John Day | OR | Sherman | 10 | Conventional Hydroelectric | HY |  | S | X | X |  |  | 135 | 0.95 | 135 | 135 | 52 | N |  |  | OP | X | 9 | 1969 |  |  | N | Electric Utility | 1 | X X X: X; DFO RC RC: WAT | [5 empty] | 10M
Vintage1970 | hydro | TRUE | 19400 | USACE Northwestern Division | 3082 | John Day | OR | Sherman | 11 | Conventional Hydroelectric | HY |  | S | X | X |  |  | 135 | 0.95 | 118 | 118 | 52 | N |  |  | OP | X | 3 | 1970 |  |  | N | Electric Utility | 1 | X X X: X; DFO RC RC: WAT | [5 empty] | 10M
Vintage1970 | hydro | TRUE | 19400 | USACE Northwestern Division | 3082 | John Day | OR | Sherman | 12 | Conventional Hydroelectric | HY |  | S | X | X |  |  | 135 | 0.95 | 118 | 118 | 52 | N |  |  | OA | X | 5 | 1970 |  |  | N | Electric Utility | 1 | X X X: X; DFO RC RC: WAT | [5 empty] | 10M
Vintage1970 | hydro | TRUE | 19400 | USACE Northwestern Division | 3082 | John Day | OR | Sherman | 13 | Conventional Hydroelectric | HY |  | S | X | X |  |  | 135 | 0.95 | 135 | 135 | 52 | N |  |  | OA | X | 12 | 1970 |  |  | N | Electric Utility | 1 | X X X: X; DFO RC RC: WAT | [5 empty] | 10M
Vintage1971 | hydro | TRUE | 19400 | USACE Northwestern Division | 3082 | John Day | OR | Sherman | 14 | Conventional Hydroelectric | HY |  | S | X | X |  |  | 135 | 0.95 | 118 | 118 | 52 | N |  |  | OP | X | 1 | 1971 |  |  | N | Electric Utility | 1 | X X X: X; DFO RC RC: WAT | [5 empty] | 10M
Vintage1971 | hydro | TRUE | 19400 | USACE Northwestern Division | 3082 | John Day | OR | Sherman | 15 | Conventional Hydroelectric | HY |  | S | X | X |  |  | 135 | 0.95 | 135 | 135 | 52 | N |  |  | OP | X | 10 | 1971 |  |  | N | Electric Utility | 1 | X X X: X; DFO RC RC: WAT | [5 empty] | 10M
Vintage1971 | hydro | TRUE | 19400 | USACE Northwestern Division | 3082 | John Day | OR | Sherman | 16 | Conventional Hydroelectric | HY |  | S | X | X |  |  | 135 | 0.95 | 135 | 135 | 52 | N |  |  | OP | X | 12 | 1971 |  |  | N | Electric Utility | 1 | X X X: X; DFO RC RC: WAT | [5 empty] | 10M
Vintage1968 | hydro | TRUE | 19400 | USACE Northwestern Division | 3082 | John Day | OR | Sherman | 2 | Conventional Hydroelectric | HY |  | S | X | X |  |  | 135 | 0.95 | 135 | 135 | 52 | N |  |  | OP | X | 9 | 1968 |  |  | N | Electric Utility | 1 | X X X: X; DFO RC RC: WAT | [5 empty] | 10M
Vintage1968 | hydro | TRUE | 19400 | USACE Northwestern Division | 3082 | John Day | OR | Sherman | 3 | Conventional Hydroelectric | HY |  | S | X | X |  |  | 135 | 0.95 | 129 | 129 | 52 | N |  |  | OA | X | 11 | 1968 |  |  | N | Electric Utility | 1 | X X X: X; DFO RC RC: WAT | [5 empty] | 10M
Vintage1968 | hydro | TRUE | 19400 | USACE Northwestern Division | 3082 | John Day | OR | Sherman | 4 | Conventional Hydroelectric | HY |  | S | X | X |  |  | 135 | 0.95 | 118 | 118 | 52 | N |  |  | OP | X | 12 | 1968 |  |  | N | Electric Utility | 1 | X X X: X; DFO RC RC: WAT | [5 empty] | 10M
Vintage1969 | hydro | TRUE | 19400 | USACE Northwestern Division | 3082 | John Day | OR | Sherman | 5 | Conventional Hydroelectric | HY |  | S | X | X |  |  | 135 | 0.95 | 135 | 135 | 52 | N |  |  | OP | X | 2 | 1969 |  |  | N | Electric Utility | 1 | X X X: X; DFO RC RC: WAT | [5 empty] | 10M
Vintage1969 | hydro | TRUE | 19400 | USACE Northwestern Division | 3082 | John Day | OR | Sherman | 6 | Conventional Hydroelectric | HY |  | S | X | X |  |  | 135 | 0.95 | 135 | 135 | 52 | N |  |  | OP | X | 3 | 1969 |  |  | N | Electric Utility | 1 | X X X: X; DFO RC RC: WAT | [5 empty] | 10M
Vintage1969 | hydro | TRUE | 19400 | USACE Northwestern Division | 3082 | John Day | OR | Sherman | 7 | Conventional Hydroelectric | HY |  | S | X | X |  |  | 135 | 0.95 | 135 | 135 | 52 | N |  |  | OS | X | 4 | 1969 |  |  | N | Electric Utility | 1 | X X X: X; DFO RC RC: WAT | [5 empty] | 10M
Vintage1969 | hydro | TRUE | 19400 | USACE Northwestern Division | 3082 | John Day | OR | Sherman | 8 | Conventional Hydroelectric | HY |  | S | X | X |  |  | 135 | 0.95 | 118 | 118 | 52 | N |  |  | OA | X | 6 | 1969 |  |  | N | Electric Utility | 1 | X X X: X; DFO RC RC: WAT | [5 empty] | 10M
Vintage1969 | hydro | TRUE | 19400 | USACE Northwestern Division | 3082 | John Day | OR | Sherman | 9 | Conventional Hydroelectric | HY |  | S | X | X |  |  | 135 | 0.95 | 118 | 118 | 52 | N |  |  | OP | X | 8 | 1969 |  |  | N | Electric Utility | 1 | X X X: X; DFO RC RC: WAT | [5 empty] | 10M
Vintage1955 | hydro | TRUE | 19400 | USACE Northwestern Division | 3083 | Lookout Point | OR | Lane | 1 | Conventional Hydroelectric | HY |  | S | X | X |  |  | 40 | 0.95 | 40 | 40 | 40 | N |  |  | OP | X | 5 | 1955 |  |  | N | Electric Utility | 1 | X X X: X; DFO RC RC: WAT | [5 empty] | 10M
Vintage1955 | hydro | TRUE | 19400 | USACE Northwestern Division | 3083 | Lookout Point | OR | Lane | 2 | Conventional Hydroelectric | HY |  | S | X | X |  |  | 40 | 0.95 | 40 | 40 | 40 | N |  |  | OA | X | 3 | 1955 |  |  | N | Electric Utility | 1 | X X X: X; DFO RC RC: WAT | [5 empty] | 10M
Vintage1955 | hydro | TRUE | 19400 | USACE Northwestern Division | 3083 | Lookout Point | OR | Lane | 3 | Conventional Hydroelectric | HY |  | S | X | X |  |  | 40 | 0.95 | 40 | 40 | 40 | N |  |  | OP | X | 1 | 1955 |  |  | N | Electric Utility | 1 | X X X: X; DFO RC RC: WAT | [5 empty] | 10M
Vintage1953 | hydro | TRUE | 19400 | USACE Northwestern Division | 3084 | McNary | OR | Umatilla | 1 | Conventional Hydroelectric | HY |  | S | X | X |  |  | 70 | 0.95 | 70 | 70 | 23.8 | N |  |  | OP | X | 12 | 1953 |  |  | N | Electric Utility | 1 | X X X: X; DFO RC RC: WAT | [5 empty] | 10M
Vintage1955 | hydro | TRUE | 19400 | USACE Northwestern Division | 3084 | McNary | OR | Umatilla | 10 | Conventional Hydroelectric | HY |  | S | X | X |  |  | 70 | 0.95 | 70 | 70 | 23.8 | N |  |  | OP | X | 11 | 1955 |  |  | N | Electric Utility | 1 | X X X: X; DFO RC RC: WAT | [5 empty] | 10M
Vintage1956 | hydro | TRUE | 19400 | USACE Northwestern Division | 3084 | McNary | OR | Umatilla | 11 | Conventional Hydroelectric | HY |  | S | X | X |  |  | 70 | 0.95 | 70 | 70 | 23.8 | N |  |  | OP | X | 5 | 1956 |  |  | N | Electric Utility | 1 | X X X: X; DFO RC RC: WAT | [5 empty] | 10M
Vintage1956 | hydro | TRUE | 19400 | USACE Northwestern Division | 3084 | McNary | OR | Umatilla | 12 | Conventional Hydroelectric | HY |  | S | X | X |  |  | 70 | 0.95 | 70 | 70 | 23.8 | N |  |  | OP | X | 5 | 1956 |  |  | N | Electric Utility | 1 | X X X: X; DFO RC RC: WAT | [5 empty] | 10M
Vintage1957 | hydro | TRUE | 19400 | USACE Northwestern Division | 3084 | McNary | OR | Umatilla | 13 | Conventional Hydroelectric | HY |  | S | X | X |  |  | 70 | 0.95 | 70 | 70 | 23.8 | N |  |  | OP | X | 3 | 1957 |  |  | N | Electric Utility | 1 | X X X: X; DFO RC RC: WAT | [5 empty] | 10M
Vintage1957 | hydro | TRUE | 19400 | USACE Northwestern Division | 3084 | McNary | OR | Umatilla | 14 | Conventional Hydroelectric | HY |  | S | X | X |  |  | 80.5 | 0.95 | 80.5 | 80.5 | 23.8 | N |  |  | OP | X | 3 | 1957 |  |  | N | Electric Utility | 1 | X X X: X; DFO RC RC: WAT | [5 empty] | 10M
Vintage1954 | hydro | TRUE | 19400 | USACE Northwestern Division | 3084 | McNary | OR | Umatilla | 2 | Conventional Hydroelectric | HY |  | S | X | X |  |  | 70 | 0.95 | 70 | 70 | 23.8 | N |  |  | OP | X | 1 | 1954 |  |  | N | Electric Utility | 1 | X X X: X; DFO RC RC: WAT | [5 empty] | 10M
Vintage1954 | hydro | TRUE | 19400 | USACE Northwestern Division | 3084 | McNary | OR | Umatilla | 3 | Conventional Hydroelectric | HY |  | S | X | X |  |  | 70 | 0.95 | 70 | 70 | 23.8 | N |  |  | OP | X | 5 | 1954 |  |  | N | Electric Utility | 1 | X X X: X; DFO RC RC: WAT | [5 empty] | 10M
Vintage1954 | hydro | TRUE | 19400 | USACE Northwestern Division | 3084 | McNary | OR | Umatilla | 4 | Conventional Hydroelectric | HY |  | S | X | X |  |  | 70 | 0.95 | 70 | 70 | 23.8 | N |  |  | OA | X | 7 | 1954 |  |  | N | Electric Utility | 1 | X X X: X; DFO RC RC: WAT | [5 empty] | 10M
Vintage1954 | hydro | TRUE | 19400 | USACE Northwestern Division | 3084 | McNary | OR | Umatilla | 5 | Conventional Hydroelectric | HY |  | S | X | X |  |  | 70 | 0.95 | 58 | 58 | 23.8 | Y | 8 | 2021 | OP | X | 10 | 1954 |  |  | N | Electric Utility | 1 | X X X: X; DFO RC RC: WAT | [5 empty] | 10M
Vintage1955 | hydro | TRUE | 19400 | USACE Northwestern Division | 3084 | McNary | OR | Umatilla | 6 | Conventional Hydroelectric | HY |  | S | X | X |  |  | 70 | 0.95 | 58 | 58 | 23.8 | N |  |  | OP | X | 1 | 1955 |  |  | N | Electric Utility | 1 | X X X: X; DFO RC RC: WAT | [5 empty] | 10M
Vintage1955 | hydro | TRUE | 19400 | USACE Northwestern Division | 3084 | McNary | OR | Umatilla | 7 | Conventional Hydroelectric | HY |  | S | X | X |  |  | 70 | 0.95 | 70 | 70 | 23.8 | N |  |  | OA | X | 3 | 1955 |  |  | N | Electric Utility | 1 | X X X: X; DFO RC RC: WAT | [5 empty] | 10M
Vintage1955 | hydro | TRUE | 19400 | USACE Northwestern Division | 3084 | McNary | OR | Umatilla | 8 | Conventional Hydroelectric | HY |  | S | X | X |  |  | 70 | 0.95 | 70 | 70 | 23.8 | N |  |  | OP | X | 6 | 1955 |  |  | N | Electric Utility | 1 | X X X: X; DFO RC RC: WAT | [5 empty] | 10M
Vintage1956 | hydro | TRUE | 19400 | USACE Northwestern Division | 3084 | McNary | OR | Umatilla | 9 | Conventional Hydroelectric | HY |  | S | X | X |  |  | 70 | 0.95 | 70 | 70 | 23.8 | N |  |  | OP | X | 9 | 1956 |  |  | N | Electric Utility | 1 | X X X: X; DFO RC RC: WAT | [5 empty] | 10M
Vintage1972 | petroleum | TRUE | 63032 | Brunot Island Power, LLC | 3096 | Brunot Island | PA | Allegheny | 1A | Petroleum Liquids | GT |  | S | X | X | 38367979 | BRUNOTIS 13 KV CT1A | 25.5 | 0.85 | 18.1 | 15 | 15 | N |  |  | OP | X | 3 | 1972 |  |  | N | IPP Non-CHP | 2 | X X X: X; DFO RC RC: DFO |  |  | N | N |  | 1H | [20 empty] | N |  |  | N | N | N
Vintage1973 | natural gas combined cycle | TRUE | 63032 | Brunot Island Power, LLC | 3096 | Brunot Island | PA | Allegheny | 2A | Natural Gas Fired Combined Cycle | CT | BICC | S | X | N | 38367987 | BRUNOTIS 13 KV CT2A | 65.3 | 0.9 | 47.4 | 54 | 30 | N |  |  | OP | X | 6 | 1973 |  |  | N | IPP Non-CHP | 2 | [11 empty] | N | N |  | 12H | [20 empty] | N |  |  | N | N | N | bar: X X X to DFO RC RC
Vintage1973 | natural gas combined cycle | TRUE | 63032 | Brunot Island Power, LLC | 3096 | Brunot Island | PA | Allegheny | 2B | Natural Gas Fired Combined Cycle | CT | BICC | S | X | N | 38367985 | BRUNOTIS 13 KV CT2B | 65.3 | 0.9 | 47 | 56.7 | 30 | N |  |  | OP | X | 6 | 1973 |  |  | N | IPP Non-CHP | 2 | [11 empty] | N | N |  | 12H | [20 empty] | N |  |  | N | N | N | bar: X X X to DFO RC RC
Vintage1973 | natural gas combined cycle | TRUE | 63032 | Brunot Island Power, LLC | 3096 | Brunot Island | PA | Allegheny | 3 | Natural Gas Fired Combined Cycle | CT | BICC | S | X | N | 38367989 | BRUNOT IS 13KV UNIT 3 | 65.3 | 0.9 | 47.5 | 57.7 | 30 | N |  |  | OP | X | 6 | 1973 |  |  | N | IPP Non-CHP | 2 | [11 empty] | N | N |  | 12H | [20 empty] | N |  |  | N | N | N | bar: X X X to DFO RC RC
Vintage1974 | natural gas combined cycle | TRUE | 63032 | Brunot Island Power, LLC | 3096 | Brunot Island | PA | Allegheny | ST4 | Natural Gas Fired Combined Cycle | CA | BICC | S | Y | X | 38367991 | BRUNOTIS 13 KV UNIT4 | 144 | 0.9 | 101.6 | 101 | 32 | N |  |  | OP | X | 7 | 1974 |  |  | N | IPP Non-CHP | 2 | [11 empty] | N | N |  | 12H | [20 empty] | N |  |  | N | N | N | bar: X X X to DFO RC RC; DFO DFO DFO
Vintage1971 | petroleum | TRUE | 63035 | Hamilton Power, LLC | 3109 | Hamilton (PA) | PA | Adams | 1 | Petroleum Liquids | GT |  | S | X | X | 50738 | HAMILTON 13 KV HAMLTN | 19.6 | 0.85 | 20.4 | 24 | 18 | N |  |  | OP | X | 6 | 1971 |  |  | N | IPP Non-CHP | 2 | X X X: X; DFO RC RC: DFO |  |  | N | N |  | 1H | [20 empty] | N |  |  | N
Vintage1971 | natural gas peaker | TRUE | 63036 | Hunterstown Power, LLC | 3110 | Hunterstown | PA | Adams | 1 | Natural Gas Fired Combustion Turbine | GT |  | S | X | X | 50739 | HUNTERST 13 KV HUNTR1 | 20 | 0.85 | 21 | 20 | 18 | N |  |  | OP | X | 5 | 1971 |  |  | N | IPP Non-CHP | 2 | X X X: X; DFO RC RC: NG; DFO SUB SUB: DFO |  |  | N | N |  | 1H | [20 empty] | N |  |  | Y | N | Y
Vintage1971 | natural gas peaker | TRUE | 63036 | Hunterstown Power, LLC | 3110 | Hunterstown | PA | Adams | 2 | Natural Gas Fired Combustion Turbine | GT |  | S | X | X | 50740 | HUNTERST 13 KV HUNTR2 | 20 | 0.85 | 21.5 | 20 | 17 | N |  |  | OP | X | 5 | 1971 |  |  | N | IPP Non-CHP | 2 | X X X: X; DFO RC RC: NG; DFO SUB SUB: DFO |  |  | N | N |  | 1H | [20 empty] | N |  |  | Y | N | Y
Vintage1971 | natural gas peaker | TRUE | 63036 | Hunterstown Power, LLC | 3110 | Hunterstown | PA | Adams | 3 | Natural Gas Fired Combustion Turbine | GT |  | S | X | X | 50741 | HUNTERST 13 KV HUNTR3 | 20 | 0.85 | 21.5 | 20 | 18 | N |  |  | OP | X | 5 | 1971 |  |  | N | IPP Non-CHP | 2 | X X X: X; DFO RC RC: NG; DFO SUB SUB: DFO |  |  | N | N |  | 1H | [20 empty] | N |  |  | Y | N | Y
Vintage1972 | petroleum | TRUE | 63037 | Mountain Power, LLC | 3111 | Mountain | PA | Cumberland | 1 | Petroleum Liquids | GT |  | S | X | X | 50743 | MOUN ME 13 KV GEN #1 | 27 | 0.85 | 19.5 | 25 | 18 | N |  |  | OP | X | 6 | 1972 |  |  | N | IPP Non-CHP | 2 | X X X: X; DFO RC RC: DFO; DFO SUB SUB: NG |  |  | N | N |  | 1H | [20 empty] | N |  |  | N | N | N
Vintage1972 | petroleum | TRUE | 63037 | Mountain Power, LLC | 3111 | Mountain | PA | Cumberland | 2 | Petroleum Liquids | GT |  | S | X | X | 50744 | MOUN ME 13 KV GEN #2 | 27 | 0.85 | 20.6 | 25 | 18 | N |  |  | OP | X | 6 | 1972 |  |  | N | IPP Non-CHP | 2 | X X X: X; DFO RC RC: DFO; DFO SUB SUB: NG |  |  | N | N |  | 1H | [20 empty] | N |  |  | N | N | N
Vintage1971 | petroleum | TRUE | 63038 | Orrtanna Power, LLC | 3112 | Orrtanna | PA | Adams | 1 | Petroleum Liquids | GT |  | S | X | X | 50745 | ORRTANNA 13KV ORRTAN | 27 | 0.85 | 20.2 | 26 | 18 | N |  |  | OP | X | 5 | 1971 |  |  | N | IPP Non-CHP | 2 | X X X: X; DFO RC RC: DFO |  |  | N | N |  | 1H | [20 empty] | N |  |  | N | N | N
Vintage1967 | petroleum | TRUE | 63039 | Portland Power, LLC | 3113 | Portland (PA) | PA | Northampton | 3 | Petroleum Liquids | GT |  | S | X | X | 50750 | PORTLAND 13 KV CT 3 | 18 | 0.85 | 16 | 15 | 13 | N |  |  | OP | X | 12 | 1967 |  |  | N | IPP Non-CHP | 2 | X X X: X; DFO RC RC: DFO; DFO SUB SUB: NG |  |  | N | N |  | 1H | [20 empty] | N |  |  | Y | N | Y
Vintage1971 | petroleum | TRUE | 63039 | Portland Power, LLC | 3113 | Portland (PA) | PA | Northampton | 4 | Petroleum Liquids | GT |  | S | X | X | 50751 | PORTLAND 13 KV CT 4 | 20 | 0.85 | 21 | 20 | 17 | N |  |  | OP | X | 5 | 1971 |  |  | N | IPP Non-CHP | 2 | X X X: X; DFO RC RC: DFO; DFO SUB SUB: NG |  |  | N | N |  | 1H | [20 empty] | N |  |  | Y | N | Y
Vintage1997 | petroleum | TRUE | 63039 | Portland Power, LLC | 3113 | Portland (PA) | PA | Northampton | 5 | Petroleum Liquids | GT |  | S | X | X | 50749 | PORTLAND 13 KV CT 5 | 156 | 0.85 | 140.5 | 155 | 90 | N |  |  | OP | X | 4 | 1997 |  |  | N | IPP Non-CHP | 2 | X X X: X; DFO RC RC: DFO |  |  | N | N |  | 1H | [20 empty] | N |  |  | N | N | N
Vintage1972 | petroleum | TRUE | 63040 | Shawnee Power, LLC | 3114 | Shawnee (PA) | PA | Monroe | 1 | Petroleum Liquids | GT |  | S | X | X | 50753 | SHAWNEE 13 KV SHAWNE | 20 | 0.85 | 20.6 | 24 | 17 | N |  |  | OP | X | 6 | 1972 |  |  | N | IPP Non-CHP | 2 | X X X: X; DFO RC RC: DFO |  |  | N | N |  | 1H | [20 empty] | N |  |  | N | N
Vintage1967 | petroleum | TRUE | 63041 | Titus Power, LLC | 3115 | Titus | PA | Berks | 4 | Petroleum Liquids | GT |  | S | X | X | 50754 | SPREADING 13 KV TITUS4 | 18 | 0.85 | 15 | 17 | 13 | N |  |  | OP | X | 12 | 1967 |  |  | N | IPP Non-CHP | 2 | X X X: X; DFO RC RC: DFO |  |  | N | N |  | 1H | [20 empty] | N |  |  | N
Vintage1970 | petroleum | TRUE | 63041 | Titus Power, LLC | 3115 | Titus | PA | Berks | 5 | Petroleum Liquids | GT |  | S | X | X | 50755 | SPREADING 13 KV TITUS5 | 18 | 0.85 | 16.1 | 18 | 13 | N |  |  | OP | X | 8 | 1970 |  |  | N | IPP Non-CHP | 2 | X X X: X; DFO RC RC: DFO |  |  | N | N |  | 1H | [20 empty] | N |  |  | N
Vintage1972 | petroleum | TRUE | 63042 | Tolna Power, LLC | 3116 | Tolna | PA | York | 1 | Petroleum Liquids | GT |  | S | X | X | 50760 | TOLNA 13 KV GEN1 | 27 | 0.85 | 21 | 25 | 18 | N |  |  | OP | X | 6 | 1972 |  |  | N | IPP Non-CHP | 2 | X X X: X; DFO RC RC: DFO |  |  | N | N |  | 1H | [20 empty] | N |  |  | N | N | N
Vintage1972 | petroleum | TRUE | 63042 | Tolna Power, LLC | 3116 | Tolna | PA | York | 2 | Petroleum Liquids | GT |  | S | X | X | 50761 | TOLNA 13 KV GEN2 | 27 | 0.85 | 20.2 | 25 | 18 | N |  |  | OP | X | 6 | 1972 |  |  | N | IPP Non-CHP | 2 | X X X: X; DFO RC RC: DFO |  |  | N | N |  | 1H | [20 empty] | N |  |  | N | N | N
Vintage1905 | hydro | TRUE | 57280 | Eagle Creek Renewable Energy, LLC | 3117 | York Haven | PA | York | 1 | Conventional Hydroelectric | HY |  | W | X | X |  |  | 19.6 | 0.95 | 19 | 19 | 1 | N |  |  | OP | X | 12 | 1905 |  |  | N | IPP Non-CHP | 2 | X X X: X; DFO RC RC: WAT |  |  | N | N | 0 | 12H
Vintage1970 | hard coal | TRUE | 63047 | KeyCon Operating LLC | 3118 | Conemaugh | PA | Indiana | 1 | Conventional Steam Coal | ST |  | J | X | X | 50769 | 50769 | 975.5 | 0.9 | 850 | 850 | 325 | N |  |  | OP | X | 5 | 1970 |  |  | N | IPP Non-CHP | 2 | X X X: X; DFO RC RC: RC; DFO SUB SUB: BIT; DFO DFO DFO: NG; DFO DFO DFO: NG |  |  | N |  |  | OVER |  | Y |  |  |  | Y | [17 empty] | Y | Y | N
Vintage1971 | hard coal | TRUE | 63047 | KeyCon Operating LLC | 3118 | Conemaugh | PA | Indiana | 2 | Conventional Steam Coal | ST |  | J | X | X | 50770 | 50770 | 975.5 | 0.9 | 850 | 850 | 325 | N |  |  | OP | X | 5 | 1971 |  |  | N | IPP Non-CHP | 2 | X X X: X; DFO RC RC: RC; DFO SUB SUB: BIT; DFO DFO DFO: NG; DFO DFO DFO: NG |  |  | N |  |  | OVER |  | Y |  |  |  | Y | [17 empty] | Y | Y | N
Vintage1970 | petroleum | TRUE | 63047 | KeyCon Operating LLC | 3118 | Conemaugh | PA | Indiana | A | Petroleum Liquids | IC |  | J | X | X |  |  | 3 | 0.8 | 2.8 | 2.8 | 2.8 | N |  |  | OP | X | 2 | 1970 |  |  | N | IPP Non-CHP | 2 | X X X: X; DFO RC RC: DFO |  |  | N |  |  | 1H | [23 empty] | N | N | N
Vintage1970 | petroleum | TRUE | 63047 | KeyCon Operating LLC | 3118 | Conemaugh | PA | Indiana | B | Petroleum Liquids | IC |  | J | X | X |  |  | 3 | 0.8 | 2.8 | 2.8 | 2.8 | N |  |  | SB | Y | 2 | 1970 |  |  | N | IPP Non-CHP | 2 | X X X: X; DFO RC RC: DFO |  |  | N |  |  | 1H | [23 empty] | N | N | N
Vintage1970 | petroleum | TRUE | 63047 | KeyCon Operating LLC | 3118 | Conemaugh | PA | Indiana | C | Petroleum Liquids | IC |  | J | X | X |  |  | 3 | 0.8 | 2.8 | 2.8 | 2.8 | N |  |  | SB | Y | 2 | 1970 |  |  | N | IPP Non-CHP | 2 | X X X: X; DFO RC RC: DFO |  |  | N |  |  | 1H | [23 empty] | N | N | N
Vintage1970 | petroleum | TRUE | 63047 | KeyCon Operating LLC | 3118 | Conemaugh | PA | Indiana | D | Petroleum Liquids | IC |  | J | X | X |  |  | 3 | 0.8 | 2.8 | 2.8 | 2.8 | N |  |  | SB | Y | 2 | 1970 |  |  | N | IPP Non-CHP | 2 | X X X: X; DFO RC RC: DFO |  |  | N |  |  | 1H | [23 empty] | N | N | N
Vintage1971 | natural gas peaker | TRUE | 63043 | Blossburg Power, LLC | 3120 | Blossburg | PA | Tioga | 1 | Natural Gas Fired Combustion Turbine | GT |  | S | X | X | 50765 | bLOSSBUR 13 KV UNITCT | 24 | 0.85 | 20.9 | 19 | 16 | N |  |  | OP | X | 5 | 1971 |  |  | N | IPP Non-CHP | 2 | [11 empty] | N | N |  | 1H | [20 empty] | N |  |  | N | N | N | bar: X X X to DFO RC RC
Vintage1969 | hard coal | TRUE | 58615 | NRG Homer City Services LLC | 3122 | Homer City Generating Station | PA | Indiana | 1 | Conventional Steam Coal | ST |  | J | X | X | 51230 |  | 660 | 0.9 | 626.1 | 631.2 | 285 | N |  |  | OP | X | 6 | 1969 |  |  | N | IPP Non-CHP | 2 | X X X: X; DFO RC RC: BIT; DFO DFO DFO: DFO |  |  | N | N |  | OVER |  | Y |  |  |  | Y | [17 empty] | N | N | N
Vintage1969 | hard coal | TRUE | 58615 | NRG Homer City Services LLC | 3122 | Homer City Generating Station | PA | Indiana | 2 | Conventional Steam Coal | ST |  | J | X | X | 51231 |  | 660 | 0.9 | 613.3 | 618.5 | 290 | N |  |  | OP | X | 8 | 1969 |  |  | N | IPP Non-CHP | 2 | X X X: X; DFO RC RC: BIT; DFO DFO DFO: DFO |  |  | N | N |  | OVER |  | Y |  |  |  | Y | [17 empty] | N | N | N
Vintage1977 | hard coal | TRUE | 58615 | NRG Homer City Services LLC | 3122 | Homer City Generating Station | PA | Indiana | 3 | Conventional Steam Coal | ST |  | J | X | X | 51232 |  | 692 | 0.95 | 648.9 | 665.4 | 300 | N |  |  | OP | X | 11 | 1977 |  |  | N | IPP Non-CHP | 2 | X X X: X; DFO RC RC: BIT; DFO DFO DFO: DFO |  |  | N | N |  | OVER |  | Y |  |  | Y | N | [17 empty] | N | N | N
Vintage1924 | hydro | TRUE | 54679 | BP Piney & Deep Creek LLC | 3124 | Piney | PA | Clarion | 1 | Conventional Hydroelectric | HY |  | S | X | X |  |  | 10 | 0.8 | 11.8 | 11.8 | 4 | N |  |  | OP | X | 6 | 1924 |  |  | N | IPP Non-CHP | 2 | X X X: X; DFO RC RC: WAT |  |  | N |  |  | 10M
Vintage1924 | hydro | TRUE | 54679 | BP Piney & Deep Creek LLC | 3124 | Piney | PA | Clarion | 2 | Conventional Hydroelectric | HY |  | S | X | X |  |  | 10 | 0.8 | 11.8 | 11.8 | 4 | N |  |  | OP | X | 7 | 1924 |  |  | N | IPP Non-CHP | 2 | X X X: X; DFO RC RC: WAT |  |  | N |  |  | 10M
Vintage1928 | hydro | TRUE | 54679 | BP Piney & Deep Creek LLC | 3124 | Piney | PA | Clarion | 3 | Conventional Hydroelectric | HY |  | S | X | X |  |  | 10 | 0.8 | 9.6 | 9.6 | 3 | N |  |  | OP | X | 2 | 1928 |  |  | N | IPP Non-CHP | 2 | X X X: X; DFO RC RC: WAT |  |  | N |  |  | 10M
Vintage2004 | hard coal | TRUE | 61781 | Seward Generating LLC | 3130 | Seward (PA) | PA | Indiana | FB1 | Conventional Steam Coal | ST |  | W | X | X | 21601799 | 21601799 | 585 | 0.9 | 521 | 521 | 200 | N |  |  | OP | X | 11 | 2004 |  |  | N | IPP Non-CHP | 2 | X X X: X; DFO RC RC: WC; DFO SUB SUB: DFO; DFO DFO DFO: DFO |  |  | N | N |  | OVER | Y |  |  |  | Y | [18 empty] | Y | N | N
Vintage1954 | natural gas steam turbine | TRUE | 63044 | Shawville Power, LLC | 3131 | Shawville | PA | Clearfield | 1 | Natural Gas Steam Turbine | ST |  | S | X | X | 50796 | SHAWVILLE 18 KV UNIT 1 | 125 | 0.8 | 122.3 | 122 | 30 | N |  |  | OP | X | 8 | 1954 |  |  | N | IPP Non-CHP | 2 | X X X: X; DFO RC RC: NG; DFO DFO DFO: NG; DFO NG NG: DFO |  |  | N | N |  | OVER | [20 empty] | N |  |  | N |  | N
Vintage1954 | natural gas steam turbine | TRUE | 63044 | Shawville Power, LLC | 3131 | Shawville | PA | Clearfield | 2 | Natural Gas Steam Turbine | ST |  | S | X | X | 50797 | SHAWVILLE 18 KV UNIT 2 | 125 | 0.8 | 124.7 | 124.7 | 31 | N |  |  | OP | X | 3 | 1954 |  |  | N | IPP Non-CHP | 2 | X X X: X; DFO RC RC: NG; DFO DFO DFO: NG; DFO NG NG: DFO |  |  | N | N |  | OVER | [20 empty] | N |  |  | N |  | N
Vintage1959 | natural gas steam turbine | TRUE | 63044 | Shawville Power, LLC | 3131 | Shawville | PA | Clearfield | 3 | Natural Gas Steam Turbine | ST |  | S | X | X | 50798 | SHAWVILLE 18 KV UNIT 3 | 188 | 0.85 | 174 | 172 | 59 | N |  |  | OP | X | 12 | 1959 |  |  | N | IPP Non-CHP | 2 | X X X: X; DFO RC RC: NG; DFO DFO DFO: NG; DFO NG NG: DFO |  |  | N | N |  | OVER | [20 empty] | N |  |  | N |  | N
Vintage1960 | natural gas steam turbine | TRUE | 63044 | Shawville Power, LLC | 3131 | Shawville | PA | Clearfield | 4 | Natural Gas Steam Turbine | ST |  | S | X | X | 50799 | SHAWVILLE 18 KV UNIT 4 | 188 | 0.85 | 175 | 171 | 59 | N |  |  | OP | X | 4 | 1960 |  |  | N | IPP Non-CHP | 2 | X X X: X; DFO RC RC: NG; DFO DFO DFO: NG; DFO NG NG: DFO |  |  | N | N |  | OVER | [20 empty] | N |  |  | N |  | N
Vintage1960 | petroleum | TRUE | 63044 | Shawville Power, LLC | 3131 | Shawville | PA | Clearfield | 5 | Petroleum Liquids | IC |  | S | X | X | 50795 | 50795 | 2 | 0.8 | 2 | 2 | 2 | N |  |  | SB | Y | 4 | 1960 |  |  | N | IPP Non-CHP | 2 | X X X: X; DFO RC RC: DFO |  |  | N | N |  | 10M | [20 empty] | N |  |  | N |  | N
Vintage1966 | petroleum | TRUE | 63044 | Shawville Power, LLC | 3131 | Shawville | PA | Clearfield | 6 | Petroleum Liquids | IC |  | S | X | X |  |  | 2 | 0.8 | 2 | 2 | 2 | N |  |  | SB | Y | 4 | 1966 |  |  | N | IPP Non-CHP | 2 | X X X: X; DFO RC RC: DFO |  |  | N | N |  | 10M | [20 empty] | N |  |  | N |  | N
Vintage1960 | petroleum | TRUE | 63044 | Shawville Power, LLC | 3131 | Shawville | PA | Clearfield | 7 | Petroleum Liquids | IC |  | S | X | X |  |  | 2 | 0.8 | 2 | 2 | 2 | N |  |  | SB | Y | 4 | 1960 |  |  | N | IPP Non-CHP | 2 | X X X: X; DFO RC RC: DFO |  |  | N | N |  | 10M | [20 empty] | N |  |  | N |  | N
Vintage1972 | natural gas peaker | TRUE | 63045 | Warren Generation, LLC | 3132 | Warren | PA | Warren | 3 | Natural Gas Fired Combustion Turbine | GT |  | S | X | X | 50803 | 50803 | 53.1 | 0.85 | 62 | 50.1 | 5 | N |  |  | OP | X | 9 | 1972 |  |  | N | IPP Non-CHP | 2 | X X X: X; DFO RC RC: NG; DFO SUB SUB: DFO |  |  | N | N |  | 1H | [20 empty] | N |  |  | Y | N | Y
Vintage1967 | hard coal | TRUE | 63047 | KeyCon Operating LLC | 3136 | Keystone | PA | Armstrong | 1 | Conventional Steam Coal | ST |  | J | X | X | 50781 | 50781 | 936 | 0.9 | 850 | 850 | 350 | N |  |  | OP | X | 8 | 1967 |  |  | N | IPP Non-CHP | 2 | X X X: X; DFO RC RC: RC; DFO SUB SUB: BIT; DFO DFO DFO: DFO; DFO DFO DFO: DFO |  |  | N | N |  | OVER |  | Y |  |  |  | Y | [17 empty] | Y | Y | N
Vintage1968 | hard coal | TRUE | 63047 | KeyCon Operating LLC | 3136 | Keystone | PA | Armstrong | 2 | Conventional Steam Coal | ST |  | J | X | X | 50782 | 50782 | 936 | 0.9 | 850 | 850 | 350 | N |  |  | OP | X | 7 | 1968 |  |  | N | IPP Non-CHP | 2 | X X X: X; DFO RC RC: RC; DFO SUB SUB: BIT; DFO DFO DFO: DFO; DFO DFO DFO: DFO |  |  | N | N |  | OVER |  | Y |  |  |  | Y | [17 empty] | Y | Y | N
Vintage1968 | petroleum | TRUE | 63047 | KeyCon Operating LLC | 3136 | Keystone | PA | Armstrong | 3 | Petroleum Liquids | IC |  | J | X | X | 50783 | 50783 | 2.5 | 0.8 | 2.8 | 2.8 | 2.8 | N |  |  | OP | X | 11 | 1968 |  |  | N | IPP Non-CHP | 2 | X X X: X; DFO RC RC: DFO |  |  | N | N |  | 1H | [23 empty] | N | N | N
Vintage1968 | petroleum | TRUE | 63047 | KeyCon Operating LLC | 3136 | Keystone | PA | Armstrong | 4 | Petroleum Liquids | IC |  | J | X | X |  |  | 2.9 | 0.8 | 2.8 | 2.8 | 2.8 | N |  |  | OP | X | 11 | 1968 |  |  | N | IPP Non-CHP | 2 | X X X: X; DFO RC RC: DFO |  |  | N | N |  | 1H | [23 empty] | N | N
Vintage1968 | petroleum | TRUE | 63047 | KeyCon Operating LLC | 3136 | Keystone | PA | Armstrong | 5 | Petroleum Liquids | IC |  | J | X | X |  |  | 2.9 | 0.8 | 2.8 | 2.8 | 2.8 | N |  |  | OP | X | 11 | 1968 |  |  | N | IPP Non-CHP | 2 | X X X: X; DFO RC RC: DFO |  |  | N | N |  | 1H | [23 empty] | N | N
Vintage1968 | petroleum | TRUE | 63047 | KeyCon Operating LLC | 3136 | Keystone | PA | Armstrong | 6 | Petroleum Liquids | IC |  | J | X | X |  |  | 2.9 | 0.8 | 2.8 | 2.8 | 2.8 | N |  |  | OP | X | 11 | 1968 |  |  | N | IPP Non-CHP | 2 | X X X: X; DFO RC RC: DFO |  |  | N | N |  | 1H | [23 empty] | N | N
Vintage1952 | natural gas steam turbine | TRUE | 63031 | New Castle Power, LLC | 3138 | New Castle Plant | PA | Lawrence | 3 | Natural Gas Steam Turbine | ST |  | S | X | X | 98370489 | NEWCASOE 14 KV G3 | 98 | 0.85 | 92.3 | 93 | 20 | N |  |  | OP | X | 9 | 1952 |  |  | N | IPP Non-CHP | 2 | X X X: X; DFO RC RC: NG; DFO SUB SUB: SUB; DFO DFO DFO: NG |  |  | N | N |  | 12H |  | Y |  |  | Y | [18 empty] | N
Vintage1958 | natural gas steam turbine | TRUE | 63031 | New Castle Power, LLC | 3138 | New Castle Plant | PA | Lawrence | 4 | Natural Gas Steam Turbine | ST |  | S | X | X | 98370491 | NEWCASOE 14 KV G4 | 114 | 0.85 | 93 | 92 | 25 | N |  |  | OP | X | 8 | 1958 |  |  | N | IPP Non-CHP | 2 | X X X: X; DFO RC RC: NG; DFO SUB SUB: SUB; DFO DFO DFO: NG |  |  | N | N |  | 12H |  | Y |  |  | Y | [18 empty] | N
Vintage1964 | natural gas steam turbine | TRUE | 63031 | New Castle Power, LLC | 3138 | New Castle Plant | PA | Lawrence | 5 | Natural Gas Steam Turbine | ST |  | S | X | X | 98370487 | NEWCASOE 14 KV G5 | 136 | 0.85 | 141 | 135 | 35 | N |  |  | OP | X | 6 | 1964 |  |  | N | IPP Non-CHP | 2 | X X X: X; DFO RC RC: NG; DFO SUB SUB: SUB; DFO DFO DFO: NG |  |  | N | N |  | 12H |  | Y |  |  | Y | [18 empty] | N
Vintage1968 | petroleum | TRUE | 63031 | New Castle Power, LLC | 3138 | New Castle Plant | PA | Lawrence | EMDA | Petroleum Liquids | IC |  | S | X | X | 98370491 | NEWCASOE 23KV EMDS-A | 3.2 | 0.8 | 2.5 | 2.5 | 1 | N |  |  | OP | X | 12 | 1968 |  |  | N | IPP Non-CHP | 2 | X X X: X; DFO RC RC: DFO |  |  | N | N |  | 10M | [23 empty] | N
Vintage1968 | petroleum | TRUE | 63031 | New Castle Power, LLC | 3138 | New Castle Plant | PA | Lawrence | EMDB | Petroleum Liquids | IC |  | S | X | X | 98370487 | NEWCASOE 23KV EMDS-B | 3.2 | 0.8 | 2.5 | 2.5 | 1 | N |  |  | OS | X | 12 | 1968 |  |  | N | IPP Non-CHP | 2 | X X X: X; DFO RC RC: DFO |  |  | N | N |  | 10M | [23 empty] | N
Vintage1967 | petroleum | TRUE | 15276 | TalenEnergy Martins Creek LLC | 3139 | TalenEnergy Martin Creek LLC Allentown | PA | Lehigh | CTG1 | Petroleum Liquids | GT |  | S | X | X | 48934141 | 48934141 | 16 | 0.85 | 14 | 14 | 14 | N |  |  | OP | X | 7 | 1967 | 6 | 2022 | N | IPP Non-CHP | 2 | X X X: X; DFO RC RC: DFO |  |  | N | N |  | 1H | [20 empty] | N |  |  | N | N | N
Vintage1967 | petroleum | TRUE | 15276 | TalenEnergy Martins Creek LLC | 3139 | TalenEnergy Martin Creek LLC Allentown | PA | Lehigh | CTG2 | Petroleum Liquids | GT |  | S | X | X | 48934143 | 48934143 | 16 | 0.85 | 14 | 14 | 14 | N |  |  | OP | X | 7 | 1967 | 6 | 2022 | N | IPP Non-CHP | 2 | X X X: X; DFO RC RC: DFO |  |  | N | N |  | 1H | [20 empty] | N |  |  | N | N | N
Vintage1967 | petroleum | TRUE | 15276 | TalenEnergy Martins Creek LLC | 3139 | TalenEnergy Martin Creek LLC Allentown | PA | Lehigh | CTG3 | Petroleum Liquids | GT |  | S | X | X | 48934145 | 48934145 | 16 | 0.85 | 14 | 14 | 14 | N |  |  | OP | X | 7 | 1967 | 6 | 2022 | N | IPP Non-CHP | 2 | X X X: X; DFO RC RC: DFO |  |  | N | N |  | 1H | [20 empty] | N |  |  | N | N | N
Vintage1967 | petroleum | TRUE | 15276 | TalenEnergy Martins Creek LLC | 3139 | TalenEnergy Martin Creek LLC Allentown | PA | Lehigh | CTG4 | Petroleum Liquids | GT |  | S | X | X | 48934147 | 48934147 | 16 | 0.85 | 14 | 14 | 14 | N |  |  | OP | X | 7 | 1967 | 6 | 2022 | N | IPP Non-CHP | 2 | X X X: X; DFO RC RC: DFO |  |  | N | N |  | 1H | [20 empty] | N |  |  | N | N | N
Vintage1961 | hard coal | TRUE | 15537 | Brunner Island LLC | 3140 | Brunner Island | PA | York | 1 | Conventional Steam Coal | ST |  | S | X | X | 50578 | 50578 | 363.3 | 0.9 | 306 | 306 | 122 | N |  |  | OP | X | 5 | 1961 |  |  | N | IPP Non-CHP | 2 | X X X: X; DFO RC RC: BIT; DFO SUB SUB: NG; DFO DFO DFO: DFO; DFO NG NG: NG |  |  | N | N |  | OVER |  | Y |  |  | Y | [15 empty] | N |  |  | Y | Y | N
Vintage1965 | hard coal | TRUE | 15537 | Brunner Island LLC | 3140 | Brunner Island | PA | York | 2 | Conventional Steam Coal | ST |  | S | X | X | 50579 | 50579 | 405 | 0.9 | 363 | 363 | 126 | N |  |  | OP | X | 9 | 1965 |  |  | N | IPP Non-CHP | 2 | X X X: X; DFO RC RC: BIT; DFO SUB SUB: NG; DFO DFO DFO: DFO; DFO NG NG: NG |  |  | N | N |  | OVER |  | Y |  |  | Y | [15 empty] | N |  |  | Y | Y | N
Vintage1969 | hard coal | TRUE | 15537 | Brunner Island LLC | 3140 | Brunner Island | PA | York | 3 | Conventional Steam Coal | ST |  | S | X | X | 50581 | 50581 | 847.8 | 0.97 | 742 | 742 | 365 | N |  |  | OP | X | 6 | 1969 |  |  | N | IPP Non-CHP | 2 | X X X: X; DFO RC RC: BIT; DFO SUB SUB: NG; DFO DFO DFO: DFO; DFO NG NG: NG |  |  | N | N |  | OVER |  | Y |  |  | N | Y | [14 empty] | N |  |  | Y | Y | N
Vintage1969 | petroleum | TRUE | 15276 | TalenEnergy Martins Creek LLC | 3142 | TalenEnergy Martins Creek LLC Fishbach | PA | Schuylkill | UNT1 | Petroleum Liquids | GT |  | S | X | X | 50598 | 50598 | 18.5 | 0.85 | 14 | 14 | 14 | N |  |  | OP | X | 8 | 1969 | 4 | 2022 | N | IPP Non-CHP | 2 | X X X: X; DFO RC RC: DFO |  |  | N | N |  | 1H | [20 empty] | N |  |  | N | N | N
Vintage1969 | petroleum | TRUE | 15276 | TalenEnergy Martins Creek LLC | 3142 | TalenEnergy Martins Creek LLC Fishbach | PA | Schuylkill | UNT2 | Petroleum Liquids | GT |  | S | X | X | 50599 | 50599 | 18.5 | 0.85 | 14 | 14 | 14 | N |  |  | OP | X | 8 | 1969 | 4 | 2022 | N | IPP Non-CHP | 2 | X X X: X; DFO RC RC: DFO |  |  | N | N |  | 1H | [20 empty] | N |  |  | N | N | N
Vintage1967 | petroleum | TRUE | 15276 | TalenEnergy Martins Creek LLC | 3143 | TalenEnergy Martins Creek LLC Harrisburg | PA | Dauphin | CTG1 | Petroleum Liquids | GT |  | S | X | X | 48934149 | 48934149 | 16 | 0.85 | 13.4 | 13.4 | 13.4 | N |  |  | OP | X | 3 | 1967 | 6 | 2022 | N | IPP Non-CHP | 2 | X X X: X; DFO RC RC: DFO |  |  | N | N |  | 1H | [20 empty] | N |  |  | N | N | N
Vintage1967 | petroleum | TRUE | 15276 | TalenEnergy Martins Creek LLC | 3143 | TalenEnergy Martins Creek LLC Harrisburg | PA | Dauphin | CTG2 | Petroleum Liquids | GT |  | S | X | X | 48934151 | 48934151 | 16 | 0.85 | 13.9 | 13.9 | 13.9 | N |  |  | OP | X | 3 | 1967 | 6 | 2022 | N | IPP Non-CHP | 2 | X X X: X; DFO RC RC: DFO |  |  | N | N |  | 1H | [20 empty] | N |  |  | N | N | N
Vintage1967 | petroleum | TRUE | 15276 | TalenEnergy Martins Creek LLC | 3143 | TalenEnergy Martins Creek LLC Harrisburg | PA | Dauphin | CTG3 | Petroleum Liquids | GT |  | S | X | X | 48934153 | 48934153 | 16 | 0.85 | 13.8 | 13.8 | 13.8 | N |  |  | OP | X | 3 | 1967 | 6 | 2022 | N | IPP Non-CHP | 2 | X X X: X; DFO RC RC: DFO |  |  | N | N |  | 1H | [20 empty] | N |  |  | N | N | N
Vintage1967 | petroleum | TRUE | 15276 | TalenEnergy Martins Creek LLC | 3144 | TalenEnergy Martins Creek LLC Harwood | PA | Luzerne | CTG1 | Petroleum Liquids | GT |  | S | X | X | 50609 | 50609 | 16 | 0.85 | 12.9 | 12.9 | 12.9 | N |  |  | OP | X | 7 | 1967 | 5 | 2022 | N | IPP Non-CHP | 2 | X X X: X; DFO RC RC: DFO |  |  | N | N |  | 1H | [20 empty] | N |  |  | N | N | N
Vintage1967 | petroleum | TRUE | 15276 | TalenEnergy Martins Creek LLC | 3144 | TalenEnergy Martins Creek LLC Harwood | PA | Luzerne | CTG2 | Petroleum Liquids | GT |  | S | X | X | 50610 | 50610 | 16 | 0.85 | 12.3 | 12.3 | 12.3 | N |  |  | OP | X | 7 | 1967 | 5 | 2022 | N | IPP Non-CHP | 2 | X X X: X; DFO RC RC: DFO |  |  | N | N |  | 1H | [20 empty] | N |  |  | N | N | N
Vintage1910 | hydro | TRUE | 60416 | BIF III Holtwood LLC | 3145 | Holtwood | PA | Lancaster | HW1 | Conventional Hydroelectric | HY |  | S | X | X | 50593 | 50593 | 10.4 | 1 | 10 | 10 | 3 | N |  |  | OP | X | 10 | 1910 |  |  | N | IPP Non-CHP | 2 | X X X: X; DFO RC RC: WAT |  |  |  |  | 0 | 10M
Vintage1924 | hydro | TRUE | 60416 | BIF III Holtwood LLC | 3145 | Holtwood | PA | Lancaster | HW10 | Conventional Hydroelectric | HY |  | S | X | X | 50592 | 50592 | 12 | 1 | 13.2 | 13.2 | 4 | N |  |  | OP | X | 3 | 1924 |  |  | N | IPP Non-CHP | 2 | X X X: X; DFO RC RC: WAT |  |  |  |  | 0 | 10M
Vintage2011 | hydro | TRUE | 60416 | BIF III Holtwood LLC | 3145 | Holtwood | PA | Lancaster | HW11 | Conventional Hydroelectric | HY |  | S | X | X | 123901489 | 123901489 | 1.4 | 1 | 1.2 | 1.2 | 1 | N |  |  | OP | X | 6 | 2011 |  |  | N | IPP Non-CHP | 2 | X X X: X; DFO RC RC: WAT | [5 empty] | 10M
Vintage2011 | hydro | TRUE | 60416 | BIF III Holtwood LLC | 3145 | Holtwood | PA | Lancaster | HW13 | Conventional Hydroelectric | HY |  | S | X | X | 123901487 | 123901487 | 1.4 | 1 | 1.2 | 1.2 | 1 | N |  |  | OP | X | 6 | 2011 |  |  | N | IPP Non-CHP | 2 | X X X: X; DFO RC RC: WAT | [5 empty] | 10M
Vintage2013 | hydro | TRUE | 60416 | BIF III Holtwood LLC | 3145 | Holtwood | PA | Lancaster | HW18 | Conventional Hydroelectric | HY |  | S | X | X | 123901483 | 123901483 | 66 | 1 | 64.6 | 64.6 | 25 | N |  |  | OP | X | 11 | 2013 |  |  | N | IPP Non-CHP | 2 | X X X: X; DFO RC RC: WAT | [5 empty] | 10M
Vintage2013 | hydro | TRUE | 60416 | BIF III Holtwood LLC | 3145 | Holtwood | PA | Lancaster | HW19 | Conventional Hydroelectric | HY |  | S | X | X | 123901485 | 123901485 | 66 | 1 | 64.6 | 64.6 | 25 | N |  |  | OP | X | 11 | 2013 |  |  | N | IPP Non-CHP | 2 | X X X: X; DFO RC RC: WAT | [5 empty] | 10M
Vintage1911 | hydro | TRUE | 60416 | BIF III Holtwood LLC | 3145 | Holtwood | PA | Lancaster | HW2 | Conventional Hydroelectric | HY |  | S | X | X | 50594 | 50594 | 10.4 | 1 | 11.7 | 11.7 | 4 | N |  |  | OP | X | 2 | 1911 |  |  | N | IPP Non-CHP | 2 | X X X: X; DFO RC RC: WAT |  |  |  |  | 0 | 10M
Vintage1911 | hydro | TRUE | 60416 | BIF III Holtwood LLC | 3145 | Holtwood | PA | Lancaster | HW3 | Conventional Hydroelectric | HY |  | S | X | X | 50595 | 50595 | 13.5 | 1 | 12.7 | 12.7 | 4 | N |  |  | OP | X | 2 | 1911 |  |  | N | IPP Non-CHP | 2 | X X X: X; DFO RC RC: WAT |  |  |  |  | 0 | 10M
Vintage1911 | hydro | TRUE | 60416 | BIF III Holtwood LLC | 3145 | Holtwood | PA | Lancaster | HW4 | Conventional Hydroelectric | HY |  | S | X | X | 50596 | 50596 | 10.4 | 1 | 11.2 | 11.2 | 7 | N |  |  | OP | X | 5 | 1911 |  |  | N | IPP Non-CHP | 2 | X X X: X; DFO RC RC: WAT |  |  |  |  | 0 | 10M
Vintage1911 | hydro | TRUE | 60416 | BIF III Holtwood LLC | 3145 | Holtwood | PA | Lancaster | HW5 | Conventional Hydroelectric | HY |  | S | X | X | 50597 | 50597 | 10.4 | 1 | 12.1 | 12.1 | 7 | N |  |  | OP | X | 7 | 1911 |  |  | N | IPP Non-CHP | 2 | X X X: X; DFO RC RC: WAT |  |  |  |  | 0 | 10M
Vintage1911 | hydro | TRUE | 60416 | BIF III Holtwood LLC | 3145 | Holtwood | PA | Lancaster | HW6 | Conventional Hydroelectric | HY |  | S | X | X | 50588 | 50588 | 10.4 | 1 | 12.5 | 12.5 | 4 | N |  |  | OP | X | 12 | 1911 |  |  | N | IPP Non-CHP | 2 | X X X: X; DFO RC RC: WAT |  |  |  |  | 0 | 10M
Vintage1913 | hydro | TRUE | 60416 | BIF III Holtwood LLC | 3145 | Holtwood | PA | Lancaster | HW7 | Conventional Hydroelectric | HY |  | S | X | X | 50589 | 50589 | 10.4 | 1 | 10.3 | 10.3 | 7 | N |  |  | OP | X | 10 | 1913 |  |  | N | IPP Non-CHP | 2 | X X X: X; DFO RC RC: WAT |  |  |  |  | 0 | 10M
Vintage1914 | hydro | TRUE | 60416 | BIF III Holtwood LLC | 3145 | Holtwood | PA | Lancaster | HW8 | Conventional Hydroelectric | HY |  | S | X | X | 50590 | 50590 | 11.4 | 1 | 10.5 | 10.5 | 4 | N |  |  | OP | X | 12 | 1914 |  |  | N | IPP Non-CHP | 2 | X X X: X; DFO RC RC: WAT |  |  |  |  | 0 | 10M
Vintage1914 | hydro | TRUE | 60416 | BIF III Holtwood LLC | 3145 | Holtwood | PA | Lancaster | HW9 | Conventional Hydroelectric | HY |  | S | X | X | 50591 | 50591 | 13.2 | 1 | 13.2 | 13.2 | 4 | N |  |  | OP | X | 2 | 1914 |  |  | N | IPP Non-CHP | 2 | X X X: X; DFO RC RC: WAT |  |  |  |  | 0 | 10M
Vintage1969 | petroleum | TRUE | 15276 | TalenEnergy Martins Creek LLC | 3146 | TalenEnergy Martins Creek LLC Jenkins | PA | Luzerne | CTG1 | Petroleum Liquids | GT |  | S | X | X | 50613 | 50613 | 16 | 0.85 | 13.8 | 13.8 | 13.8 | N |  |  | OP | X | 8 | 1969 | 4 | 2022 | N | IPP Non-CHP | 2 | X X X: X; DFO RC RC: DFO |  |  | N | N |  | 1H | [20 empty] | N |  |  | N | N | N
Vintage1969 | petroleum | TRUE | 15276 | TalenEnergy Martins Creek LLC | 3146 | TalenEnergy Martins Creek LLC Jenkins | PA | Luzerne | CTG2 | Petroleum Liquids | GT |  | S | X | X | 50614 | 50614 | 16 | 0.85 | 13.8 | 13.8 | 13.8 | N |  |  | OP | X | 7 | 1969 | 4 | 2022 | N | IPP Non-CHP | 2 | X X X: X; DFO RC RC: DFO |  |  | N | N |  | 1H | [20 empty] | N |  |  | N | N | N
Vintage1969 | petroleum | TRUE | 15276 | TalenEnergy Martins Creek LLC | 3147 | TalenEnergy Martins Creek LLC Lock Haven | PA | Lycoming | CTG | Petroleum Liquids | GT |  | S | X | X | 50616 | 50616 | 18.5 | 0.85 | 14 | 14 | 14 | N |  |  | OP | X | 11 | 1969 | 4 | 2022 | N | IPP Non-CHP | 2 | X X X: X; DFO RC RC: DFO |  |  | N | N |  | 1H | [20 empty] | N |  |  | N | N | N
Vintage1975 | natural gas steam turbine | TRUE | 15276 | TalenEnergy Martins Creek LLC | 3148 | TalenEnergy Martins Creek | PA | Northampton | 3 | Natural Gas Steam Turbine | ST |  | W | X | X | 50621 | 50621 | 850.5 | 0.9 | 850 | 850 | 165 | N |  |  | OP | X | 10 | 1975 |  |  | N | IPP Non-CHP | 2 | X X X: X; DFO RC RC: NG; DFO SUB SUB: RFO; DFO DFO DFO: DFO; DFO DFO DFO: NG |  |  | N | N |  | OVER | [20 empty] | N |  |  | Y | Y | Y
Vintage1977 | natural gas steam turbine | TRUE | 15276 | TalenEnergy Martins Creek LLC | 3148 | TalenEnergy Martins Creek | PA | Northampton | 4 | Natural Gas Steam Turbine | ST |  | W | X | X | 50622 | 50622 | 850.5 | 0.9 | 850 | 850 | 165 | N |  |  | OP | X | 3 | 1977 |  |  | N | IPP Non-CHP | 2 | X X X: X; DFO RC RC: NG; DFO SUB SUB: RFO; DFO DFO DFO: DFO; DFO DFO DFO: NG |  |  | N | N |  | OVER | [20 empty] | N |  |  | Y | Y | Y
Vintage1971 | natural gas peaker | TRUE | 15276 | TalenEnergy Martins Creek LLC | 3148 | TalenEnergy Martins Creek | PA | Northampton | CTG1 | Natural Gas Fired Combustion Turbine | GT |  | W | X | X | 48934161 | 48934161 | 23.6 | 0.9 | 18 | 18 | 18 | N |  |  | OP | X | 6 | 1971 | 5 | 2023 | N | IPP Non-CHP | 2 | [11 empty] | N | N |  | 1H | [20 empty] | N |  |  | N | N | N | bar: X X X to DFO RC RC
Vintage1971 | natural gas peaker | TRUE | 15276 | TalenEnergy Martins Creek LLC | 3148 | TalenEnergy Martins Creek | PA | Northampton | CTG2 | Natural Gas Fired Combustion Turbine | GT |  | W | X | X | 48934163 | 48934163 | 23.6 | 0.9 | 17.3 | 17.3 | 17.3 | N |  |  | OP | X | 6 | 1971 | 5 | 2023 | N | IPP Non-CHP | 2 | [11 empty] | N | N |  | 1H | [20 empty] | N |  |  | N | N | N | bar: X X X to DFO RC RC
Vintage1971 | natural gas peaker | TRUE | 15276 | TalenEnergy Martins Creek LLC | 3148 | TalenEnergy Martins Creek | PA | Northampton | CTG3 | Natural Gas Fired Combustion Turbine | GT |  | W | X | X | 48934165 | 48934165 | 22.3 | 0.85 | 18 | 18 | 18 | N |  |  | OP | X | 6 | 1971 | 6 | 2022 | N | IPP Non-CHP | 2 | [11 empty] | N | N |  | 1H | [20 empty] | N |  |  | N | N | N | bar: X X X to DFO RC RC
Vintage1971 | natural gas peaker | TRUE | 15276 | TalenEnergy Martins Creek LLC | 3148 | TalenEnergy Martins Creek | PA | Northampton | CTG4 | Natural Gas Fired Combustion Turbine | GT |  | W | X | X | 48934167 | 48934167 | 23.6 | 0.9 | 17.2 | 17.2 | 17.2 | N |  |  | OP | X | 6 | 1971 | 5 | 2023 | N | IPP Non-CHP | 2 | [11 empty] | N | N |  | 1H | [20 empty] | N |  |  | N | N | N | bar: X X X to DFO RC RC
Vintage1972 | hard coal | TRUE | 15534 | TalenEnergy Montour LLC | 3149 | TalenEnergy Montour | PA | Montour | 1 | Conventional Steam Coal | ST |  | S | X | X | 50628 | 50628 | 864.9 | 0.93 | 752 | 752 | 338 | N |  |  | OP | X | 3 | 1972 |  |  | N | IPP Non-CHP | 2 | X X X: X; DFO RC RC: BIT; DFO SUB SUB: DFO; DFO DFO DFO: RC; DFO DFO DFO: DFO |  |  | N | N |  | OVER |  | Y |  |  |  | Y | [14 empty] | N |  |  | Y | Y | N
Vintage1973 | hard coal | TRUE | 15534 | TalenEnergy Montour LLC | 3149 | TalenEnergy Montour | PA | Montour | 2 | Conventional Steam Coal | ST |  | S | X | X | 50629 | 50629 | 893 | 0.94 | 752 | 752 | 342 | N |  |  | OP | X | 4 | 1973 |  |  | N | IPP Non-CHP | 2 | X X X: X; DFO RC RC: BIT; DFO SUB SUB: DFO; DFO DFO DFO: RC; DFO DFO DFO: DFO |  |  | N | N |  | OVER |  | Y |  |  |  | Y | [14 empty] | N |  |  | Y | Y | N
Vintage1971 | petroleum | TRUE | 22001 | Sunbury Generation LP | 3152 | Sunbury Generation LP | PA | Snyder | CTG1 | Petroleum Liquids | GT |  | S | X | X | SUNBURY | SUNBURY | 23.6 | 0.85 | 18 | 18 | 2 | N |  |  | SB | Y | 11 | 1971 |  |  | N | IPP Non-CHP | 2 | X X X: X; DFO RC RC: DFO |  |  | N | N |  | 1H | [23 empty] | N | N | N
Vintage1971 | petroleum | TRUE | 22001 | Sunbury Generation LP | 3152 | Sunbury Generation LP | PA | Snyder | CTG2 | Petroleum Liquids | GT |  | S | X | X | SUNBURY | SUNBURY | 23.6 | 0.85 | 18 | 18 | 2 | N |  |  | SB | Y | 11 | 1971 |  |  | N | IPP Non-CHP | 2 | X X X: X; DFO RC RC: DFO |  |  | N | N |  | 1H | [23 empty] | N | N | N
Vintage1967 | petroleum | TRUE | 22001 | Sunbury Generation LP | 3152 | Sunbury Generation LP | PA | Snyder | DI2 | Petroleum Liquids | IC |  | S | X | X | SUNBURY | SUNBURY | 5.5 | 0.8 | 5 | 5 | 2.5 | N |  |  | SB | Y | 4 | 1967 |  |  | N | IPP Non-CHP | 2 | X X X: X; DFO RC RC: DFO |  |  | N | N |  | 1H | [23 empty] | N | N | N
Vintage1926 | hydro | TRUE | 60417 | Wallenpuapack Hydro | 3153 | Wallenpaupack | PA | Wayne | WP1 | Conventional Hydroelectric | HY |  | S | X | X | 50577 | 50577 | 20 | 1 | 22 | 22 | 2 | N |  |  | OP | X | 6 | 1926 |  |  | N | IPP Non-CHP | 2 | X X X: X; DFO RC RC: WAT |  |  |  |  | 0 | 1H
Vintage1926 | hydro | TRUE | 60417 | Wallenpuapack Hydro | 3153 | Wallenpaupack | PA | Wayne | WP2 | Conventional Hydroelectric | HY |  | S | X | X | 50577 | 50577 | 20 | 1 | 22 | 22 | 2 | N |  |  | OP | X | 6 | 1926 |  |  | N | IPP Non-CHP | 2 | X X X: X; DFO RC RC: WAT |  |  |  |  | 0 | 1H
Vintage1969 | petroleum | TRUE | 15276 | TalenEnergy Martins Creek LLC | 3154 | TalenEnergy Martins Creek LLC West Shore | PA | Cumberland | CTG1 | Petroleum Liquids | GT |  | S | X | X | 50656 | 50656 | 18.5 | 0.85 | 14 | 14 | 14 | N |  |  | OP | X | 8 | 1969 | 4 | 2022 | N | IPP Non-CHP | 2 | X X X: X; DFO RC RC: DFO |  |  | N | N |  | 1H | [20 empty] | N |  |  | N | N | N
Vintage1969 | petroleum | TRUE | 15276 | TalenEnergy Martins Creek LLC | 3154 | TalenEnergy Martins Creek LLC West Shore | PA | Cumberland | CTG2 | Petroleum Liquids | GT |  | S | X | X | 50657 | 50657 | 18.5 | 0.85 | 14 | 14 | 14 | N |  |  | OP | X | 8 | 1969 | 4 | 2022 | N | IPP Non-CHP | 2 | X X X: X; DFO RC RC: DFO |  |  | N | N |  | 1H | [20 empty] | N |  |  | N | N | N
Vintage1967 | petroleum | TRUE | 15276 | TalenEnergy Martins Creek LLC | 3155 | TalenEnergy Martins Creek LLC Williamsport | PA | Lycoming | CTG1 | Petroleum Liquids | GT |  | S | X | X | 1048046 | 1048046 | 16 | 0.85 | 13.2 | 13.2 | 13.2 | N |  |  | OP | X | 8 | 1967 | 4 | 2022 | N | IPP Non-CHP | 2 | X X X: X; DFO RC RC: DFO |  |  | N |  |  | 1H | [20 empty] | N |  |  | N | N | N
Vintage1967 | petroleum | TRUE | 15276 | TalenEnergy Martins Creek LLC | 3155 | TalenEnergy Martins Creek LLC Williamsport | PA | Lycoming | CTG2 | Petroleum Liquids | GT |  | S | X | X | 1048046 | 1048046 | 16 | 0.85 | 13.4 | 13.4 | 13.4 | N |  |  | OP | X | 8 | 1967 | 4 | 2022 | N | IPP Non-CHP | 2 | X X X: X; DFO RC RC: DFO |  |  | N |  |  | 1H | [20 empty] | N |  |  | N | N | N
Vintage1969 | petroleum | TRUE | 6035 | Exelon Power | 3157 | Chester Generating Station | PA | Chester | 7 | Petroleum Liquids | GT |  | S | X | X | CHESTER 13 KV UNIT 7 | CHESTER 13 KV UNIT 7 | 18.6 | 0.85 | 13 | 18 | 5 | N |  |  | OP | X | 2 | 1969 |  |  | N | IPP Non-CHP | 2 | X X X: X; DFO RC RC: DFO |  |  | N | N |  | 10M | [20 empty] | N |  |  | N
Vintage1969 | petroleum | TRUE | 6035 | Exelon Power | 3157 | Chester Generating Station | PA | Chester | 8 | Petroleum Liquids | GT |  | S | X | X | CHESTER 13 KV UNIT 8 | CHESTER 13 KV UNIT 8 | 18.6 | 0.85 | 13 | 18 | 5 | N |  |  | OP | X | 5 | 1969 |  |  | N | IPP Non-CHP | 2 | X X X: X; DFO RC RC: DFO |  |  | N | N |  | 10M | [20 empty] | N |  |  | N
Vintage1969 | petroleum | TRUE | 6035 | Exelon Power | 3157 | Chester Generating Station | PA | Chester | 9 | Petroleum Liquids | GT |  | S | X | X | CHESTER 13 KV UNIT 9 | CHESTER 13 KV UNIT 9 | 18.6 | 0.85 | 13 | 18 | 5 | N |  |  | OP | X | 3 | 1969 |  |  | N | IPP Non-CHP | 2 | X X X: X; DFO RC RC: DFO |  |  | N | N |  | 10M | [20 empty] | N |  |  | N
Vintage1969 | petroleum | TRUE | 6035 | Exelon Power | 3160 | Delaware Generating Station | PA | Philadelphia | 10 | Petroleum Liquids | GT |  | S | X | X | DELA PE 13 KV UNIT10 | DELA PE 13 KV UNIT10 | 18.6 | 0.85 | 13 | 18 | 5 | N |  |  | OP | X | 5 | 1969 |  |  | N | IPP Non-CHP | 2 | X X X: X; DFO RC RC: DFO |  |  | N | N |  | 10M | [20 empty] | N |  |  | N
Vintage1969 | petroleum | TRUE | 6035 | Exelon Power | 3160 | Delaware Generating Station | PA | Philadelphia | 11 | Petroleum Liquids | GT |  | S | X | X | DELA PE 13 KV UNIT11 | DELA PE 13 KV UNIT11 | 18.6 | 0.85 | 13 | 18 | 5 | N |  |  | OP | X | 4 | 1969 |  |  | N | IPP Non-CHP | 2 | X X X: X; DFO RC RC: DFO |  |  | N | N |  | 10M | [20 empty] | N |  |  | N
Vintage1969 | petroleum | TRUE | 6035 | Exelon Power | 3160 | Delaware Generating Station | PA | Philadelphia | 12 | Petroleum Liquids | GT |  | S | X | X | DELA PE 13 KV UNIT12 | DELA PE 13 KV UNIT12 | 18.6 | 0.85 | 13 | 18 | 5 | N |  |  | OP | X | 5 | 1969 |  |  | N | IPP Non-CHP | 2 | X X X: X; DFO RC RC: DFO |  |  | N | N |  | 10M | [23 empty] | N
Vintage1970 | petroleum | TRUE | 6035 | Exelon Power | 3160 | Delaware Generating Station | PA | Philadelphia | 9 | Petroleum Liquids | GT |  | S | X | X | DELA PE 13 KV UNIT09 | DELA PE 13 KV UNIT09 | 21.2 | 0.85 | 17 | 20 | 5 | N |  |  | OP | X | 7 | 1970 |  |  | N | IPP Non-CHP | 2 | X X X: X; DFO RC RC: DFO |  |  | N | N |  | 10M | [20 empty] | N |  |  | N
Vintage1967 | petroleum | TRUE | 6035 | Exelon Power | 3161 | Eddystone Generating Station | PA | Delaware | 10 | Petroleum Liquids | GT |  | S | X | X | EDDYSTON13 KV UNIT10 | EDDYSTON13 KV UNIT10 | 18.6 | 0.85 | 13 | 18 | 5 | N |  |  | OP | X | 5 | 1967 |  |  | N | IPP Non-CHP | 2 | X X X: X; DFO RC RC: DFO |  |  | N | N |  | 10M | [20 empty] | N |  |  | N
Vintage1967 | petroleum | TRUE | 6035 | Exelon Power | 3161 | Eddystone Generating Station | PA | Delaware | 20 | Petroleum Liquids | GT |  | S | X | X | EDDYSTON13 KV UNIT20 | EDDYSTON13 KV UNIT20 | 18.6 | 0.85 | 13 | 18 | 5 | N |  |  | OP | X | 10 | 1967 |  |  | N | IPP Non-CHP | 2 | X X X: X; DFO RC RC: DFO |  |  | N | N | 0 | 10M | [20 empty] | N |  |  | N
Vintage1974 | natural gas steam turbine | TRUE | 6035 | Exelon Power | 3161 | Eddystone Generating Station | PA | Delaware | 3 | Natural Gas Steam Turbine | ST |  | S | X | X | EDDYSTON20 KV UNIT03 | EDDYSTON20 KV UNIT03 | 391 | 0.85 | 380 | 380 | 50 | N |  |  | OP | X | 9 | 1974 |  |  | N | IPP Non-CHP | 2 | X X X: X; DFO RC RC: NG; DFO SUB SUB: DFO; DFO DFO DFO: DFO; DFO NG NG: NG |  |  | N | N |  | OVER | [20 empty] | N |  |  | Y | Y | Y
Vintage1970 | petroleum | TRUE | 6035 | Exelon Power | 3161 | Eddystone Generating Station | PA | Delaware | 30 | Petroleum Liquids | GT |  | S | X | X | EDDYSTON13 KV UNIT30 | EDDYSTON13 KV UNIT30 | 21.2 | 0.85 | 17 | 20 | 5 | N |  |  | OP | X | 3 | 1970 |  |  | N | IPP Non-CHP | 2 | X X X: X; DFO RC RC: DFO |  |  | N | N |  | 10M | [20 empty] | N |  |  | N
Vintage1976 | natural gas steam turbine | TRUE | 6035 | Exelon Power | 3161 | Eddystone Generating Station | PA | Delaware | 4 | Natural Gas Steam Turbine | ST |  | S | X | X | EDDYSTON20 KV UNIT04 | EDDYSTON20 KV UNIT04 | 391 | 0.85 | 380 | 380 | 50 | N |  |  | OP | X | 6 | 1976 |  |  | N | IPP Non-CHP | 2 | X X X: X; DFO RC RC: NG; DFO SUB SUB: DFO; DFO DFO DFO: DFO; DFO NG NG: NG |  |  | N | N |  | OVER | [20 empty] | N |  |  | Y | Y | Y
Vintage1970 | petroleum | TRUE | 6035 | Exelon Power | 3161 | Eddystone Generating Station | PA | Delaware | 40 | Petroleum Liquids | GT |  | S | X | X | EDDYSTON13 KV UNIT40 | EDDYSTON13 KV UNIT40 | 21.2 | 0.85 | 17 | 20 | 5 | N |  |  | OP | X | 6 | 1970 |  |  | N | IPP Non-CHP | 2 | X X X: X; DFO RC RC: DFO |  |  | N | N | 0 | 10M | [20 empty] | N |  |  | N
Vintage1970 | petroleum | TRUE | 6035 | Exelon Power | 3162 | Falls | PA | Bucks | 1 | Petroleum Liquids | GT |  | S | X | X | FALLS 13 KV UNIT01 | FALLS 13 KV UNIT01 | 21.2 | 0.85 | 17 | 20 | 5 | N |  |  | OP | X | 5 | 1970 |  |  | N | IPP Non-CHP | 2 | X X X: X; DFO RC RC: DFO |  |  | N | N |  | 10M | [20 empty] | N |  |  | N
Vintage1970 | petroleum | TRUE | 6035 | Exelon Power | 3162 | Falls | PA | Bucks | 2 | Petroleum Liquids | GT |  | S | X | X | FALLS 13 KV UNIT02 | FALLS 13 KV UNIT02 | 21.2 | 0.85 | 17 | 20 | 5 | N |  |  | OP | X | 5 | 1970 |  |  | N | IPP Non-CHP | 2 | X X X: X; DFO RC RC: DFO |  |  | N | N |  | 10M | [20 empty] | N |  |  | N
Vintage1970 | petroleum | TRUE | 6035 | Exelon Power | 3162 | Falls | PA | Bucks | 3 | Petroleum Liquids | GT |  | S | X | X | FALLS 13 KV UNIT03 | FALLS 13 KV UNIT03 | 21.2 | 0.85 | 17 | 20 | 5 | N |  |  | OP | X | 6 | 1970 |  |  | N | IPP Non-CHP | 2 | X X X: X; DFO RC RC: DFO |  |  | N | N |  | 10M | [20 empty] | N |  |  | N
Vintage1970 | petroleum | TRUE | 6035 | Exelon Power | 3163 | Moser Generating Station | PA | Montgomery | 1 | Petroleum Liquids | GT |  | S | X | X | MOSER 13 KV UNIT1 | MOSER 13 KV UNIT1 | 21.2 | 0.85 | 17 | 20 | 5 | N |  |  | OP | X | 6 | 1970 |  |  | N | IPP Non-CHP | 2 | X X X: X; DFO RC RC: DFO |  |  | N | N |  | 10M | [20 empty] | N |  |  | N
Vintage1970 | petroleum | TRUE | 6035 | Exelon Power | 3163 | Moser Generating Station | PA | Montgomery | 2 | Petroleum Liquids | GT |  | S | X | X | MOSER 13 KV UNIT2 | MOSER 13 KV UNIT2 | 21.2 | 0.85 | 17 | 20 | 5 | N |  |  | OP | X | 5 | 1970 |  |  | N | IPP Non-CHP | 2 | X X X: X; DFO RC RC: DFO |  |  | N | N |  | 10M | [20 empty] | N |  |  | N
Vintage1970 | petroleum | TRUE | 6035 | Exelon Power | 3163 | Moser Generating Station | PA | Montgomery | 3 | Petroleum Liquids | GT |  | S | X | X | MOSER 13 KV UNIT3 | MOSER 13 KV UNIT3 | 21.2 | 0.85 | 17 | 20 | 5 | N |  |  | OP | X | 6 | 1970 |  |  | N | IPP Non-CHP | 2 | X X X: X; DFO RC RC: DFO |  |  | N | N |  | 10M | [20 empty] | N |  |  | N
Vintage1967 | other | TRUE | 6035 | Exelon Power | 3164 | Muddy Run | PA | Lancaster | 1 | Hydroelectric Pumped Storage | PS |  | S | X | X | MUDDYRN 13 KV UNIT1 | MUDDYRN 13 KV UNIT1 | 134 | 0.9 | 134 | 134 | 50 | N |  |  | OP | X | 4 | 1967 |  |  | N | IPP Non-CHP | 2 | X X X: X; DFO RC RC: WAT |  |  | N | N |  | 10M | [20 empty] | N |  |  | N
Vintage1967 | other | TRUE | 6035 | Exelon Power | 3164 | Muddy Run | PA | Lancaster | 2 | Hydroelectric Pumped Storage | PS |  | S | X | X | MUDDYRN 13 KV UNIT2 | MUDDYRN 13 KV UNIT2 | 134 | 0.9 | 133 | 133 | 50 | N |  |  | OP | X | 4 | 1967 |  |  | N | IPP Non-CHP | 2 | X X X: X; DFO RC RC: WAT |  |  | N | N |  | 10M | [20 empty] | N |  |  | N
Vintage1967 | other | TRUE | 6035 | Exelon Power | 3164 | Muddy Run | PA | Lancaster | 3 | Hydroelectric Pumped Storage | PS |  | S | X | X | MUDDYRN 13 KV UNIT3 | MUDDYRN 13 KV UNIT3 | 134 | 0.9 | 134 | 134 | 50 | N |  |  | OP | X | 4 | 1967 |  |  | N | IPP Non-CHP | 2 | X X X: X; DFO RC RC: WAT |  |  | N | N |  | 10M | [20 empty] | N |  |  | N
Vintage1967 | other | TRUE | 6035 | Exelon Power | 3164 | Muddy Run | PA | Lancaster | 4 | Hydroelectric Pumped Storage | PS |  | S | X | X | MUDDYRN 13 KV UNIT4 | MUDDYRN 13 KV UNIT4 | 134 | 0.9 | 134 | 134 | 50 | N |  |  | OP | X | 6 | 1967 |  |  | N | IPP Non-CHP | 2 | X X X: X; DFO RC RC: WAT |  |  | N | N |  | 10M | [20 empty] | N |  |  | N
Vintage1967 | other | TRUE | 6035 | Exelon Power | 3164 | Muddy Run | PA | Lancaster | 5 | Hydroelectric Pumped Storage | PS |  | S | X | X | MUDDYRN 13 KV UNIT5 | MUDDYRN 13 KV UNIT5 | 134 | 0.9 | 134 | 134 | 50 | N |  |  | OP | X | 10 | 1967 |  |  | N | IPP Non-CHP | 2 | X X X: X; DFO RC RC: WAT |  |  | N | N |  | 10M | [20 empty] | N |  |  | N
Vintage1967 | other | TRUE | 6035 | Exelon Power | 3164 | Muddy Run | PA | Lancaster | 6 | Hydroelectric Pumped Storage | PS |  | S | X | X | MUDDYRN 13 KV UNIT6 | MUDDYRN 13 KV UNIT6 | 134 | 0.9 | 133 | 133 | 50 | N |  |  | OP | X | 10 | 1967 |  |  | N | IPP Non-CHP | 2 | X X X: X; DFO RC RC: WAT |  |  | N | N |  | 10M | [20 empty] | N |  |  | N
Vintage1968 | other | TRUE | 6035 | Exelon Power | 3164 | Muddy Run | PA | Lancaster | 7 | Hydroelectric Pumped Storage | PS |  | S | X | X | MUDDYRN 13 KV UNIT7 | MUDDYRN 13 KV UNIT7 | 134 | 0.9 | 134 | 134 | 50 | N |  |  | OP | X | 2 | 1968 |  |  | N | IPP Non-CHP | 2 | X X X: X; DFO RC RC: WAT |  |  | N | N |  | 10M | [20 empty] | N |  |  | N
Vintage1968 | other | TRUE | 6035 | Exelon Power | 3164 | Muddy Run | PA | Lancaster | 8 | Hydroelectric Pumped Storage | PS |  | S | X | X | MUDDYRN 13 KV UNIT8 | MUDDYRN 13 KV UNIT8 | 134 | 0.9 | 134 | 134 | 50 | N |  |  | OP | X | 2 | 1968 |  |  | N | IPP Non-CHP | 2 | X X X: X; DFO RC RC: WAT |  |  | N | N | 0 | 10M | [20 empty] | N |  |  | N
Vintage1974 | nuclear | TRUE | 55951 | Exelon Nuclear | 3166 | Peach Bottom | PA | York | 2 | Nuclear | ST |  | J | X | X | 20141102 | 20141102 | 1499.4 | 0.98 | 1264.7 | 1345.1 | 115.8 | N |  |  | OP | X | 7 | 1974 |  |  | N | IPP Non-CHP | 2 | X X X: X; DFO RC RC: NUC |  |  | N | N |  | OVER | [23 empty] | N
Vintage1974 | nuclear | TRUE | 55951 | Exelon Nuclear | 3166 | Peach Bottom | PA | York | 3 | Nuclear | ST |  | J | X | X | 20141103 | 20141103 | 1377 | 0.9 | 1284.7 | 1349.7 | 117.3 | N |  |  | OP | X | 12 | 1974 |  |  | N | IPP Non-CHP | 2 | X X X: X; DFO RC RC: NUC |  |  | N | N |  | OVER | [23 empty] | N
Vintage1973 | petroleum | TRUE | 6035 | Exelon Power | 3168 | Richmond Generating Station | PA | Philadelphia | 91 | Petroleum Liquids | GT |  | S | X | X | RICH PE 13 KV UNIT91 | RICH PE 13 KV UNIT91 | 65.8 | 0.9 | 49 | 66 | 20 | N |  |  | OP | X | 6 | 1973 |  |  | N | IPP Non-CHP | 2 | X X X: X; DFO RC RC: DFO |  |  | N | N |  | 1H | [20 empty] | N |  |  | N
Vintage1973 | petroleum | TRUE | 6035 | Exelon Power | 3168 | Richmond Generating Station | PA | Philadelphia | 92 | Petroleum Liquids | GT |  | S | X | X | RICH PE 13 KV UNIT92 | RICH PE 13 KV UNIT92 | 65.8 | 0.9 | 49 | 66 | 20 | N |  |  | OP | X | 6 | 1973 |  |  | N | IPP Non-CHP | 2 | X X X: X; DFO RC RC: DFO |  |  | N | N |  | 1H | [20 empty] | N |  |  | N
Vintage1969 | petroleum | TRUE | 6035 | Exelon Power | 3169 | Schuylkill Generating Station | PA | Philadelphia | 10 | Petroleum Liquids | GT |  | S | X | X | SCHUYLKI13 KV UNIT10 | SCHUYLKI13 KV UNIT10 | 18.6 | 0.85 | 13 | 18 | 5 | N |  |  | OP | X | 5 | 1969 |  |  | N | IPP Non-CHP | 2 | X X X: X; DFO RC RC: DFO |  |  | N | N |  | 10M | [20 empty] | N |  |  | N
Vintage1971 | petroleum | TRUE | 6035 | Exelon Power | 3169 | Schuylkill Generating Station | PA | Philadelphia | 11 | Petroleum Liquids | GT |  | S | X | X | SCHUYLKI13 KV UNIT11 | SCHUYLKI13 KV UNIT11 | 21.2 | 0.85 | 17 | 20 | 5 | N |  |  | OP | X | 6 | 1971 |  |  | N | IPP Non-CHP | 2 | X X X: X; DFO RC RC: DFO |  |  | N | N |  | 10M | [20 empty] | N |  |  | N
Vintage1967 | petroleum | TRUE | 6035 | Exelon Power | 3170 | Southwark | PA | Philadelphia | 3 | Petroleum Liquids | GT |  | S | X | X | SWARK 13 KV UNIT3 | SWARK 13 KV UNIT3 | 18.6 | 0.85 | 13 | 18 | 5 | N |  |  | OP | X | 6 | 1967 |  |  | N | IPP Non-CHP | 2 | X X X: X; DFO RC RC: DFO |  |  | N | N |  | 10M | [20 empty] | N |  |  | N | N
Vintage1967 | petroleum | TRUE | 6035 | Exelon Power | 3170 | Southwark | PA | Philadelphia | 4 | Petroleum Liquids | GT |  | S | X | X | SWARK 13 KV UNIT4 | SWARK 13 KV UNIT4 | 18.6 | 0.85 | 13 | 18 | 5 | N |  |  | OP | X | 10 | 1967 |  |  | N | IPP Non-CHP | 2 | X X X: X; DFO RC RC: DFO |  |  | N | N |  | 10M | [20 empty] | N |  |  | N | N
Vintage1967 | petroleum | TRUE | 6035 | Exelon Power | 3170 | Southwark | PA | Philadelphia | 5 | Petroleum Liquids | GT |  | S | X | X | SWARK 13 KV UNIT5 | SWARK 13 KV UNIT5 | 18.6 | 0.85 | 13 | 18 | 5 | N |  |  | OP | X | 7 | 1967 |  |  | N | IPP Non-CHP | 2 | X X X: X; DFO RC RC: DFO |  |  | N | N |  | 10M | [20 empty] | N |  |  | N | N
Vintage1968 | petroleum | TRUE | 6035 | Exelon Power | 3170 | Southwark | PA | Philadelphia | 6 | Petroleum Liquids | GT |  | S | X | X | SWARK 13 KV UNIT6 | SWARK 13 KV UNIT6 | 18.6 | 0.85 | 13 | 18 | 5 | N |  |  | OP | X | 11 | 1968 |  |  | N | IPP Non-CHP | 2 | X X X: X; DFO RC RC: DFO |  |  | N | N |  | 10M | [20 empty] | N |  |  | N
Vintage1940 | hydro | TRUE | 59364 | Safe Harbor | 3175 | Safe Harbor | PA | Lancaster | 1 | Conventional Hydroelectric | HY |  | S | X | X | 50639 | 50639 | 33 | 1 | 33 | 33 | 10 | N |  |  | OP | X | 10 | 1940 |  |  | N | IPP Non-CHP | 2 | X X X: X; DFO RC RC: WAT |  |  | N |  |  | 10M
Vintage1985 | hydro | TRUE | 59364 | Safe Harbor | 3175 | Safe Harbor | PA | Lancaster | 10 | Conventional Hydroelectric | HY |  | S | X | X | 50636 | 50636 | 37.5 | 1 | 37.5 | 37.5 | 33 | N |  |  | OP | X | 6 | 1985 |  |  | N | IPP Non-CHP | 2 | X X X: X; DFO RC RC: WAT |  |  | N |  |  | 10M
Vintage1986 | hydro | TRUE | 59364 | Safe Harbor | 3175 | Safe Harbor | PA | Lancaster | 11 | Conventional Hydroelectric | HY |  | S | X | X | 50637 | 50637 | 37.5 | 1 | 37.5 | 37.5 | 33 | N |  |  | OP | X | 4 | 1986 |  |  | N | IPP Non-CHP | 2 | X X X: X; DFO RC RC: WAT |  |  | N |  |  | 10M
Vintage1985 | hydro | TRUE | 59364 | Safe Harbor | 3175 | Safe Harbor | PA | Lancaster | 12 | Conventional Hydroelectric | HY |  | S | X | X | 50638 | 50638 | 37.5 | 1 | 37.5 | 37.5 | 33 | N |  |  | OP | X | 9 | 1985 |  |  | N | IPP Non-CHP | 2 | X X X: X; DFO RC RC: WAT |  |  | N |  |  | 10M
Vintage1934 | hydro | TRUE | 59364 | Safe Harbor | 3175 | Safe Harbor | PA | Lancaster | 2 | Conventional Hydroelectric | HY |  | S | X | X | 50640 | 50640 | 33 | 1 | 33 | 33 | 10 | N |  |  | OP | X | 11 | 1934 |  |  | N | IPP Non-CHP | 2 | X X X: X; DFO RC RC: WAT |  |  | N |  |  | 10M
Vintage1931 | hydro | TRUE | 59364 | Safe Harbor | 3175 | Safe Harbor | PA | Lancaster | 3 | Conventional Hydroelectric | HY |  | S | X | X | 50641 | 50641 | 32 | 1 | 32 | 32 | 10 | N |  |  | OP | X | 12 | 1931 |  |  | N | IPP Non-CHP | 2 | X X X: X; DFO RC RC: WAT |  |  | N |  |  | 10M
Vintage1931 | hydro | TRUE | 59364 | Safe Harbor | 3175 | Safe Harbor | PA | Lancaster | 4 | Conventional Hydroelectric | HY |  | S | X | X | 50642 | 50642 | 32 | 1 | 32 | 32 | 10 | N |  |  | OP | X | 12 | 1931 |  |  | N | IPP Non-CHP | 2 | X X X: X; DFO RC RC: WAT |  |  | N |  |  | 10M
Vintage1931 | hydro | TRUE | 59364 | Safe Harbor | 3175 | Safe Harbor | PA | Lancaster | 41 | Conventional Hydroelectric | HY |  | S | X | X |  |  | 2 | 0.8 | 2 | 2 | 0 | N |  |  | OP | X | 12 | 1931 |  |  | N | IPP Non-CHP | 2 | X X X: X; DFO RC RC: WAT |  |  | N |  |  | 1H
Vintage1931 | hydro | TRUE | 59364 | Safe Harbor | 3175 | Safe Harbor | PA | Lancaster | 42 | Conventional Hydroelectric | HY |  | S | X | X |  |  | 2 | 0.8 | 2 | 2 | 0 | N |  |  | OP | X | 12 | 1931 |  |  | N | IPP Non-CHP | 2 | X X X: X; DFO RC RC: WAT |  |  | N |  |  | 10M
Vintage1932 | hydro | TRUE | 59364 | Safe Harbor | 3175 | Safe Harbor | PA | Lancaster | 5 | Conventional Hydroelectric | HY |  | S | X | X | 50643 | 50643 | 32 | 1 | 32 | 32 | 10 | N |  |  | OP | X | 1 | 1932 |  |  | N | IPP Non-CHP | 2 | X X X: X; DFO RC RC: WAT |  |  | N |  |  | 10M
Vintage1932 | hydro | TRUE | 59364 | Safe Harbor | 3175 | Safe Harbor | PA | Lancaster | 6 | Conventional Hydroelectric | HY |  | S | X | X | 50644 | 50644 | 32 | 1 | 32 | 32 | 10 | N |  |  | OP | X | 1 | 1932 |  |  | N | IPP Non-CHP | 2 | X X X: X; DFO RC RC: WAT |  |  | N |  |  | 10M
Vintage1933 | hydro | TRUE | 59364 | Safe Harbor | 3175 | Safe Harbor | PA | Lancaster | 7 | Conventional Hydroelectric | HY |  | S | X | X | 50645 | 50645 | 32 | 1 | 32 | 32 | 10 | N |  |  | OP | X | 10 | 1933 |  |  | N | IPP Non-CHP | 2 | X X X: X; DFO RC RC: WAT |  |  | N |  |  | 10M
Vintage1985 | hydro | TRUE | 59364 | Safe Harbor | 3175 | Safe Harbor | PA | Lancaster | 8 | Conventional Hydroelectric | HY |  | S | X | X | 50634 | 50634 | 37.5 | 1 | 37.5 | 37.5 | 33 | N |  |  | OP | X | 4 | 1985 |  |  | N | IPP Non-CHP | 2 | X X X: X; DFO RC RC: WAT |  |  | N |  |  | 10M
Vintage1986 | hydro | TRUE | 59364 | Safe Harbor | 3175 | Safe Harbor | PA | Lancaster | 9 | Conventional Hydroelectric | HY |  | S | X | X | 50635 | 50635 | 37.5 | 1 | 37.5 | 37.5 | 33 | N |  |  | OP | X | 2 | 1986 |  |  | N | IPP Non-CHP | 2 | X X X: X; DFO RC RC: WAT |  |  | N |  |  | 10M
Vintage1959 | natural gas combined cycle | TRUE | 19391 | UGI Development Co | 3176 | Hunlock Power Station | PA | Luzerne | 3 | Natural Gas Fired Combined Cycle | CA | HUN1 | S | Y | X |  |  | 49.9 | 0.85 | 29.1 | 30.3 | 4 | N |  |  | OP | X | 9 | 1959 |  |  | N | IPP Non-CHP | 2 | [11 empty] | N | N |  | 12H |  | N | [21 empty] | N | N | N | bar: X X X to DFO RC RC
Vintage2011 | natural gas combined cycle | TRUE | 19391 | UGI Development Co | 3176 | Hunlock Power Station | PA | Luzerne | 5 | Natural Gas Fired Combined Cycle | CT | HUN1 | S | X | N |  |  | 48 | 0.85 | 48 | 50.3 | 30 | N |  |  | OP | X | 7 | 2011 |  |  | N | IPP Non-CHP | 2 | [11 empty] | N | N |  | 12H | [23 empty] | N | N | N | bar: X X X to DFO RC RC
Vintage2011 | natural gas combined cycle | TRUE | 19391 | UGI Development Co | 3176 | Hunlock Power Station | PA | Luzerne | 6 | Natural Gas Fired Combined Cycle | CT | HUN1 | S | X | N |  |  | 48 | 0.85 | 48.4 | 48.3 | 30 | N |  |  | OP | X | 7 | 2011 |  |  | N | IPP Non-CHP | 2 | [11 empty] | N | N |  | 12H | [23 empty] | N | N | N | bar: X X X to DFO RC RC
Vintage1995 | natural gas combined cycle | TRUE | 63350 | Manchester Street, LLC. | 3236 | Manchester Street | RI | Providence | G10A | Natural Gas Fired Combined Cycle | CT | 321 | S | X | N |  |  | 125 | 0.85 | 110.1 | 115.6 | 70 | N |  |  | OP | X | 11 | 1995 |  |  | N | IPP Non-CHP | 2 | X X X: X; DFO RC RC: NG; DFO SUB SUB: DFO |  |  | N | N |  | 12H | [23 empty] | Y | N | Y
Vintage1995 | natural gas combined cycle | TRUE | 63350 | Manchester Street, LLC. | 3236 | Manchester Street | RI | Providence | G11A | Natural Gas Fired Combined Cycle | CT | 322 | S | X | N |  |  | 125 | 0.85 | 110.2 | 115.6 | 70 | N |  |  | OP | X | 9 | 1995 |  |  | N | IPP Non-CHP | 2 | X X X: X; DFO RC RC: NG; DFO SUB SUB: DFO |  |  | N | N |  | 12H | [23 empty] | Y | N | Y
Vintage1995 | natural gas combined cycle | TRUE | 63350 | Manchester Street, LLC. | 3236 | Manchester Street | RI | Providence | GE10 | Natural Gas Fired Combined Cycle | CA | 321 | S | N | X |  |  | 48 | 0.8 | 46.9 | 54.4 | 40 | N |  |  | OP | X | 11 | 1995 |  |  | N | IPP Non-CHP | 2 | X X X: X; DFO RC RC: NG; DFO SUB SUB: DFO |  |  | N | N |  | 12H | [23 empty] | Y | N | Y
Vintage1995 | natural gas combined cycle | TRUE | 63350 | Manchester Street, LLC. | 3236 | Manchester Street | RI | Providence | GE11 | Natural Gas Fired Combined Cycle | CA | 322 | S | N | X |  |  | 46 | 0.8 | 46.8 | 54.4 | 40 | N |  |  | OP | X | 9 | 1995 |  |  | N | IPP Non-CHP | 2 | X X X: X; DFO RC RC: NG; DFO SUB SUB: DFO |  |  | N | N |  | 12H | [23 empty] | Y | N | Y
Vintage1995 | natural gas combined cycle | TRUE | 63350 | Manchester Street, LLC. | 3236 | Manchester Street | RI | Providence | GE9A | Natural Gas Fired Combined Cycle | CT | 323 | S | X | N |  |  | 125 | 0.85 | 110.1 | 115.6 | 70 | N |  |  | OP | X | 11 | 1995 |  |  | N | IPP Non-CHP | 2 | X X X: X; DFO RC RC: NG; DFO SUB SUB: DFO |  |  | N | N |  | 12H | [23 empty] | Y | N | Y
Vintage1995 | natural gas combined cycle | TRUE | 63350 | Manchester Street, LLC. | 3236 | Manchester Street | RI | Providence | GEN9 | Natural Gas Fired Combined Cycle | CA | 323 | S | N | X |  |  | 46 | 0.8 | 46.9 | 54.5 | 40 | N |  |  | OP | X | 11 | 1995 |  |  | N | IPP Non-CHP | 2 | X X X: X; DFO RC RC: NG; DFO SUB SUB: DFO |  |  | N | N |  | 12H | [23 empty] | Y | N | Y
Vintage1997 | natural gas peaker | TRUE | 3046 | Duke Energy Progress - (NC) | 3250 | Darlington County | SC | Darlington | 12 | Natural Gas Fired Combustion Turbine | GT |  | S | X | X |  |  | 158 | 0.9 | 118 | 131 | 40 | N |  |  | OP | X | 5 | 1997 |  |  | N | Electric Utility | 1 | X X X: X; DFO RC RC: NG; DFO SUB SUB: DFO |  |  | N | N |  | 1H | [23 empty] | Y | N | Y
Vintage1997 | natural gas peaker | TRUE | 3046 | Duke Energy Progress - (NC) | 3250 | Darlington County | SC | Darlington | 13 | Natural Gas Fired Combustion Turbine | GT |  | S | X | X |  |  | 158 | 0.9 | 116 | 133 | 40 | N |  |  | OP | X | 6 | 1997 |  |  | N | Electric Utility | 1 | X X X: X; DFO RC RC: NG; DFO SUB SUB: DFO |  |  | N | N |  | 1H | [23 empty] | Y | N | Y
Vintage1971 | nuclear | TRUE | 3046 | Duke Energy Progress - (NC) | 3251 | H B Robinson | SC | Darlington | 2 | Nuclear | ST |  | S | X | X |  |  | 768.6 | 0.925 | 759 | 792.9 | 759 | N |  |  | OP | X | 3 | 1971 |  |  | N | Electric Utility | 1 | X X X: X; DFO RC RC: NUC |  |  | N | N |  | OVER | [23 empty] | N | N
Vintage1996 | hydro | TRUE | 13763 | Northbrook Carolina Hydro LLC | 3253 | Boyds Mill Hydro | SC | Greenville | 1 | Conventional Hydroelectric | HY |  | S | X | X |  |  | 0.7 | 0.9 | 0.7 | 0.7 | 0.1 | N |  |  | OP | X | 12 | 1996 |  |  | N | IPP Non-CHP | 2 | X X X: X; DFO RC RC: WAT |  |  | N |  |  | 10M | [23 empty] | N
Vintage1996 | hydro | TRUE | 13763 | Northbrook Carolina Hydro LLC | 3253 | Boyds Mill Hydro | SC | Greenville | 2 | Conventional Hydroelectric | HY |  | S | X | X |  |  | 0.7 | 0.9 | 0.7 | 0.7 | 0.1 | N |  |  | OP | X | 12 | 1996 |  |  | N | IPP Non-CHP | 2 | X X X: X; DFO RC RC: WAT |  |  | N |  |  | 10M | [23 empty] | N
Vintage1940 | hydro | TRUE | 17543 | South Carolina Public Service Authority | 3254 | Buzzard Roost | SC | Greenwood | HC1 | Conventional Hydroelectric | HY |  | W | X | X |  |  | 5 | 0.8 | 2.3 | 2.3 | 1 | N |  |  | OP | X | 8 | 1940 |  |  | N | Electric Utility | 1 | X X X: X; DFO RC RC: WAT |  |  | N | N | 0 | 10M | [23 empty] | N
Vintage1940 | hydro | TRUE | 17543 | South Carolina Public Service Authority | 3254 | Buzzard Roost | SC | Greenwood | HC2 | Conventional Hydroelectric | HY |  | W | X | X |  |  | 5 | 0.8 | 2.3 | 2.3 | 1 | N |  |  | OP | X | 8 | 1940 |  |  | N | Electric Utility | 1 | X X X: X; DFO RC RC: WAT |  |  | N | N | 0 | 10M | [23 empty] | N
Vintage1940 | hydro | TRUE | 17543 | South Carolina Public Service Authority | 3254 | Buzzard Roost | SC | Greenwood | HC3 | Conventional Hydroelectric | HY |  | W | X | X |  |  | 5 | 0.8 | 2.3 | 2.3 | 1 | N |  |  | OP | X | 8 | 1940 |  |  | N | Electric Utility | 1 | X X X: X; DFO RC RC: WAT |  |  | N | N | 0 | 10M | [23 empty] | N
Vintage1926 | hydro | TRUE | 5416 | Duke Energy Carolinas, LLC | 3255 | Cedar Creek | SC | Lancaster | 1 | Conventional Hydroelectric | HY |  | S | X | X |  |  | 15 | 0.8 | 15 | 15 | 15 | N |  |  | OP | X | 8 | 1926 |  |  | N | Electric Utility | 1 | X X X: X; DFO RC RC: WAT |  |  | N | N | 0 | 10M | [23 empty] | N
Vintage1926 | hydro | TRUE | 5416 | Duke Energy Carolinas, LLC | 3255 | Cedar Creek | SC | Lancaster | 2 | Conventional Hydroelectric | HY |  | S | X | X |  |  | 15 | 0.9 | 15 | 15 | 15 | N |  |  | OP | X | 8 | 1926 |  |  | N | Electric Utility | 1 | X X X: X; DFO RC RC: WAT |  |  | N | N | 0 | 10M | [23 empty] | N
Vintage1926 | hydro | TRUE | 5416 | Duke Energy Carolinas, LLC | 3255 | Cedar Creek | SC | Lancaster | 3 | Conventional Hydroelectric | HY |  | S | X | X |  |  | 15 | 0.9 | 15 | 15 | 15 | N |  |  | OP | X | 8 | 1926 |  |  | N | Electric Utility | 1 | X X X: X; DFO RC RC: WAT |  |  | N | N | 0 | 10M | [23 empty] | N
Vintage1923 | hydro | TRUE | 5416 | Duke Energy Carolinas, LLC | 3256 | Dearborn | SC | Chester | 1 | Conventional Hydroelectric | HY |  | S | X | X |  |  | 15 | 0.8 | 14 | 14 | 14 | N |  |  | OP | X | 3 | 1923 |  |  | N | Electric Utility | 1 | X X X: X; DFO RC RC: WAT |  |  | N | N | 0 | 10M | [23 empty] | N
Vintage1923 | hydro | TRUE | 5416 | Duke Energy Carolinas, LLC | 3256 | Dearborn | SC | Chester | 2 | Conventional Hydroelectric | HY |  | S | X | X |  |  | 15 | 0.8 | 14 | 14 | 14 | N |  |  | OP | X | 3 | 1923 |  |  | N | Electric Utility | 1 | X X X: X; DFO RC RC: WAT |  |  | N | N | 0 | 10M | [23 empty] | N
Vintage1923 | hydro | TRUE | 5416 | Duke Energy Carolinas, LLC | 3256 | Dearborn | SC | Chester | 3 | Conventional Hydroelectric | HY |  | S | X | X |  |  | 15 | 0.8 | 14 | 14 | 14 | N |  |  | OP | X | 3 | 1923 |  |  | N | Electric Utility | 1 | X X X: X; DFO RC RC: WAT |  |  | N | N | 0 | 10M | [23 empty] | N
Vintage1916 | hydro | TRUE | 5416 | Duke Energy Carolinas, LLC | 3257 | Fishing Creek | SC | Chester | 1 | Conventional Hydroelectric | HY |  | S | X | X |  |  | 9.3 | 0.9 | 11 | 11 | 9.3 | N |  |  | OP | X | 11 | 1916 |  |  | N | Electric Utility | 1 | X X X: X; DFO RC RC: WAT |  |  | N | N | 0 | 10M | [23 empty] | N
Vintage1916 | hydro | TRUE | 5416 | Duke Energy Carolinas, LLC | 3257 | Fishing Creek | SC | Chester | 2 | Conventional Hydroelectric | HY |  | S | X | X |  |  | 8.8 | 0.9 | 10 | 10 | 8.8 | N |  |  | OP | X | 11 | 1916 |  |  | N | Electric Utility | 1 | X X X: X; DFO RC RC: WAT |  |  | N | N | 0 | 10M | [23 empty] | N
Vintage1916 | hydro | TRUE | 5416 | Duke Energy Carolinas, LLC | 3257 | Fishing Creek | SC | Chester | 3 | Conventional Hydroelectric | HY |  | S | X | X |  |  | 8.8 | 0.9 | 10 | 10 | 8.8 | N |  |  | OP | X | 11 | 1916 |  |  | N | Electric Utility | 1 | X X X: X; DFO RC RC: WAT |  |  | N | N | 0 | 10M | [23 empty] | N
Vintage1916 | hydro | TRUE | 5416 | Duke Energy Carolinas, LLC | 3257 | Fishing Creek | SC | Chester | 4 | Conventional Hydroelectric | HY |  | S | X | X |  |  | 9.4 | 0.9 | 11 | 11 | 9.4 | N |  |  | OP | X | 11 | 1916 |  |  | N | Electric Utility | 1 | X X X: X; DFO RC RC: WAT |  |  | N | N | 0 | 10M | [23 empty] | N
Vintage1916 | hydro | TRUE | 5416 | Duke Energy Carolinas, LLC | 3257 | Fishing Creek | SC | Chester | 5 | Conventional Hydroelectric | HY |  | S | X | X |  |  | 6 | 0.9 | 9 | 9 | 6 | N |  |  | OP | X | 11 | 1916 |  |  | N | Electric Utility | 1 | X X X: X; DFO RC RC: WAT |  |  | N | N | 0 | 10M | [23 empty] | N
Vintage1908 | hydro | TRUE | 63010 | Northbrook Carolina Hydro II, LLC | 3258 | Gaston Shoals | SC | Cherokee | 3 | Conventional Hydroelectric | HY |  | S | X | X |  |  | 1.4 | 0.8 | 1 | 1 | 1 | N |  |  | OP | X | 8 | 1908 |  |  | N | IPP Non-CHP | 2 | X X X: X; DFO RC RC: WAT |  |  | N | N | 0 | 10M | [23 empty] | N
Vintage1908 | hydro | TRUE | 63010 | Northbrook Carolina Hydro II, LLC | 3258 | Gaston Shoals | SC | Cherokee | 4 | Conventional Hydroelectric | HY |  | S | X | X |  |  | 1.4 | 0.8 | 2 | 2 | 1 | N |  |  | OP | X | 8 | 1908 |  |  | N | IPP Non-CHP | 2 | X X X: X; DFO RC RC: WAT |  |  | N | N | 0 | 10M | [23 empty] | N
Vintage1908 | hydro | TRUE | 63010 | Northbrook Carolina Hydro II, LLC | 3258 | Gaston Shoals | SC | Cherokee | 5 | Conventional Hydroelectric | HY |  | S | X | X |  |  | 1.4 | 0.8 | 2 | 2 | 1 | N |  |  | OP | X | 5 | 1908 |  |  | N | IPP Non-CHP | 2 | X X X: X; DFO RC RC: WAT |  |  | N | N | 0 | 10M | [23 empty] | N
Vintage1927 | hydro | TRUE | 63010 | Northbrook Carolina Hydro II, LLC | 3258 | Gaston Shoals | SC | Cherokee | 6 | Conventional Hydroelectric | HY |  | S | X | X |  |  | 2.5 | 0.8 | 2.5 | 2.5 | 2 | N |  |  | OP | X | 8 | 1927 |  |  | N | IPP Non-CHP | 2 | X X X: X; DFO RC RC: WAT |  |  | N | N | 0 | 10M | [23 empty] | N
Vintage1907 | hydro | TRUE | 5416 | Duke Energy Carolinas, LLC | 3259 | Great Falls (SC) | SC | Chester | 1 | Conventional Hydroelectric | HY |  | S | X | X |  |  | 3 | 0.8 | 3 | 3 | 3 | N |  |  | OP | X | 4 | 1907 |  |  | N | Electric Utility | 1 | X X X: X; DFO RC RC: WAT |  |  | N | N | 0 | 10M | [23 empty] | N
Vintage1907 | hydro | TRUE | 5416 | Duke Energy Carolinas, LLC | 3259 | Great Falls (SC) | SC | Chester | 2 | Conventional Hydroelectric | HY |  | S | X | X |  |  | 3 | 0.8 | 3 | 3 | 3 | N |  |  | OP | X | 4 | 1907 |  |  | N | Electric Utility | 1 | X X X: X; DFO RC RC: WAT |  |  | N | N | 0 | 10M | [23 empty] | N
Vintage1907 | hydro | TRUE | 5416 | Duke Energy Carolinas, LLC | 3259 | Great Falls (SC) | SC | Chester | 5 | Conventional Hydroelectric | HY |  | S | X | X |  |  | 3 | 0.8 | 3 | 3 | 3 | N |  |  | OP | X | 4 | 1907 |  |  | N | Electric Utility | 1 | X X X: X; DFO RC RC: WAT |  |  | N | N | 0 | 10M | [23 empty] | N
Vintage1907 | hydro | TRUE | 5416 | Duke Energy Carolinas, LLC | 3259 | Great Falls (SC) | SC | Chester | 6 | Conventional Hydroelectric | HY |  | S | X | X |  |  | 3 | 0.8 | 3 | 3 | 3 | N |  |  | OP | X | 4 | 1907 |  |  | N | Electric Utility | 1 | X X X: X; DFO RC RC: WAT |  |  | N | N | 0 | 10M | [23 empty] | N
Vintage1996 | hydro | TRUE | 13763 | Northbrook Carolina Hydro LLC | 3261 | Hollidays Bridge Hydro | SC | Anderson | 1 | Conventional Hydroelectric | HY |  | S | X | X |  |  | 1 | 0.9 | 1.2 | 1.2 | 0.1 | N |  |  | OP | X | 12 | 1996 |  |  | N | IPP Non-CHP | 2 | X X X: X; DFO RC RC: WAT |  |  | N |  |  | 10M | [23 empty] | N
Vintage1996 | hydro | TRUE | 13763 | Northbrook Carolina Hydro LLC | 3261 | Hollidays Bridge Hydro | SC | Anderson | 2 | Conventional Hydroelectric | HY |  | S | X | X |  |  | 1 | 0.9 | 1.2 | 1.2 | 0.1 | N |  |  | OP | X | 12 | 1996 |  |  | N | IPP Non-CHP | 2 | X X X: X; DFO RC RC: WAT |  |  | N |  |  | 10M | [23 empty] | N
Vintage1996 | hydro | TRUE | 13763 | Northbrook Carolina Hydro LLC | 3261 | Hollidays Bridge Hydro | SC | Anderson | 3 | Conventional Hydroelectric | HY |  | S | X | X |  |  | 1 | 0.9 | 1.2 | 1.2 | 0.1 | N |  |  | OP | X | 12 | 1996 |  |  | N | IPP Non-CHP | 2 | X X X: X; DFO RC RC: WAT |  |  | N |  |  | 10M | [23 empty] | N
Vintage1996 | hydro | TRUE | 13763 | Northbrook Carolina Hydro LLC | 3261 | Hollidays Bridge Hydro | SC | Anderson | 4 | Conventional Hydroelectric | HY |  | S | X | X |  |  | 1 | 0.9 | 1.2 | 1.2 | 0.1 | N |  |  | OP | X | 12 | 1996 |  |  | N | IPP Non-CHP | 2 | X X X: X; DFO RC RC: WAT |  |  | N |  |  | 10M
Vintage1973 | other | TRUE | 5416 | Duke Energy Carolinas, LLC | 3262 | Jocassee | SC | Pickens | 1 | Hydroelectric Pumped Storage | PS |  | S | X | X |  |  | 193.5 | 0.9 | 195 | 195 | 155 | N |  |  | OP | X | 12 | 1973 |  |  | N | Electric Utility | 1 | X X X: X; DFO RC RC: WAT |  |  | N | N |  | 10M | [23 empty] | N
Vintage1973 | other | TRUE | 5416 | Duke Energy Carolinas, LLC | 3262 | Jocassee | SC | Pickens | 2 | Hydroelectric Pumped Storage | PS |  | S | X | X |  |  | 193.5 | 0.9 | 195 | 195 | 155 | N |  |  | OP | X | 12 | 1973 |  |  | N | Electric Utility | 1 | X X X: X; DFO RC RC: WAT |  |  | N | N |  | 10M | [23 empty] | N
Vintage1975 | other | TRUE | 5416 | Duke Energy Carolinas, LLC | 3262 | Jocassee | SC | Pickens | 3 | Hydroelectric Pumped Storage | PS |  | S | X | X |  |  | 193.5 | 0.9 | 195 | 195 | 155 | N |  |  | OP | X | 5 | 1975 |  |  | N | Electric Utility | 1 | X X X: X; DFO RC RC: WAT |  |  | N | N |  | 10M | [23 empty] | N
Vintage1975 | other | TRUE | 5416 | Duke Energy Carolinas, LLC | 3262 | Jocassee | SC | Pickens | 4 | Hydroelectric Pumped Storage | PS |  | S | X | X |  |  | 193.5 | 0.9 | 195 | 195 | 155 | N |  |  | OP | X | 5 | 1975 |  |  | N | Electric Utility | 1 | X X X: X; DFO RC RC: WAT |  |  | N | N |  | 10M | [23 empty] | N
Vintage1958 | natural gas steam turbine | TRUE | 5416 | Duke Energy Carolinas, LLC | 3264 | W S Lee | SC | Anderson | 3 | Natural Gas Steam Turbine | ST |  | S | X | X |  |  | 163.2 | 0.85 | 170 | 173 | 45 | N |  |  | OP | X | 12 | 1958 |  |  | N | Electric Utility | 1 | [11 empty] | N | N |  | OVER |  | N |  |  | N | [18 empty] | N | N | N | bar: X X X to DFO RC RC; DFO DFO DFO
Vintage2007 | natural gas peaker | TRUE | 5416 | Duke Energy Carolinas, LLC | 3264 | W S Lee | SC | Anderson | 7 | Natural Gas Fired Combustion Turbine | GT |  | S | X | X |  |  | 54 | 0.9 | 42 | 48 | 42 | N |  |  | OP | X | 1 | 2007 |  |  | N | Electric Utility | 1 | X X X: X; DFO RC RC: NG; DFO SUB SUB: DFO | [5 empty] | 10M | [23 empty] | Y | N | Y
Vintage2007 | natural gas peaker | TRUE | 5416 | Duke Energy Carolinas, LLC | 3264 | W S Lee | SC | Anderson | 8 | Natural Gas Fired Combustion Turbine | GT |  | S | X | X |  |  | 54 | 0.9 | 42 | 48 | 42 | N |  |  | OP | X | 1 | 2007 |  |  | N | Electric Utility | 1 | X X X: X; DFO RC RC: NG; DFO SUB SUB: DFO | [5 empty] | 10M | [23 empty] | Y | N | Y
Vintage2018 | natural gas combined cycle | TRUE | 5416 | Duke Energy Carolinas, LLC | 3264 | W S Lee | SC | Anderson | CT11 | Natural Gas Fired Combined Cycle | CT | CC1 | S | X | Y |  |  | 242.3 | 0.85 | 237 | 248 | 237 | N |  |  | OP | X | 4 | 2018 |  |  | N | Electric Utility | 1 | [14 empty] | 12H | [23 empty] | N | N | N | bar: X X X to DFO RC RC
Vintage2018 | natural gas combined cycle | TRUE | 5416 | Duke Energy Carolinas, LLC | 3264 | W S Lee | SC | Anderson | CT12 | Natural Gas Fired Combined Cycle | CT | CC1 | S | X | Y |  |  | 242.3 | 0.85 | 236 | 248 | 236 | N |  |  | OP | X | 4 | 2018 |  |  | N | Electric Utility | 1 | [14 empty] | 12H | [23 empty] | N | N | N | bar: X X X to DFO RC RC
Vintage2018 | natural gas combined cycle | TRUE | 5416 | Duke Energy Carolinas, LLC | 3264 | W S Lee | SC | Anderson | ST10 | Natural Gas Fired Combined Cycle | CA | CC1 | S | Y | X |  |  | 362.1 | 0.85 | 313 | 313 | 313 | N |  |  | OP | X | 4 | 2018 |  |  | N | Electric Utility | 1 | [14 empty] | 12H | [23 empty] | N | N | N | bar: X X X to DFO RC RC
Vintage1973 | nuclear | TRUE | 5416 | Duke Energy Carolinas, LLC | 3265 | Oconee | SC | Oconee | 1 | Nuclear | ST |  | S | X | X |  |  | 886.7 | 0.9 | 847 | 865 | 847 | N |  |  | OP | X | 7 | 1973 |  |  | N | Electric Utility | 1 | X X X: X; DFO RC RC: NUC |  |  | N | N |  | OVER | [7 empty] | 15 | 15 | 1 | 2024 | [12 empty] | N | N
Vintage1974 | nuclear | TRUE | 5416 | Duke Energy Carolinas, LLC | 3265 | Oconee | SC | Oconee | 2 | Nuclear | ST |  | S | X | X |  |  | 886.7 | 0.9 | 848 | 872 | 848 | N |  |  | OP | X | 9 | 1974 |  |  | N | Electric Utility | 1 | X X X: X; DFO RC RC: NUC |  |  | N | N |  | OVER | [7 empty] | 15 | 15 | 1 | 2024 | [12 empty] | N | N
Vintage1974 | nuclear | TRUE | 5416 | Duke Energy Carolinas, LLC | 3265 | Oconee | SC | Oconee | 3 | Nuclear | ST |  | S | X | X |  |  | 893.3 | 0.9 | 859 | 881 | 859 | N |  |  | OP | X | 12 | 1974 |  |  | N | Electric Utility | 1 | X X X: X; DFO RC RC: NUC |  |  | N | N |  | OVER | [7 empty] | 15 | 15 | 1 | 2024 | [12 empty] | N | N
Vintage1996 | hydro | TRUE | 13763 | Northbrook Carolina Hydro LLC | 3267 | Saluda Dam | SC | Greenville | 1 | Conventional Hydroelectric | HY |  | S | X | X |  |  | 0.6 | 0.9 | 0.6 | 0.6 | 0.1 | N |  |  | OP | X | 12 | 1996 |  |  | N | IPP Non-CHP | 2 | X X X: X; DFO RC RC: WAT | [5 empty] | 10M
Vintage1996 | hydro | TRUE | 13763 | Northbrook Carolina Hydro LLC | 3267 | Saluda Dam | SC | Greenville | 2 | Conventional Hydroelectric | HY |  | S | X | X |  |  | 0.6 | 0.9 | 0.6 | 0.6 | 0.1 | N |  |  | OP | X | 12 | 1996 |  |  | N | IPP Non-CHP | 2 | X X X: X; DFO RC RC: WAT | [5 empty] | 10M | [23 empty] | N
Vintage1996 | hydro | TRUE | 13763 | Northbrook Carolina Hydro LLC | 3267 | Saluda Dam | SC | Greenville | 3 | Conventional Hydroelectric | HY |  | S | X | X |  |  | 0.6 | 0.9 | 0.6 | 0.6 | 0.1 | N |  |  | OP | X | 12 | 1996 |  |  | N | IPP Non-CHP | 2 | X X X: X; DFO RC RC: WAT | [5 empty] | 10M | [23 empty] | N
Vintage1996 | hydro | TRUE | 13763 | Northbrook Carolina Hydro LLC | 3267 | Saluda Dam | SC | Greenville | 4 | Conventional Hydroelectric | HY |  | S | X | X |  |  | 0.6 | 0.9 | 0.6 | 0.6 | 0.1 | N |  |  | OP | X | 12 | 1996 |  |  | N | IPP Non-CHP | 2 | X X X: X; DFO RC RC: WAT | [5 empty] | 10M | [23 empty] | N
Vintage1919 | hydro | TRUE | 5416 | Duke Energy Carolinas, LLC | 3270 | Wateree Hydro | SC | Kershaw | 1 | Conventional Hydroelectric | HY |  | S | X | X |  |  | 18.1 | 0.95 | 17 | 17 | 11.2 | N |  |  | OP | X | 10 | 1919 |  |  | N | Electric Utility | 1 | X X X: X; DFO RC RC: WAT |  |  | N | N | 0 | 10M
Vintage1919 | hydro | TRUE | 5416 | Duke Energy Carolinas, LLC | 3270 | Wateree Hydro | SC | Kershaw | 2 | Conventional Hydroelectric | HY |  | S | X | X |  |  | 18.1 | 0.95 | 17 | 17 | 11.2 | N |  |  | OP | X | 10 | 1919 |  |  | N | Electric Utility | 1 | X X X: X; DFO RC RC: WAT |  |  | N | N | 0 | 10M
Vintage1919 | hydro | TRUE | 5416 | Duke Energy Carolinas, LLC | 3270 | Wateree Hydro | SC | Kershaw | 3 | Conventional Hydroelectric | HY |  | S | X | X |  |  | 18.1 | 0.95 | 17 | 17 | 11.2 | N |  |  | OP | X | 10 | 1919 |  |  | N | Electric Utility | 1 | X X X: X; DFO RC RC: WAT |  |  | N | N | 0 | 10M
Vintage1919 | hydro | TRUE | 5416 | Duke Energy Carolinas, LLC | 3270 | Wateree Hydro | SC | Kershaw | 4 | Conventional Hydroelectric | HY |  | S | X | X |  |  | 18.1 | 0.95 | 17 | 17 | 11.2 | N |  |  | OP | X | 10 | 1919 |  |  | N | Electric Utility | 1 | X X X: X; DFO RC RC: WAT |  |  | N | N | 0 | 10M
Vintage1919 | hydro | TRUE | 5416 | Duke Energy Carolinas, LLC | 3270 | Wateree Hydro | SC | Kershaw | 5 | Conventional Hydroelectric | HY |  | S | X | X |  |  | 18.1 | 0.95 | 17 | 17 | 11.2 | N |  |  | OP | X | 10 | 1919 |  |  | N | Electric Utility | 1 | X X X: X; DFO RC RC: WAT |  |  | N | N | 0 | 10M
Vintage1925 | hydro | TRUE | 5416 | Duke Energy Carolinas, LLC | 3271 | Wylie | SC | York | 1 | Conventional Hydroelectric | HY |  | S | X | X |  |  | 15 | 0.9 | 18 | 18 | 15 | N |  |  | OP | X | 8 | 1925 |  |  | N | Electric Utility | 1 | X X X: X; DFO RC RC: WAT |  |  | N | N | 0 | 10M
Vintage1925 | hydro | TRUE | 5416 | Duke Energy Carolinas, LLC | 3271 | Wylie | SC | York | 2 | Conventional Hydroelectric | HY |  | S | X | X |  |  | 15 | 0.9 | 18 | 18 | 15 | N |  |  | OP | X | 8 | 1925 |  |  | N | Electric Utility | 1 | X X X: X; DFO RC RC: WAT |  |  | N | N | 0 | 10M
Vintage1925 | hydro | TRUE | 5416 | Duke Energy Carolinas, LLC | 3271 | Wylie | SC | York | 3 | Conventional Hydroelectric | HY |  | S | X | X |  |  | 15 | 0.9 | 18 | 18 | 15 | N |  |  | OP | X | 8 | 1925 |  |  | N | Electric Utility | 1 | X X X: X; DFO RC RC: WAT |  |  | N | N | 0 | 10M
Vintage1925 | hydro | TRUE | 5416 | Duke Energy Carolinas, LLC | 3271 | Wylie | SC | York | 4 | Conventional Hydroelectric | HY |  | S | X | X |  |  | 15 | 0.9 | 6 | 6 | 6 | N |  |  | OP | X | 8 | 1925 |  |  | N | Electric Utility | 1 | X X X: X; DFO RC RC: WAT |  |  | N | N | 0 | 10M
Vintage1910 | hydro | TRUE | 5416 | Duke Energy Carolinas, LLC | 3272 | 99 Islands | SC | Cherokee | 1 | Conventional Hydroelectric | HY |  | S | X | X |  |  | 3 | 0.8 | 4.2 | 4.2 | 1.6 | N |  |  | OP | X | 5 | 1910 |  |  | N | Electric Utility | 1 | X X X: X; DFO RC RC: WAT |  |  | N | N | 0 | 10M
Vintage1910 | hydro | TRUE | 5416 | Duke Energy Carolinas, LLC | 3272 | 99 Islands | SC | Cherokee | 2 | Conventional Hydroelectric | HY |  | S | X | X |  |  | 3 | 1 | 3.4 | 3.4 | 1.6 | N |  |  | OP | X | 5 | 1910 |  |  | N | Electric Utility | 1 | X X X: X; DFO RC RC: WAT |  |  | N | N | 0 | 10M
Vintage1910 | hydro | TRUE | 5416 | Duke Energy Carolinas, LLC | 3272 | 99 Islands | SC | Cherokee | 3 | Conventional Hydroelectric | HY |  | S | X | X |  |  | 3 | 0.8 | 4.2 | 4.2 | 1.6 | N |  |  | OP | X | 5 | 1910 |  |  | N | Electric Utility | 1 | X X X: X; DFO RC RC: WAT |  |  | N | N | 0 | 10M
Vintage1910 | hydro | TRUE | 5416 | Duke Energy Carolinas, LLC | 3272 | 99 Islands | SC | Cherokee | 4 | Conventional Hydroelectric | HY |  | S | X | X |  |  | 3 | 1 | 3.4 | 3.4 | 1.6 | N |  |  | OP | X | 5 | 1910 |  |  | N | Electric Utility | 1 | X X X: X; DFO RC RC: WAT |  |  | N | N | 0 | 10M
Vintage1921 | hydro | TRUE | 11118 | Lockhart Power Co | 3275 | Lockhart | SC | Union | 2 | Conventional Hydroelectric | HY |  | S | X | X |  |  | 4.2 | 0.8 | 4.2 | 4.2 | 1 | N |  |  | OP | X | 1 | 1921 |  |  | N | Electric Utility | 1 | X X X: X; DFO RC RC: WAT |  |  | N |  |  | 10M | [23 empty] | N
Vintage1921 | hydro | TRUE | 11118 | Lockhart Power Co | 3275 | Lockhart | SC | Union | HY1 | Conventional Hydroelectric | HY |  | S | X | X |  |  | 4.2 | 0.8 | 4.2 | 4.2 | 1 | N |  |  | OP | X | 1 | 1921 |  |  | N | Electric Utility | 1 | X X X: X; DFO RC RC: WAT |  |  | N |  |  | 10M | [23 empty] | N
Vintage1921 | hydro | TRUE | 11118 | Lockhart Power Co | 3275 | Lockhart | SC | Union | HY3 | Conventional Hydroelectric | HY |  | S | X | X |  |  | 4.2 | 0.8 | 4.2 | 4.2 | 1 | N |  |  | OP | X | 1 | 1921 |  |  | N | Electric Utility | 1 | X X X: X; DFO RC RC: WAT |  |  | N |  |  | 10M | [23 empty] | N
Vintage1921 | hydro | TRUE | 11118 | Lockhart Power Co | 3275 | Lockhart | SC | Union | HY4 | Conventional Hydroelectric | HY |  | S | X | X |  |  | 4.2 | 0.8 | 4.2 | 4.2 | 1 | N |  |  | OP | X | 1 | 1921 |  |  | N | Electric Utility | 1 | X X X: X; DFO RC RC: WAT |  |  | N |  |  | 10M | [23 empty] | N
Vintage1921 | hydro | TRUE | 11118 | Lockhart Power Co | 3275 | Lockhart | SC | Union | HY5 | Conventional Hydroelectric | HY |  | S | X | X |  |  | 1.2 | 0.8 | 1.2 | 1.2 | 0.8 | N |  |  | OP | X | 1 | 1921 |  |  | N | Electric Utility | 1 | X X X: X; DFO RC RC: WAT |  |  | N |  |  | 10M | [23 empty] | N
Vintage1969 | natural gas peaker | TRUE | 17539 | Dominion Energy South Carolina, Inc | 3281 | Coit GT | SC | Richland | 1 | Natural Gas Fired Combustion Turbine | GT |  | S | X | X |  |  | 19.6 | 0.85 | 14 | 18 | 1 | N |  |  | OP | X | 7 | 1969 | 9 | 2024 | N | Electric Utility | 1 | X X X: X; DFO RC RC: NG; DFO SUB SUB: DFO |  |  | N | N |  | 1H | [23 empty] | Y | N | Y
Vintage1969 | natural gas peaker | TRUE | 17539 | Dominion Energy South Carolina, Inc | 3281 | Coit GT | SC | Richland | 2 | Natural Gas Fired Combustion Turbine | GT |  | S | X | X |  |  | 19.6 | 0.85 | 12 | 18 | 1 | N |  |  | OP | X | 5 | 1969 | 9 | 2024 | N | Electric Utility | 1 | X X X: X; DFO RC RC: NG; DFO SUB SUB: DFO |  |  | N | N |  | 1H | [23 empty] | Y | N | Y
Vintage1929 | hydro | TRUE | 57221 | City of Columbia SC | 3283 | Columbia Canal Hydro | SC | Richland | 1 | Conventional Hydroelectric | HY |  | W | X | X |  |  | 1.6 | 0.8 | 1.3 | 1.3 | 1 | N |  |  | OS | X | 6 | 1929 |  |  | N | Electric Utility | 1 | X X X: X; DFO RC RC: WAT |  |  | N |  | 0 | 10M
Vintage1929 | hydro | TRUE | 57221 | City of Columbia SC | 3283 | Columbia Canal Hydro | SC | Richland | 2 | Conventional Hydroelectric | HY |  | W | X | X |  |  | 1.6 | 0.8 | 1.7 | 1.7 | 1 | N |  |  | OS | X | 6 | 1929 |  |  | N | Electric Utility | 1 | X X X: X; DFO RC RC: WAT |  |  | N |  | 0 | 10M
Vintage1929 | hydro | TRUE | 57221 | City of Columbia SC | 3283 | Columbia Canal Hydro | SC | Richland | 3 | Conventional Hydroelectric | HY |  | W | X | X |  |  | 1.6 | 0.8 | 1.3 | 1.3 | 1 | N |  |  | OS | X | 6 | 1929 |  |  | N | Electric Utility | 1 | X X X: X; DFO RC RC: WAT |  |  | N |  | 0 | 10M
Vintage1953 | hydro | TRUE | 57221 | City of Columbia SC | 3283 | Columbia Canal Hydro | SC | Richland | 4 | Conventional Hydroelectric | HY |  | W | X | X |  |  | 1.3 | 0.8 | 1.3 | 1.3 | 1 | N |  |  | OS | X | 6 | 1953 |  |  | N | Electric Utility | 1 | X X X: X; DFO RC RC: WAT |  |  | N |  | 0 | 10M
Vintage1953 | hydro | TRUE | 57221 | City of Columbia SC | 3283 | Columbia Canal Hydro | SC | Richland | 5 | Conventional Hydroelectric | HY |  | W | X | X |  |  | 1.3 | 0.8 | 1.7 | 1.7 | 1 | N |  |  | OS | X | 6 | 1953 |  |  | N | Electric Utility | 1 | X X X: X; DFO RC RC: WAT |  |  | N |  | 0 | 10M
Vintage1928 | hydro | TRUE | 57221 | City of Columbia SC | 3283 | Columbia Canal Hydro | SC | Richland | 6 | Conventional Hydroelectric | HY |  | W | X | X |  |  | 1.6 | 0.8 | 1.3 | 1.3 | 1 | N |  |  | OS | X | 6 | 1928 |  |  | N | Electric Utility | 1 | X X X: X; DFO RC RC: WAT |  |  | N |  | 0 | 10M
Vintage1927 | hydro | TRUE | 57221 | City of Columbia SC | 3283 | Columbia Canal Hydro | SC | Richland | 7 | Conventional Hydroelectric | HY |  | W | X | X |  |  | 1.6 | 0.8 | 1.3 | 1.3 | 1 | N |  |  | OS | X | 6 | 1927 |  |  | N | Electric Utility | 1 | X X X: X; DFO RC RC: WAT |  |  | N |  |  | 10M
Vintage1991 | natural gas peaker | TRUE | 17539 | Dominion Energy South Carolina, Inc | 3285 | Hagood | SC | Charleston | 4 | Natural Gas Fired Combustion Turbine | GT |  | S | X | X |  |  | 122 | 0.85 | 88 | 99 | 40 | N |  |  | OP | X | 6 | 1991 |  |  | N | Electric Utility | 1 | X X X: X; DFO RC RC: NG; DFO SUB SUB: DFO |  |  | N | N |  | 1H | [23 empty] | Y | N | Y
Vintage2009 | natural gas peaker | TRUE | 17539 | Dominion Energy South Carolina, Inc | 3285 | Hagood | SC | Charleston | 5 | Natural Gas Fired Combustion Turbine | GT |  | S | X | X |  |  | 27.4 | 0.85 | 18 | 21 | 2.5 | N |  |  | OP | X | 12 | 2009 |  |  | N | Electric Utility | 1 | X X X: X; DFO RC RC: NG; DFO SUB SUB: DFO |  |  | N | N |  | 10M | [23 empty] | Y | N | Y
Vintage2010 | natural gas peaker | TRUE | 17539 | Dominion Energy South Carolina, Inc | 3285 | Hagood | SC | Charleston | 6 | Natural Gas Fired Combustion Turbine | GT |  | S | X | X |  |  | 27.9 | 0.85 | 20 | 21 | 2.5 | N |  |  | OP | X | 2 | 2010 |  |  | N | Electric Utility | 1 | X X X: X; DFO RC RC: NG; DFO SUB SUB: DFO |  |  | N | N |  | 10M | [23 empty] | Y | N | Y
Vintage1968 | petroleum | TRUE | 17539 | Dominion Energy South Carolina, Inc | 3286 | Hardeeville | SC | Jasper | 1 | Petroleum Liquids | GT |  | S | X | X |  |  | 16.3 | 0.8 | 9 | 9 | 3 | N |  |  | OS | X | 4 | 1968 | 3 | 2022 | N | Electric Utility | 1 | X X X: X; DFO RC RC: DFO |  |  | N | N |  | 1H | [23 empty] | N | N | N
Vintage1958 | natural gas steam turbine | TRUE | 17539 | Dominion Energy South Carolina, Inc | 3287 | McMeekin | SC | Lexington | 1 | Natural Gas Steam Turbine | ST |  | S | X | X |  |  | 146.8 | 0.85 | 125 | 125 | 35 | N |  |  | OP | X | 7 | 1958 |  |  | N | Electric Utility | 1 | [11 empty] | N | N |  | OVER |  | N |  |  | N | [18 empty] | N | N | N | bar: X X X to DFO RC RC; DFO DFO DFO
Vintage1958 | natural gas steam turbine | TRUE | 17539 | Dominion Energy South Carolina, Inc | 3287 | McMeekin | SC | Lexington | 2 | Natural Gas Steam Turbine | ST |  | S | X | X |  |  | 146.8 | 0.85 | 125 | 125 | 35 | N |  |  | OP | X | 12 | 1958 |  |  | N | Electric Utility | 1 | [11 empty] | N | N |  | OVER |  | N |  |  | N | [18 empty] | N | N | N | bar: X X X to DFO RC RC; DFO DFO DFO
Vintage1905 | hydro | TRUE | 17539 | Dominion Energy South Carolina, Inc | 3289 | Neal Shoals | SC | Union | 1 | Conventional Hydroelectric | HY |  | S | X | X |  |  | 1.1 | 0.85 | 1.1 | 1.1 | 0.3 | N |  |  | OP | X | 6 | 1905 |  |  | N | Electric Utility | 1 | X X X: X; DFO RC RC: WAT |  |  | N | N | 0 | 10M | [23 empty] | N
Vintage1905 | hydro | TRUE | 17539 | Dominion Energy South Carolina, Inc | 3289 | Neal Shoals | SC | Union | 2 | Conventional Hydroelectric | HY |  | S | X | X |  |  | 1.1 | 0.85 | 1.1 | 1.1 | 0.3 | N |  |  | OP | X | 6 | 1905 |  |  | N | Electric Utility | 1 | X X X: X; DFO RC RC: WAT |  |  | N | N | 0 | 10M | [23 empty] | N
Vintage1905 | hydro | TRUE | 17539 | Dominion Energy South Carolina, Inc | 3289 | Neal Shoals | SC | Union | 3 | Conventional Hydroelectric | HY |  | S | X | X |  |  | 1.1 | 0.85 | 1.1 | 1.1 | 0.3 | N |  |  | OP | X | 6 | 1905 |  |  | N | Electric Utility | 1 | X X X: X; DFO RC RC: WAT |  |  | N | N | 0 | 10M | [23 empty] | N
Vintage1905 | hydro | TRUE | 17539 | Dominion Energy South Carolina, Inc | 3289 | Neal Shoals | SC | Union | 4 | Conventional Hydroelectric | HY |  | S | X | X |  |  | 1.1 | 0.85 | 1.1 | 1.1 | 0.3 | N |  |  | OP | X | 6 | 1905 |  |  | N | Electric Utility | 1 | X X X: X; DFO RC RC: WAT |  |  | N | N | 0 | 10M | [23 empty] | N
Vintage1914 | hydro | TRUE | 17539 | Dominion Energy South Carolina, Inc | 3290 | Parr Hydro | SC | Fairfield | 1 | Conventional Hydroelectric | HY |  | S | X | X |  |  | 2.5 | 0.9 | 2.5 | 2.5 | 0.2 | N |  |  | OP | X | 8 | 1914 |  |  | N | Electric Utility | 1 | X X X: X; DFO RC RC: WAT |  |  | N | N | 0 | 10M | [7 empty] | 2.2 | 2.2 | 9 | 2023 | [12 empty] | N
Vintage1914 | hydro | TRUE | 17539 | Dominion Energy South Carolina, Inc | 3290 | Parr Hydro | SC | Fairfield | 2 | Conventional Hydroelectric | HY |  | S | X | X |  |  | 2.5 | 0.9 | 2.5 | 2.5 | 0.2 | N |  |  | OP | X | 8 | 1914 |  |  | N | Electric Utility | 1 | X X X: X; DFO RC RC: WAT |  |  | N | N | 0 | 10M | [7 empty] | 2.2 | 2.2 | 9 | 2026 | [12 empty] | N
Vintage1914 | hydro | TRUE | 17539 | Dominion Energy South Carolina, Inc | 3290 | Parr Hydro | SC | Fairfield | 3 | Conventional Hydroelectric | HY |  | S | X | X |  |  | 2.5 | 0.9 | 2.5 | 2.5 | 0.2 | N |  |  | OA | X | 8 | 1914 |  |  | N | Electric Utility | 1 | X X X: X; DFO RC RC: WAT |  |  | N | N | 0 | 10M | [7 empty] | 0.5 | 0.5 | 10 | 2022 | [12 empty] | N
Vintage1914 | hydro | TRUE | 17539 | Dominion Energy South Carolina, Inc | 3290 | Parr Hydro | SC | Fairfield | 4 | Conventional Hydroelectric | HY |  | S | X | X |  |  | 2.5 | 0.9 | 2.5 | 2.5 | 0.2 | N |  |  | OP | X | 8 | 1914 |  |  | N | Electric Utility | 1 | X X X: X; DFO RC RC: WAT |  |  | N | N | 0 | 10M | [7 empty] | 2.2 | 2.2 | 9 | 2028 | [12 empty] | N
Vintage1914 | hydro | TRUE | 17539 | Dominion Energy South Carolina, Inc | 3290 | Parr Hydro | SC | Fairfield | 5 | Conventional Hydroelectric | HY |  | S | X | X |  |  | 2.5 | 0.9 | 2.5 | 2.5 | 0.2 | N |  |  | OP | X | 8 | 1914 |  |  | N | Electric Utility | 1 | X X X: X; DFO RC RC: WAT |  |  | N | N | 0 | 10M | [7 empty] | 2.2 | 2.2 | 9 | 2029 | [12 empty] | N
Vintage1921 | hydro | TRUE | 17539 | Dominion Energy South Carolina, Inc | 3290 | Parr Hydro | SC | Fairfield | 6 | Conventional Hydroelectric | HY |  | S | X | X |  |  | 2.5 | 0.9 | 2.5 | 2.5 | 0.2 | N |  |  | OP | X | 8 | 1921 |  |  | N | Electric Utility | 1 | X X X: X; DFO RC RC: WAT |  |  | N | N | 0 | 10M | [7 empty] | 2.2 | 2.2 | 9 | 2027 | [12 empty] | N
Vintage1970 | natural gas peaker | TRUE | 17539 | Dominion Energy South Carolina, Inc | 3291 | Parr GT | SC | Fairfield | GT1 | Natural Gas Fired Combustion Turbine | GT |  | S | X | X |  |  | 19.6 | 0.85 | 13.5 | 17 | 1 | N |  |  | OS | X | 7 | 1970 | 4 | 2023 | N | Electric Utility | 1 | X X X: X; DFO RC RC: NG; DFO SUB SUB: DFO |  |  | N | N |  | 1H | [23 empty] | Y | Y | Y
Vintage1970 | natural gas peaker | TRUE | 17539 | Dominion Energy South Carolina, Inc | 3291 | Parr GT | SC | Fairfield | GT2 | Natural Gas Fired Combustion Turbine | GT |  | S | X | X |  |  | 19.6 | 0.85 | 13.5 | 17 | 1 | N |  |  | OP | X | 7 | 1970 | 4 | 2023 | N | Electric Utility | 1 | X X X: X; DFO RC RC: NG; DFO SUB SUB: DFO |  |  | N | N |  | 1H | [23 empty] | Y | Y | Y
Vintage1971 | natural gas peaker | TRUE | 17539 | Dominion Energy South Carolina, Inc | 3291 | Parr GT | SC | Fairfield | GT3 | Natural Gas Fired Combustion Turbine | GT |  | S | X | X |  |  | 22.3 | 0.85 | 16.5 | 19.5 | 1 | N |  |  | OP | X | 6 | 1971 | 4 | 2023 | N | Electric Utility | 1 | X X X: X; DFO RC RC: NG; DFO SUB SUB: DFO |  |  | N | N |  | 1H | [23 empty] | Y | Y | Y
Vintage1971 | natural gas peaker | TRUE | 17539 | Dominion Energy South Carolina, Inc | 3291 | Parr GT | SC | Fairfield | GT4 | Natural Gas Fired Combustion Turbine | GT |  | S | X | X |  |  | 22.3 | 0.85 | 16.5 | 19.5 | 1 | N |  |  | OP | X | 6 | 1971 | 4 | 2023 | N | Electric Utility | 1 | X X X: X; DFO RC RC: NG; DFO SUB SUB: DFO |  |  | N | N |  | 1H | [23 empty] | Y | Y | Y
Vintage1930 | hydro | TRUE | 17539 | Dominion Energy South Carolina, Inc | 3293 | Saluda Lexington | SC | Lexington | 1 | Conventional Hydroelectric | HY |  | S | X | X |  |  | 32.5 | 0.8 | 32.5 | 32.5 | 1.5 | N |  |  | OP | X | 8 | 1930 |  |  | N | Electric Utility | 1 | X X X: X; DFO RC RC: WAT |  |  | N | N | 0 | 10M | [7 empty] | 8 | 8 | 9 | 2031 | [12 empty] | N
Vintage1930 | hydro | TRUE | 17539 | Dominion Energy South Carolina, Inc | 3293 | Saluda Lexington | SC | Lexington | 2 | Conventional Hydroelectric | HY |  | S | X | X |  |  | 32.5 | 0.8 | 32.5 | 32.5 | 1.5 | N |  |  | OP | X | 8 | 1930 |  |  | N | Electric Utility | 1 | X X X: X; DFO RC RC: WAT |  |  | N | N | 0 | 10M | [7 empty] | 8 | 8 | 9 | 2033 | [12 empty] | N
Vintage1930 | hydro | TRUE | 17539 | Dominion Energy South Carolina, Inc | 3293 | Saluda Lexington | SC | Lexington | 3 | Conventional Hydroelectric | HY |  | S | X | X |  |  | 42.3 | 0.9 | 35 | 35 | 2 | N |  |  | OP | X | 8 | 1930 |  |  | N | Electric Utility | 1 | X X X: X; DFO RC RC: WAT |  |  | N | N | 0 | 10M | [7 empty] | 8 | 8 | 9 | 2027 | [12 empty] | N
Vintage1930 | hydro | TRUE | 17539 | Dominion Energy South Carolina, Inc | 3293 | Saluda Lexington | SC | Lexington | 4 | Conventional Hydroelectric | HY |  | S | X | X |  |  | 32.5 | 0.8 | 32.5 | 32.5 | 1.5 | N |  |  | OP | X | 8 | 1930 |  |  | N | Electric Utility | 1 | X X X: X; DFO RC RC: WAT |  |  | N | N | 0 | 10M | [7 empty] | 8 | 8 | 9 | 2029 | [12 empty] | N
Vintage1971 | hydro | TRUE | 17539 | Dominion Energy South Carolina, Inc | 3293 | Saluda Lexington | SC | Lexington | 5 | Conventional Hydroelectric | HY |  | S | X | X |  |  | 67.5 | 0.9 | 66 | 66 | 4 | N |  |  | OP | X | 7 | 1971 |  |  | N | Electric Utility | 1 | X X X: X; DFO RC RC: WAT |  |  | N | N | 0 | 10M | [7 empty] | 16 | 17 | 9 | 2025 | [12 empty] | N
Vintage1953 | natural gas combined cycle | TRUE | 17539 | Dominion Energy South Carolina, Inc | 3295 | Urquhart | SC | Aiken | 1 | Natural Gas Fired Combined Cycle | CA | UR15 | S | N | X |  |  | 75 | 0.8 | 64 | 65 | 50 | N |  |  | OP | X | 12 | 1953 |  |  | N | Electric Utility | 1 | X X X: X; DFO RC RC: NG; DFO SUB SUB: DFO |  |  | N | N |  | 12H | [23 empty] | N | N | N
Vintage1954 | natural gas combined cycle | TRUE | 17539 | Dominion Energy South Carolina, Inc | 3295 | Urquhart | SC | Aiken | 2 | Natural Gas Fired Combined Cycle | CA | UR26 | S | N | X |  |  | 75 | 0.8 | 64 | 66 | 50 | N |  |  | OP | X | 2 | 1954 |  |  | N | Electric Utility | 1 | X X X: X; DFO RC RC: NG; DFO SUB SUB: DFO |  |  | N | N |  | 12H | [23 empty] | N | N | N
Vintage1955 | natural gas steam turbine | TRUE | 17539 | Dominion Energy South Carolina, Inc | 3295 | Urquhart | SC | Aiken | 3 | Natural Gas Steam Turbine | ST |  | S | X | X |  |  | 100 | 0.8 | 95 | 96 | 30 | N |  |  | OP | X | 11 | 1955 |  |  | N | Electric Utility | 1 | [11 empty] | N | N |  | OVER |  | N | [21 empty] | N | N | N | bar: X X X to DFO RC RC; DFO DFO DFO
Vintage2002 | natural gas combined cycle | TRUE | 17539 | Dominion Energy South Carolina, Inc | 3295 | Urquhart | SC | Aiken | CT1 | Natural Gas Fired Combined Cycle | CT | UR15 | S | X | N |  |  | 198.9 | 0.8 | 162 | 177 | 75 | N |  |  | OP | X | 6 | 2002 |  |  | N | Electric Utility | 1 | X X X: X; DFO RC RC: NG; DFO SUB SUB: DFO |  |  | N | N |  | 12H | [23 empty] | Y | N | Y
Vintage2002 | natural gas combined cycle | TRUE | 17539 | Dominion Energy South Carolina, Inc | 3295 | Urquhart | SC | Aiken | CT2 | Natural Gas Fired Combined Cycle | CT | UR26 | S | X | N |  |  | 198.9 | 0.85 | 168 | 176 | 75 | N |  |  | OP | X | 6 | 2002 |  |  | N | Electric Utility | 1 | X X X: X; DFO RC RC: NG; DFO SUB SUB: DFO |  |  | N | N |  | 12H | [23 empty] | Y | N | Y
Vintage1969 | natural gas peaker | TRUE | 17539 | Dominion Energy South Carolina, Inc | 3295 | Urquhart | SC | Aiken | GT1 | Natural Gas Fired Combustion Turbine | GT |  | S | X | X |  |  | 19.6 | 0.85 | 13 | 16 | 5 | N |  |  | OP | X | 10 | 1969 |  |  | N | Electric Utility | 1 | X X X: X; DFO RC RC: NG; DFO SUB SUB: DFO |  |  | N | N |  | 1H | [23 empty] | Y | N | Y
Vintage1969 | natural gas peaker | TRUE | 17539 | Dominion Energy South Carolina, Inc | 3295 | Urquhart | SC | Aiken | GT2 | Natural Gas Fired Combustion Turbine | GT |  | S | X | X |  |  | 16.3 | 0.85 | 14 | 17 | 5 | N |  |  | OP | X | 8 | 1969 |  |  | N | Electric Utility | 1 | X X X: X; DFO RC RC: NG; DFO SUB SUB: DFO |  |  | N | N |  | 1H | [23 empty] | Y | N | Y
Vintage1969 | natural gas peaker | TRUE | 17539 | Dominion Energy South Carolina, Inc | 3295 | Urquhart | SC | Aiken | GT3 | Natural Gas Fired Combustion Turbine | GT |  | S | X | X |  |  | 16.3 | 0.85 | 12 | 15 | 5 | N |  |  | OP | X | 7 | 1969 |  |  | N | Electric Utility | 1 | X X X: X; DFO RC RC: NG; DFO SUB SUB: DFO |  |  | N | N |  | 1H | [23 empty] | Y | N | Y
Vintage1999 | natural gas peaker | TRUE | 17539 | Dominion Energy South Carolina, Inc | 3295 | Urquhart | SC | Aiken | GT4 | Natural Gas Fired Combustion Turbine | GT |  | S | X | X |  |  | 58.9 | 0.85 | 48 | 49 | 15 | N |  |  | OP | X | 6 | 1999 |  |  | N | Electric Utility | 1 | X X X: X; DFO RC RC: NG; DFO SUB SUB: DFO |  |  | N | N |  | 1H | [23 empty] | Y | N | Y
Vintage1970 | hard coal | TRUE | 17539 | Dominion Energy South Carolina, Inc | 3297 | Wateree | SC | Richland | 1 | Conventional Steam Coal | ST |  | S | X | X |  |  | 385.9 | 0.85 | 342 | 342 | 220 | N |  |  | OP | X | 9 | 1970 |  |  | N | Electric Utility | 1 | X X X: X; DFO RC RC: BIT; DFO DFO DFO: DFO |  |  | N | N |  | OVER |  | Y |  |  |  | Y | [17 empty] | N | N | N
Vintage1971 | hard coal | TRUE | 17539 | Dominion Energy South Carolina, Inc | 3297 | Wateree | SC | Richland | 2 | Conventional Steam Coal | ST |  | S | X | X |  |  | 385.9 | 0.85 | 342 | 342 | 220 | N |  |  | OP | X | 12 | 1971 |  |  | N | Electric Utility | 1 | X X X: X; DFO RC RC: BIT; DFO DFO DFO: DFO |  |  | N | N |  | OVER |  | Y |  |  |  | Y | [17 empty] | N | N | N
Vintage1972 | natural gas peaker | TRUE | 17554 | South Carolina Genertg Co, Inc | 3298 | Williams | SC | Berkeley | 1 | Natural Gas Fired Combustion Turbine | GT |  | S | X | X |  |  | 26.9 | 0.85 | 20 | 26 | 5 | N |  |  | OS | X | 6 | 1972 | 12 | 2022 | N | Electric Utility | 1 | X X X: X; DFO RC RC: NG; DFO SUB SUB: DFO |  |  | N | N |  | 1H | [23 empty] | Y | Y | Y
Vintage1972 | natural gas peaker | TRUE | 17554 | South Carolina Genertg Co, Inc | 3298 | Williams | SC | Berkeley | 2 | Natural Gas Fired Combustion Turbine | GT |  | S | X | X |  |  | 26.9 | 0.85 | 20 | 26 | 5 | N |  |  | OP | X | 6 | 1972 | 12 | 2022 | N | Electric Utility | 1 | X X X: X; DFO RC RC: NG; DFO SUB SUB: DFO |  |  | N | N |  | 1H | [23 empty] | Y | Y | Y
Vintage1973 | hard coal | TRUE | 17554 | South Carolina Genertg Co, Inc | 3298 | Williams | SC | Berkeley | ST1 | Conventional Steam Coal | ST |  | S | X | X |  |  | 659.7 | 0.9 | 605 | 610 | 270 | N |  |  | OP | X | 7 | 1973 |  |  | N | Electric Utility | 1 | X X X: X; DFO RC RC: BIT; DFO SUB SUB: RC; DFO DFO DFO: DFO; DFO NG NG: NG |  |  | N | N |  | OVER |  | Y |  |  | N | Y | [17 empty] | N | N | N
Vintage1941 | hydro | TRUE | 34 | City of Abbeville - (SC) | 3305 | Rocky River (SC) | SC | Anderson | 1 | Conventional Hydroelectric | HY |  | S | X | X |  |  | 1.8 | 0.8 | 1.8 | 1.8 | 0.2 | N |  |  | OA | X | 1 | 1941 |  |  | N | Electric Utility | 1 | X X X: X; DFO RC RC: WAT |  |  | N | N |  | 10M | [20 empty] | N |  |  | N
Vintage1941 | hydro | TRUE | 34 | City of Abbeville - (SC) | 3305 | Rocky River (SC) | SC | Anderson | 2 | Conventional Hydroelectric | HY |  | S | X | X |  |  | 0.8 | 0.8 | 0.8 | 0.8 | 0.2 | N |  |  | OA | X | 1 | 1941 |  |  | N | Electric Utility | 1 | X X X: X; DFO RC RC: WAT |  |  | N | N |  | 10M | [20 empty] | N |  |  | N
Vintage2013 | petroleum | TRUE | 34 | City of Abbeville - (SC) | 3305 | Rocky River (SC) | SC | Anderson | IC2 | Petroleum Liquids | IC |  | S | X | X |  |  | 1.3 | 0.8 | 1 | 1 | 0.2 | N |  |  | OP | X | 5 | 2013 |  |  | N | Electric Utility | 1 | X X X: X; DFO RC RC: DFO |  |  | N | N |  | 10M | [23 empty] | N | N | N
Vintage1973 | petroleum | TRUE | 17543 | South Carolina Public Service Authority | 3318 | Hilton Head | SC | Beaufort | 1 | Petroleum Liquids | GT |  | S | X | X |  |  | 26.6 | 0.9 | 16 | 20 | 2 | N |  |  | OP | X | 8 | 1973 |  |  | N | Electric Utility | 1 | X X X: X; DFO RC RC: DFO |  |  | N |  |  | 1H | [23 empty] | N | N | N
Vintage1974 | petroleum | TRUE | 17543 | South Carolina Public Service Authority | 3318 | Hilton Head | SC | Beaufort | 2 | Petroleum Liquids | GT |  | S | X | X |  |  | 26.6 | 0.9 | 16 | 20 | 2 | N |  |  | OP | X | 8 | 1974 |  |  | N | Electric Utility | 1 | X X X: X; DFO RC RC: DFO |  |  | N |  |  | 1H | [23 empty] | N | N | N
Vintage1979 | petroleum | TRUE | 17543 | South Carolina Public Service Authority | 3318 | Hilton Head | SC | Beaufort | 3 | Petroleum Liquids | GT |  | S | X | X |  |  | 64.7 | 0.9 | 52 | 60 | 7 | N |  |  | OP | X | 4 | 1979 |  |  | N | Electric Utility | 1 | X X X: X; DFO RC RC: DFO |  |  | N |  |  | 1H | [23 empty] | N | N | N
Vintage1942 | hydro | TRUE | 17543 | South Carolina Public Service Authority | 3319 | Jefferies | SC | Berkeley | H1 | Conventional Hydroelectric | HY |  | S | X | X |  |  | 30.6 | 0.9 | 31 | 31 | 18 | N |  |  | OP | X | 12 | 1942 |  |  | N | Electric Utility | 1 | X X X: X; DFO RC RC: WAT |  |  | N | N | 0 | 10M | [23 empty] | N
Vintage1942 | hydro | TRUE | 17543 | South Carolina Public Service Authority | 3319 | Jefferies | SC | Berkeley | H2 | Conventional Hydroelectric | HY |  | S | X | X |  |  | 36.9 | 0.9 | 36 | 36 | 13 | N |  |  | OP | X | 12 | 1942 |  |  | N | Electric Utility | 1 | X X X: X; DFO RC RC: WAT |  |  | N | N | 0 | 10M | [23 empty] | N
Vintage1942 | hydro | TRUE | 17543 | South Carolina Public Service Authority | 3319 | Jefferies | SC | Berkeley | H3 | Conventional Hydroelectric | HY |  | S | X | X |  |  | 30.6 | 0.9 | 29 | 29 | 18 | N |  |  | OP | X | 12 | 1942 |  |  | N | Electric Utility | 1 | X X X: X; DFO RC RC: WAT |  |  | N | N | 0 | 10M | [23 empty] | N
Vintage1942 | hydro | TRUE | 17543 | South Carolina Public Service Authority | 3319 | Jefferies | SC | Berkeley | H4 | Conventional Hydroelectric | HY |  | S | X | X |  |  | 36.9 | 0.9 | 36 | 36 | 13 | N |  |  | OP | X | 12 | 1942 |  |  | N | Electric Utility | 1 | X X X: X; DFO RC RC: WAT |  |  | N | N | 0 | 10M | [23 empty] | N
Vintage1942 | hydro | TRUE | 17543 | South Carolina Public Service Authority | 3319 | Jefferies | SC | Berkeley | H6 | Conventional Hydroelectric | HY |  | S | X | X |  |  | 10.2 | 0.9 | 8 | 8 | 8 | N |  |  | OP | X | 12 | 1942 |  |  | N | Electric Utility | 1 | X X X: X; DFO RC RC: WAT |  |  | N | N | 0 | 10M | [23 empty] | N
Vintage1972 | petroleum | TRUE | 17543 | South Carolina Public Service Authority | 3320 | Myrtle Beach | SC | Horry | 1 | Petroleum Liquids | GT |  | S | X | X |  |  | 11.5 | 0.85 | 8 | 10 | 3 | N |  |  | OP | X | 8 | 1972 |  |  | N | Electric Utility | 1 | X X X: X; DFO RC RC: DFO |  |  | N | N |  | 1H |  | N | [21 empty] | N | N | N
Vintage1962 | petroleum | TRUE | 17543 | South Carolina Public Service Authority | 3320 | Myrtle Beach | SC | Horry | 2 | Petroleum Liquids | GT |  | S | X | X |  |  | 11.5 | 0.85 | 8 | 10 | 3 | N |  |  | OP | X | 5 | 1962 |  |  | N | Electric Utility | 1 | X X X: X; DFO RC RC: DFO |  |  | N | N |  | 1H |  | N | [21 empty] | N | N | N
Vintage1962 | petroleum | TRUE | 17543 | South Carolina Public Service Authority | 3320 | Myrtle Beach | SC | Horry | 3 | Petroleum Liquids | GT |  | S | X | X |  |  | 26.6 | 0.9 | 19 | 20 | 4 | N |  |  | OP | X | 5 | 1962 |  |  | N | Electric Utility | 1 | X X X: X; DFO RC RC: DFO |  |  | N | N |  | 1H |  | N | [21 empty] | N | N | N
Vintage1972 | petroleum | TRUE | 17543 | South Carolina Public Service Authority | 3320 | Myrtle Beach | SC | Horry | 4 | Petroleum Liquids | GT |  | S | X | X |  |  | 26.6 | 0.9 | 19 | 20 | 4 | N |  |  | OP | X | 8 | 1972 |  |  | N | Electric Utility | 1 | X X X: X; DFO RC RC: DFO |  |  | N | N |  | 1H | [23 empty] | N | N | N
Vintage1976 | petroleum | TRUE | 17543 | South Carolina Public Service Authority | 3320 | Myrtle Beach | SC | Horry | 5 | Petroleum Liquids | GT |  | S | X | X |  |  | 35.3 | 0.9 | 21 | 25 | 10 | N |  |  | OP | X | 6 | 1976 |  |  | N | Electric Utility | 1 | X X X: X; DFO RC RC: DFO |  |  | N | N |  | 1H | [23 empty] | N | N | N
Vintage1950 | hydro | TRUE | 17543 | South Carolina Public Service Authority | 3321 | Spillway | SC | Berkeley | 1 | Conventional Hydroelectric | HY |  | S | X | X |  |  | 2 | 0.8 | 2 | 2 | 1.5 | N |  |  | OP | X | 8 | 1950 |  |  | N | Electric Utility | 1 | X X X: X; DFO RC RC: WAT |  |  | N | N | 0 | 10M | [23 empty] | N
Vintage1953 | hydro | TRUE | 19375 | USCE-Savannah District | 3323 | J Strom Thurmond | SC | McCormick | 1 | Conventional Hydroelectric | HY |  | S | X | X |  |  | 51.7 | 0.9 | 48 | 48 | 25 | N |  |  | OP | X | 1 | 1953 |  |  | N | Electric Utility | 1 | X X X: X; DFO RC RC: WAT |  |  | N |  | 0 | 10M | [23 empty] | N
Vintage1953 | hydro | TRUE | 19375 | USCE-Savannah District | 3323 | J Strom Thurmond | SC | McCormick | 2 | Conventional Hydroelectric | HY |  | S | X | X |  |  | 51.7 | 0.9 | 48 | 48 | 25 | N |  |  | OP | X | 1 | 1953 |  |  | N | Electric Utility | 1 | X X X: X; DFO RC RC: WAT |  |  | N |  | 0 | 10M | [23 empty] | N
Vintage1953 | hydro | TRUE | 19375 | USCE-Savannah District | 3323 | J Strom Thurmond | SC | McCormick | 3 | Conventional Hydroelectric | HY |  | S | X | X |  |  | 51.7 | 0.9 | 48 | 48 | 25 | N |  |  | OP | X | 1 | 1953 |  |  | N | Electric Utility | 1 | X X X: X; DFO RC RC: WAT |  |  | N |  | 0 | 10M | [23 empty] | N
Vintage1953 | hydro | TRUE | 19375 | USCE-Savannah District | 3323 | J Strom Thurmond | SC | McCormick | 4 | Conventional Hydroelectric | HY |  | S | X | X |  |  | 51.7 | 0.9 | 48 | 48 | 25 | N |  |  | OP | X | 1 | 1953 |  |  | N | Electric Utility | 1 | X X X: X; DFO RC RC: WAT |  |  | N |  | 0 | 10M | [23 empty] | N
Vintage1954 | hydro | TRUE | 19375 | USCE-Savannah District | 3323 | J Strom Thurmond | SC | McCormick | 5 | Conventional Hydroelectric | HY |  | S | X | X |  |  | 51.7 | 0.9 | 48 | 48 | 25 | N |  |  | OP | X | 1 | 1954 |  |  | N | Electric Utility | 1 | X X X: X; DFO RC RC: WAT |  |  | N |  | 0 | 10M | [23 empty] | N
Vintage1954 | hydro | TRUE | 19375 | USCE-Savannah District | 3323 | J Strom Thurmond | SC | McCormick | 6 | Conventional Hydroelectric | HY |  | S | X | X |  |  | 51.7 | 0.9 | 48 | 48 | 25 | N |  |  | OP | X | 1 | 1954 |  |  | N | Electric Utility | 1 | X X X: X; DFO RC RC: WAT |  |  | N |  | 0 | 10M | [23 empty] | N
Vintage1954 | hydro | TRUE | 19375 | USCE-Savannah District | 3323 | J Strom Thurmond | SC | McCormick | 7 | Conventional Hydroelectric | HY |  | S | X | X |  |  | 51.7 | 0.9 | 48 | 48 | 25 | N |  |  | OP | X | 1 | 1954 |  |  | N | Electric Utility | 1 | X X X: X; DFO RC RC: WAT | [5 empty] | 10M | [23 empty] | N
Vintage1965 | petroleum | TRUE | 19545 | Black Hills Power, Inc. | 3325 | Ben French | SD | Pennington | 1 | Petroleum Liquids | IC |  | S | X | X |  |  | 2 | 0.8 | 2 | 2 | 2 | N |  |  | OP | X | 7 | 1965 |  |  | N | Electric Utility | 1 | X X X: X; DFO RC RC: DFO |  |  | N | N |  | 10M | [20 empty] | N |  |  | N | N | N
Vintage1965 | petroleum | TRUE | 19545 | Black Hills Power, Inc. | 3325 | Ben French | SD | Pennington | 2 | Petroleum Liquids | IC |  | S | X | X |  |  | 2 | 0.8 | 2 | 2 | 2 | N |  |  | OP | X | 7 | 1965 |  |  | N | Electric Utility | 1 | X X X: X; DFO RC RC: DFO |  |  | N | N |  | 10M | [20 empty] | N |  |  | N | N | N
Vintage1965 | petroleum | TRUE | 19545 | Black Hills Power, Inc. | 3325 | Ben French | SD | Pennington | 3 | Petroleum Liquids | IC |  | S | X | X |  |  | 2 | 0.8 | 2 | 2 | 2 | N |  |  | OP | X | 7 | 1965 |  |  | N | Electric Utility | 1 | X X X: X; DFO RC RC: DFO |  |  | N | N |  | 10M | [20 empty] | N |  |  | N | N | N
Vintage1965 | petroleum | TRUE | 19545 | Black Hills Power, Inc. | 3325 | Ben French | SD | Pennington | 4 | Petroleum Liquids | IC |  | S | X | X |  |  | 2 | 0.8 | 2 | 2 | 2 | N |  |  | OP | X | 7 | 1965 |  |  | N | Electric Utility | 1 | X X X: X; DFO RC RC: DFO |  |  | N | N |  | 10M | [20 empty] | N |  |  | N | N | N
Vintage1965 | petroleum | TRUE | 19545 | Black Hills Power, Inc. | 3325 | Ben French | SD | Pennington | 5 | Petroleum Liquids | IC |  | S | X | X |  |  | 2 | 0.8 | 2 | 2 | 2 | N |  |  | OP | X | 7 | 1965 |  |  | N | Electric Utility | 1 | X X X: X; DFO RC RC: DFO |  |  | N | N |  | 10M | [20 empty] | N |  |  | N | N | N
Vintage1977 | natural gas peaker | TRUE | 19545 | Black Hills Power, Inc. | 3325 | Ben French | SD | Pennington | GT1 | Natural Gas Fired Combustion Turbine | GT |  | S | X | X |  |  | 25 | 0.9 | 17 | 25 | 2 | N |  |  | OP | X | 7 | 1977 |  |  | N | Electric Utility | 1 | X X X: X; DFO RC RC: NG; DFO SUB SUB: DFO |  |  | N | N |  | 10M | [20 empty] | N |  |  | Y | N | Y
Vintage1977 | natural gas peaker | TRUE | 19545 | Black Hills Power, Inc. | 3325 | Ben French | SD | Pennington | GT2 | Natural Gas Fired Combustion Turbine | GT |  | S | X | X |  |  | 25 | 0.9 | 17 | 25 | 2 | N |  |  | OP | X | 8 | 1977 |  |  | N | Electric Utility | 1 | X X X: X; DFO RC RC: NG; DFO SUB SUB: DFO |  |  | N | N |  | 10M | [20 empty] | N |  |  | Y | N | Y
Vintage1978 | natural gas peaker | TRUE | 19545 | Black Hills Power, Inc. | 3325 | Ben French | SD | Pennington | GT3 | Natural Gas Fired Combustion Turbine | GT |  | S | X | X |  |  | 25 | 0.9 | 17 | 25 | 2 | N |  |  | OP | X | 6 | 1978 |  |  | N | Electric Utility | 1 | X X X: X; DFO RC RC: NG; DFO SUB SUB: DFO |  |  | N | N |  | 10M |  |  |  |  | N | [15 empty] | N |  |  | Y | N | Y
Vintage1979 | natural gas peaker | TRUE | 19545 | Black Hills Power, Inc. | 3325 | Ben French | SD | Pennington | GT4 | Natural Gas Fired Combustion Turbine | GT |  | S | X | X |  |  | 25 | 0.9 | 17 | 25 | 2 | N |  |  | OP | X | 6 | 1979 |  |  | N | Electric Utility | 1 | X X X: X; DFO RC RC: NG; DFO SUB SUB: DFO |  |  | N | N |  | 10M | [20 empty] | N |  |  | Y | N | Y
Vintage2013 | natural gas peaker | TRUE | 13809 | NorthWestern Energy - (SD) | 3338 | Aberdeen CT | SD | Brown | 2 | Natural Gas Fired Combustion Turbine | GT |  | S | X | X |  | WAUE.NWPS.AB2 | 82.2 | 0.85 | 52 | 60 | 15 | N |  |  | OP | X | 4 | 2013 |  |  | N | Electric Utility | 1 | X X X: X; DFO RC RC: NG; DFO SUB SUB: DFO |  |  | N |  |  | 1H | [23 empty] | Y |  | Y
Vintage1978 | petroleum | TRUE | 13809 | NorthWestern Energy - (SD) | 3338 | Aberdeen CT | SD | Brown | GT1 | Petroleum Liquids | GT |  | S | X | X |  | WAUE.NWPS.AB1 | 28.8 | 0.9 | 20.5 | 28 | 1.7 | N |  |  | OP | X | 5 | 1978 |  |  | N | Electric Utility | 1 | X X X: X; DFO RC RC: DFO |  |  | N |  |  | 1H | [23 empty] | N | N
Vintage1970 | petroleum | TRUE | 13809 | NorthWestern Energy - (SD) | 3341 | Clark (SD) | SD | Clark | 1 | Petroleum Liquids | IC |  | S | X | X |  | WAUE_NWPS_NTWK | 2.7 | 0.8 | 2.6 | 2.7 | 1.2 | N |  |  | SB | Y | 1 | 1970 |  |  | N | Electric Utility | 1 | X X X: X; DFO RC RC: DFO |  |  | N |  |  | 1H | [23 empty] | N
Vintage1969 | petroleum | TRUE | 13809 | NorthWestern Energy - (SD) | 3342 | Faulkton | SD | Faulk | 1 | Petroleum Liquids | IC |  | S | X | X |  | WAUE_NWPS_NTWK | 2.7 | 0.8 | 2.5 | 2.5 | 1.2 | N |  |  | SB | Y | 3 | 1969 |  |  | N | Electric Utility | 1 | X X X: X; DFO RC RC: DFO |  |  | N |  |  | 1H | [23 empty] | N
Vintage1961 | natural gas peaker | TRUE | 13809 | NorthWestern Energy - (SD) | 3344 | Huron | SD | Beadle | 1 | Natural Gas Fired Combustion Turbine | GT |  | S | X | X |  | WAUE.NWPS.HURON1 | 15 | 0.85 | 11 | 14.5 | 0.5 | N |  |  | SB | Y | 1 | 1961 |  |  | N | Electric Utility | 1 | X X X: X; DFO RC RC: NG; DFO SUB SUB: DFO |  |  | N |  |  | 1H | [23 empty] | Y | N | Y
Vintage1978 | petroleum | TRUE | 14232 | Otter Tail Power Co | 3352 | Lake Preston | SD | Kingsbury | 1A | Petroleum Liquids | GT |  | S | X | X | OTP.HETLA | OTP.HETLA | 24.1 | 0.9 | 19.9 | 24.1 | 6 | N |  |  | SB | Y | 6 | 1978 |  |  | N | Electric Utility | 1 | X X X: X; DFO RC RC: DFO |  |  | N | N |  | 10M | [23 empty] | N
Vintage1962 | hydro | TRUE | 19635 | USACE-Omaha | 3356 | Oahe | SD | Hughes | 1 | Conventional Hydroelectric | HY |  | S | X | X |  |  | 112.3 | 0.95 | 102 | 102 | 0 | N |  |  | OP | X | 4 | 1962 |  |  | N | Electric Utility | 1 | X X X: X; DFO RC RC: WAT |  |  | N | N |  | 10M | [23 empty] | N
Vintage1962 | hydro | TRUE | 19635 | USACE-Omaha | 3356 | Oahe | SD | Hughes | 2 | Conventional Hydroelectric | HY |  | S | X | X |  |  | 112.3 | 0.95 | 102 | 102 | 0 | N |  |  | OP | X | 12 | 1962 |  |  | N | Electric Utility | 1 | X X X: X; DFO RC RC: WAT |  |  | N | N |  | 10M | [23 empty] | N
Vintage1962 | hydro | TRUE | 19635 | USACE-Omaha | 3356 | Oahe | SD | Hughes | 3 | Conventional Hydroelectric | HY |  | S | X | X |  |  | 112.3 | 0.95 | 102 | 102 | 0 | N |  |  | OP | X | 7 | 1962 |  |  | N | Electric Utility | 1 | X X X: X; DFO RC RC: WAT |  |  | N | N |  | 10M | [23 empty] | N
Vintage1962 | hydro | TRUE | 19635 | USACE-Omaha | 3356 | Oahe | SD | Hughes | 4 | Conventional Hydroelectric | HY |  | S | X | X |  |  | 112.3 | 0.95 | 102 | 102 | 0 | N |  |  | OP | X | 10 | 1962 |  |  | N | Electric Utility | 1 | X X X: X; DFO RC RC: WAT |  |  | N | N |  | 10M | [23 empty] | N
Vintage1963 | hydro | TRUE | 19635 | USACE-Omaha | 3356 | Oahe | SD | Hughes | 5 | Conventional Hydroelectric | HY |  | S | X | X |  |  | 112.3 | 0.95 | 102 | 102 | 0 | N |  |  | OP | X | 3 | 1963 |  |  | N | Electric Utility | 1 | X X X: X; DFO RC RC: WAT |  |  | N | N |  | 10M | [23 empty] | N
Vintage1963 | hydro | TRUE | 19635 | USACE-Omaha | 3356 | Oahe | SD | Hughes | 6 | Conventional Hydroelectric | HY |  | S | X | X |  |  | 112.3 | 0.95 | 102 | 102 | 0 | N |  |  | OP | X | 5 | 1963 |  |  | N | Electric Utility | 1 | X X X: X; DFO RC RC: WAT |  |  | N | N |  | 10M | [23 empty] | N
Vintage1963 | hydro | TRUE | 19635 | USACE-Omaha | 3356 | Oahe | SD | Hughes | 7 | Conventional Hydroelectric | HY |  | S | X | X |  |  | 112.3 | 0.95 | 102 | 102 | 0 | N |  |  | OP | X | 6 | 1963 |  |  | N | Electric Utility | 1 | X X X: X; DFO RC RC: WAT |  |  | N | N |  | 10M | [23 empty] | N
Vintage1954 | hydro | TRUE | 19635 | USACE-Omaha | 3373 | Fort Randall | SD | Charles Mix | 1 | Conventional Hydroelectric | HY |  | S | X | X |  |  | 40 | 0.95 | 45 | 45 | 0 | N |  |  | OP | X | 3 | 1954 |  |  | N | Electric Utility | 1 | X X X: X; DFO RC RC: WAT |  |  | N | N |  | 10M | [23 empty] | N
Vintage1954 | hydro | TRUE | 19635 | USACE-Omaha | 3373 | Fort Randall | SD | Charles Mix | 2 | Conventional Hydroelectric | HY |  | S | X | X |  |  | 40 | 0.95 | 45 | 45 | 0 | N |  |  | OP | X | 5 | 1954 |  |  | N | Electric Utility | 1 | X X X: X; DFO RC RC: WAT |  |  | N | N |  | 10M | [23 empty] | N
Vintage1954 | hydro | TRUE | 19635 | USACE-Omaha | 3373 | Fort Randall | SD | Charles Mix | 3 | Conventional Hydroelectric | HY |  | S | X | X |  |  | 40 | 0.95 | 45 | 45 | 0 | N |  |  | OP | X | 10 | 1954 |  |  | N | Electric Utility | 1 | X X X: X; DFO RC RC: WAT |  |  | N | N |  | 10M | [23 empty] | N
Vintage1954 | hydro | TRUE | 19635 | USACE-Omaha | 3373 | Fort Randall | SD | Charles Mix | 4 | Conventional Hydroelectric | HY |  | S | X | X |  |  | 40 | 0.95 | 45 | 45 | 0 | N |  |  | OP | X | 10 | 1954 |  |  | N | Electric Utility | 1 | X X X: X; DFO RC RC: WAT |  |  | N | N |  | 10M | [23 empty] | N
Vintage1955 | hydro | TRUE | 19635 | USACE-Omaha | 3373 | Fort Randall | SD | Charles Mix | 5 | Conventional Hydroelectric | HY |  | S | X | X |  |  | 40 | 0.95 | 45 | 45 | 0 | N |  |  | OP | X | 2 | 1955 |  |  | N | Electric Utility | 1 | X X X: X; DFO RC RC: WAT |  |  | N | N |  | 10M | [23 empty] | N
Vintage1955 | hydro | TRUE | 19635 | USACE-Omaha | 3373 | Fort Randall | SD | Charles Mix | 6 | Conventional Hydroelectric | HY |  | S | X | X |  |  | 40 | 0.95 | 45 | 45 | 0 | N |  |  | OP | X | 6 | 1955 |  |  | N | Electric Utility | 1 | X X X: X; DFO RC RC: WAT |  |  | N | N |  | 10M | [23 empty] | N
Vintage1955 | hydro | TRUE | 19635 | USACE-Omaha | 3373 | Fort Randall | SD | Charles Mix | 7 | Conventional Hydroelectric | HY |  | S | X | X |  |  | 40 | 0.95 | 45 | 45 | 0 | N |  |  | OP | X | 10 | 1955 |  |  | N | Electric Utility | 1 | X X X: X; DFO RC RC: WAT |  |  | N | N |  | 10M | [23 empty] | N
Vintage1956 | hydro | TRUE | 19635 | USACE-Omaha | 3373 | Fort Randall | SD | Charles Mix | 8 | Conventional Hydroelectric | HY |  | S | X | X |  |  | 40 | 0.95 | 45 | 45 | 0 | N |  |  | OP | X | 1 | 1956 |  |  | N | Electric Utility | 1 | X X X: X; DFO RC RC: WAT |  |  | N | N |  | 10M | [23 empty] | N
Vintage1964 | hydro | TRUE | 19635 | USACE-Omaha | 3375 | Big Bend Dam | SD | Buffalo | 1 | Conventional Hydroelectric | HY |  | S | X | X |  |  | 67.3 | 0.95 | 65 | 65 | 0 | N |  |  | OP | X | 9 | 1964 |  |  | N | Electric Utility | 1 | X X X: X; DFO RC RC: WAT |  |  | N | N |  | 10M | [23 empty] | N
Vintage1964 | hydro | TRUE | 19635 | USACE-Omaha | 3375 | Big Bend Dam | SD | Buffalo | 2 | Conventional Hydroelectric | HY |  | S | X | X |  |  | 67.3 | 0.95 | 65 | 65 | 0 | N |  |  | OP | X | 11 | 1964 |  |  | N | Electric Utility | 1 | X X X: X; DFO RC RC: WAT |  |  | N | N |  | 10M | [23 empty] | N
Vintage1965 | hydro | TRUE | 19635 | USACE-Omaha | 3375 | Big Bend Dam | SD | Buffalo | 3 | Conventional Hydroelectric | HY |  | S | X | X |  |  | 67.2 | 0.95 | 65 | 65 | 0 | N |  |  | OP | X | 2 | 1965 |  |  | N | Electric Utility | 1 | X X X: X; DFO RC RC: WAT |  |  | N | N |  | 10M | [23 empty] | N
Vintage1965 | hydro | TRUE | 19635 | USACE-Omaha | 3375 | Big Bend Dam | SD | Buffalo | 4 | Conventional Hydroelectric | HY |  | S | X | X |  |  | 67.3 | 0.95 | 65 | 65 | 0 | N |  |  | OP | X | 5 | 1965 |  |  | N | Electric Utility | 1 | X X X: X; DFO RC RC: WAT |  |  | N | N |  | 10M | [23 empty] | N
Vintage1965 | hydro | TRUE | 19635 | USACE-Omaha | 3375 | Big Bend Dam | SD | Buffalo | 5 | Conventional Hydroelectric | HY |  | S | X | X |  |  | 67.3 | 0.95 | 65 | 65 | 0 | N |  |  | OP | X | 9 | 1965 |  |  | N | Electric Utility | 1 | X X X: X; DFO RC RC: WAT |  |  | N | N |  | 10M | [23 empty] | N
Vintage1965 | hydro | TRUE | 19635 | USACE-Omaha | 3375 | Big Bend Dam | SD | Buffalo | 6 | Conventional Hydroelectric | HY |  | S | X | X |  |  | 67.3 | 0.95 | 65 | 65 | 0 | N |  |  | OP | X | 12 | 1965 |  |  | N | Electric Utility | 1 | X X X: X; DFO RC RC: WAT |  |  | N | N |  | 10M | [23 empty] | N
Vintage1966 | hydro | TRUE | 19635 | USACE-Omaha | 3375 | Big Bend Dam | SD | Buffalo | 7 | Conventional Hydroelectric | HY |  | S | X | X |  |  | 67.3 | 0.95 | 65 | 65 | 0 | N |  |  | OP | X | 5 | 1966 |  |  | N | Electric Utility | 1 | X X X: X; DFO RC RC: WAT |  |  | N | N |  | 10M | [23 empty] | N
Vintage1966 | hydro | TRUE | 19635 | USACE-Omaha | 3375 | Big Bend Dam | SD | Buffalo | 8 | Conventional Hydroelectric | HY |  | S | X | X |  |  | 67.3 | 0.95 | 65 | 65 | 0 | N |  |  | OP | X | 7 | 1966 |  |  | N | Electric Utility | 1 | X X X: X; DFO RC RC: WAT |  |  | N | N |  | 10M | [23 empty] | N
Vintage2018 | natural gas combined cycle | TRUE | 18642 | Tennessee Valley Authority | 3393 | Allen | TN | Shelby | CTG1 | Natural Gas Fired Combined Cycle | CT | CC1 | S | X | Y |  |  | 347 | 0.85 | 311.9 | 330.3 |  | N |  |  | OP | X | 4 | 2018 | 12 | 2023 | N | Electric Utility | 1 | [14 empty] | 1H | [23 empty] | N | N | N | bar: X X X to DFO RC RC
Vintage2018 | natural gas combined cycle | TRUE | 18642 | Tennessee Valley Authority | 3393 | Allen | TN | Shelby | CTG2 | Natural Gas Fired Combined Cycle | CT | CC1 | S | X | Y |  |  | 347 | 0.85 | 311.9 | 330.3 |  | N |  |  | OP | X | 4 | 2018 | 12 | 2023 | N | Electric Utility | 1 | [14 empty] | 1H | [23 empty] | N | N | N | bar: X X X to DFO RC RC
Vintage1971 | natural gas peaker | TRUE | 18642 | Tennessee Valley Authority | 3393 | Allen | TN | Shelby | G10 | Natural Gas Fired Combustion Turbine | GT |  | S | X | X |  |  | 23.9 | 0.9 | 15.1 | 20.4 | 5 | N |  |  | OP | X | 6 | 1971 | 12 | 2023 | N | Electric Utility | 1 | X X X: X; DFO RC RC: NG; DFO SUB SUB: DFO |  |  | N | N |  | 10M | [23 empty] | Y | N | Y
Vintage1971 | natural gas peaker | TRUE | 18642 | Tennessee Valley Authority | 3393 | Allen | TN | Shelby | G11 | Natural Gas Fired Combustion Turbine | GT |  | S | X | X |  |  | 23.9 | 0.9 | 15.1 | 20.4 | 5 | N |  |  | OP | X | 6 | 1971 | 12 | 2023 | N | Electric Utility | 1 | X X X: X; DFO RC RC: NG; DFO SUB SUB: DFO |  |  | N | N |  | 10M | [23 empty] | Y | N | Y
Vintage1971 | natural gas peaker | TRUE | 18642 | Tennessee Valley Authority | 3393 | Allen | TN | Shelby | G12 | Natural Gas Fired Combustion Turbine | GT |  | S | X | X |  |  | 23.9 | 0.9 | 15.1 | 20.4 | 5 | N |  |  | OP | X | 6 | 1971 | 12 | 2023 | N | Electric Utility | 1 | X X X: X; DFO RC RC: NG; DFO SUB SUB: DFO |  |  | N | N |  | 10M | [23 empty] | Y | N | Y
Vintage1971 | natural gas peaker | TRUE | 18642 | Tennessee Valley Authority | 3393 | Allen | TN | Shelby | G13 | Natural Gas Fired Combustion Turbine | GT |  | S | X | X |  |  | 23.9 | 0.9 | 15.1 | 20.4 | 5 | N |  |  | OP | X | 6 | 1971 | 12 | 2023 | N | Electric Utility | 1 | X X X: X; DFO RC RC: NG; DFO SUB SUB: DFO |  |  | N | N |  | 10M | [23 empty] | Y | N | Y
Vintage1971 | natural gas peaker | TRUE | 18642 | Tennessee Valley Authority | 3393 | Allen | TN | Shelby | G14 | Natural Gas Fired Combustion Turbine | GT |  | S | X | X |  |  | 23.9 | 0.9 | 15.1 | 20.4 | 5 | N |  |  | OP | X | 6 | 1971 | 12 | 2023 | N | Electric Utility | 1 | X X X: X; DFO RC RC: NG; DFO SUB SUB: DFO |  |  | N | N |  | 10M | [23 empty] | Y | N | Y
Vintage1971 | natural gas peaker | TRUE | 18642 | Tennessee Valley Authority | 3393 | Allen | TN | Shelby | G15 | Natural Gas Fired Combustion Turbine | GT |  | S | X | X |  |  | 23.9 | 0.9 | 15.1 | 20.4 | 5 | N |  |  | OP | X | 6 | 1971 | 12 | 2023 | N | Electric Utility | 1 | X X X: X; DFO RC RC: NG; DFO SUB SUB: DFO |  |  | N | N |  | 10M | [23 empty] | Y | N | Y
Vintage1971 | natural gas peaker | TRUE | 18642 | Tennessee Valley Authority | 3393 | Allen | TN | Shelby | G16 | Natural Gas Fired Combustion Turbine | GT |  | S | X | X |  |  | 23.9 | 0.9 | 15.1 | 20.4 | 5 | N |  |  | OP | X | 6 | 1971 | 12 | 2023 | N | Electric Utility | 1 | X X X: X; DFO RC RC: NG; DFO SUB SUB: DFO |  |  | N | N |  | 10M | [23 empty] | Y | N | Y
Vintage1972 | natural gas peaker | TRUE | 18642 | Tennessee Valley Authority | 3393 | Allen | TN | Shelby | G17 | Natural Gas Fired Combustion Turbine | GT |  | S | X | X |  |  | 59.6 | 0.9 | 46.4 | 62.2 | 10 | N |  |  | OP | X | 9 | 1972 | 12 | 2023 | N | Electric Utility | 1 | X X X: X; DFO RC RC: NG; DFO SUB SUB: DFO |  |  | N | N |  | 10M | [23 empty] | Y | N | Y
Vintage1972 | natural gas peaker | TRUE | 18642 | Tennessee Valley Authority | 3393 | Allen | TN | Shelby | G18 | Natural Gas Fired Combustion Turbine | GT |  | S | X | X |  |  | 59.6 | 0.9 | 46.4 | 62.2 | 10 | N |  |  | OP | X | 9 | 1972 | 12 | 2023 | N | Electric Utility | 1 | X X X: X; DFO RC RC: NG; DFO SUB SUB: DFO |  |  | N | N |  | 10M | [23 empty] | Y | N | Y
Vintage1972 | natural gas peaker | TRUE | 18642 | Tennessee Valley Authority | 3393 | Allen | TN | Shelby | G19 | Natural Gas Fired Combustion Turbine | GT |  | S | X | X |  |  | 59.6 | 0.9 | 46.4 | 62.2 | 10 | N |  |  | OP | X | 9 | 1972 | 12 | 2023 | N | Electric Utility | 1 | X X X: X; DFO RC RC: NG; DFO SUB SUB: DFO |  |  | N | N |  | 10M | [23 empty] | Y | N | Y
Vintage1972 | natural gas peaker | TRUE | 18642 | Tennessee Valley Authority | 3393 | Allen | TN | Shelby | G20 | Natural Gas Fired Combustion Turbine | GT |  | S | X | X |  |  | 59.6 | 0.9 | 46.4 | 62.2 | 10 | N |  |  | OP | X | 9 | 1972 | 12 | 2023 | N | Electric Utility | 1 | X X X: X; DFO RC RC: NG; DFO SUB SUB: DFO |  |  | N | N |  | 10M | [23 empty] | Y | N | Y
Vintage1971 | natural gas peaker | TRUE | 18642 | Tennessee Valley Authority | 3393 | Allen | TN | Shelby | GT1 | Natural Gas Fired Combustion Turbine | GT |  | S | X | X |  |  | 23.9 | 0.9 | 15.1 | 20.4 | 5 | N |  |  | OP | X | 6 | 1971 | 12 | 2023 | N | Electric Utility | 1 | X X X: X; DFO RC RC: NG; DFO SUB SUB: DFO |  |  | N | N |  | 10M | [23 empty] | Y | N | Y
Vintage1971 | natural gas peaker | TRUE | 18642 | Tennessee Valley Authority | 3393 | Allen | TN | Shelby | GT2 | Natural Gas Fired Combustion Turbine | GT |  | S | X | X |  |  | 23.9 | 0.9 | 15.1 | 20.4 | 5 | N |  |  | OP | X | 6 | 1971 | 12 | 2023 | N | Electric Utility | 1 | X X X: X; DFO RC RC: NG; DFO SUB SUB: DFO |  |  | N | N |  | 10M | [23 empty] | Y | N | Y
Vintage1971 | natural gas peaker | TRUE | 18642 | Tennessee Valley Authority | 3393 | Allen | TN | Shelby | GT3 | Natural Gas Fired Combustion Turbine | GT |  | S | X | X |  |  | 23.9 | 0.9 | 15.1 | 20.4 | 5 | N |  |  | OP | X | 6 | 1971 | 12 | 2023 | N | Electric Utility | 1 | X X X: X; DFO RC RC: NG; DFO SUB SUB: DFO |  |  | N | N |  | 10M | [23 empty] | Y | N | Y
Vintage1971 | natural gas peaker | TRUE | 18642 | Tennessee Valley Authority | 3393 | Allen | TN | Shelby | GT4 | Natural Gas Fired Combustion Turbine | GT |  | S | X | X |  |  | 23.9 | 0.9 | 15.1 | 20.4 | 5 | N |  |  | OP | X | 6 | 1971 | 12 | 2023 | N | Electric Utility | 1 | X X X: X; DFO RC RC: NG; DFO SUB SUB: DFO |  |  | N | N |  | 10M | [23 empty] | Y | N | Y
Vintage1971 | natural gas peaker | TRUE | 18642 | Tennessee Valley Authority | 3393 | Allen | TN | Shelby | GT5 | Natural Gas Fired Combustion Turbine | GT |  | S | X | X |  |  | 23.9 | 0.9 | 15.1 | 20.4 | 5 | N |  |  | OP | X | 6 | 1971 | 12 | 2023 | N | Electric Utility | 1 | X X X: X; DFO RC RC: NG; DFO SUB SUB: DFO |  |  | N | N |  | 10M | [23 empty] | Y | N | Y
Vintage1971 | natural gas peaker | TRUE | 18642 | Tennessee Valley Authority | 3393 | Allen | TN | Shelby | GT6 | Natural Gas Fired Combustion Turbine | GT |  | S | X | X |  |  | 23.9 | 0.9 | 15.1 | 20.4 | 5 | N |  |  | OP | X | 6 | 1971 | 12 | 2023 | N | Electric Utility | 1 | X X X: X; DFO RC RC: NG; DFO SUB SUB: DFO |  |  | N | N |  | 10M | [23 empty] | Y | N | Y
Vintage1971 | natural gas peaker | TRUE | 18642 | Tennessee Valley Authority | 3393 | Allen | TN | Shelby | GT7 | Natural Gas Fired Combustion Turbine | GT |  | S | X | X |  |  | 23.9 | 0.9 | 15.1 | 20.4 | 5 | N |  |  | OP | X | 6 | 1971 | 12 | 2023 | N | Electric Utility | 1 | X X X: X; DFO RC RC: NG; DFO SUB SUB: DFO |  |  | N | N |  | 10M | [23 empty] | Y | N | Y
Vintage1971 | natural gas peaker | TRUE | 18642 | Tennessee Valley Authority | 3393 | Allen | TN | Shelby | GT8 | Natural Gas Fired Combustion Turbine | GT |  | S | X | X |  |  | 23.9 | 0.9 | 15.1 | 20.4 | 5 | N |  |  | OP | X | 6 | 1971 | 12 | 2023 | N | Electric Utility | 1 | X X X: X; DFO RC RC: NG; DFO SUB SUB: DFO |  |  | N | N |  | 10M | [23 empty] | Y | N | Y
Vintage1971 | natural gas peaker | TRUE | 18642 | Tennessee Valley Authority | 3393 | Allen | TN | Shelby | GT9 | Natural Gas Fired Combustion Turbine | GT |  | S | X | X |  |  | 23.9 | 0.9 | 15.1 | 20.4 | 5 | N |  |  | OP | X | 6 | 1971 | 12 | 2023 | N | Electric Utility | 1 | X X X: X; DFO RC RC: NG; DFO SUB SUB: DFO |  |  | N | N |  | 10M | [23 empty] | Y | N | Y
Vintage2018 | natural gas combined cycle | TRUE | 18642 | Tennessee Valley Authority | 3393 | Allen | TN | Shelby | STG1 | Natural Gas Fired Combined Cycle | CA | CC1 | S | Y | X |  |  | 476.9 | 0.85 | 428.3 | 453.5 |  | N |  |  | OP | X | 4 | 2018 | 12 | 2023 | N | Electric Utility | 1 | [14 empty] | 12H | [23 empty] | N | N | N | bar: X X X to DFO RC RC
Vintage1943 | hydro | TRUE | 18642 | Tennessee Valley Authority | 3394 | Apalachia | TN | Polk | 1 | Conventional Hydroelectric | HY |  | S | X | X |  |  | 52.2 | 0.9 | 41.2 | 41.2 | 13.1 | N |  |  | OP | X | 11 | 1943 |  |  | N | Electric Utility | 1 | X X X: X; DFO RC RC: WAT |  |  | N | N | 0 | 1H | [23 empty] | N
Vintage1943 | hydro | TRUE | 18642 | Tennessee Valley Authority | 3394 | Apalachia | TN | Polk | 2 | Conventional Hydroelectric | HY |  | S | X | X |  |  | 41.4 | 0.9 | 41.2 | 41.2 | 13.1 | N |  |  | OP | X | 9 | 1943 |  |  | N | Electric Utility | 1 | X X X: X; DFO RC RC: WAT |  |  | N | N | 0 | 1H | [23 empty] | N
Vintage1953 | hydro | TRUE | 18642 | Tennessee Valley Authority | 3395 | Boone Dam | TN | Sullivan | 1 | Conventional Hydroelectric | HY |  | S | X | X |  |  | 38 | 0.95 | 37.8 | 29.8 | 19.7 | N |  |  | OP | X | 9 | 1953 |  |  | N | Electric Utility | 1 | X X X: X; DFO RC RC: WAT |  |  | N | N | 0 | 1H | [23 empty] | N
Vintage1953 | hydro | TRUE | 18642 | Tennessee Valley Authority | 3395 | Boone Dam | TN | Sullivan | 2 | Conventional Hydroelectric | HY |  | S | X | X |  |  | 38.3 | 0.95 | 37.8 | 29.8 | 19.7 | N |  |  | OP | X | 6 | 1953 |  |  | N | Electric Utility | 1 | X X X: X; DFO RC RC: WAT |  |  | N | N | 0 | 1H | [23 empty] | N
Vintage1953 | hydro | TRUE | 18642 | Tennessee Valley Authority | 3395 | Boone Dam | TN | Sullivan | 3 | Conventional Hydroelectric | HY |  | S | X | X |  |  | 29.6 | 0.95 | 37.8 | 29.8 | 19.7 | N |  |  | OP | X | 3 | 1953 |  |  | N | Electric Utility | 1 | X X X: X; DFO RC RC: WAT |  |  | N | N | 0 | 1H | [23 empty] | N
Vintage1967 | hard coal | TRUE | 18642 | Tennessee Valley Authority | 3396 | Bull Run | TN | Anderson | 1 | Conventional Steam Coal | ST |  | S | X | X |  |  | 950 | 0.94 | 865 | 872 | 572 | N |  |  | OP | X | 6 | 1967 | 12 | 2023 | N | Electric Utility | 1 | X X X: X; DFO RC RC: BIT; DFO DFO DFO: DFO |  |  | N | N |  | OVER |  | Y |  |  | N | Y | [17 empty] | N
Vintage1942 | hydro | TRUE | 18642 | Tennessee Valley Authority | 3397 | Cherokee Dam | TN | Jefferson | 1 | Conventional Hydroelectric | HY |  | S | X | X |  |  | 33.4 | 0.9 | 37 | 37 | 14.5 | N |  |  | OP | X | 4 | 1942 |  |  | N | Electric Utility | 1 | X X X: X; DFO RC RC: WAT |  |  | N | N | 0 | 1H | [23 empty] | N
Vintage1953 | hydro | TRUE | 18642 | Tennessee Valley Authority | 3397 | Cherokee Dam | TN | Jefferson | 2 | Conventional Hydroelectric | HY |  | S | X | X |  |  | 34.6 | 0.9 | 39.8 | 36.1 | 14.5 | N |  |  | OP | X | 1 | 1953 |  |  | N | Electric Utility | 1 | X X X: X; DFO RC RC: WAT |  |  | N | N | 0 | 1H | [23 empty] | N
Vintage1942 | hydro | TRUE | 18642 | Tennessee Valley Authority | 3397 | Cherokee Dam | TN | Jefferson | 3 | Conventional Hydroelectric | HY |  | S | X | X |  |  | 34.6 | 0.9 | 39.8 | 37.5 | 14.5 | N |  |  | OP | X | 6 | 1942 |  |  | N | Electric Utility | 1 | X X X: X; DFO RC RC: WAT |  |  | N | N | 0 | 1H | [23 empty] | N
Vintage1953 | hydro | TRUE | 18642 | Tennessee Valley Authority | 3397 | Cherokee Dam | TN | Jefferson | 4 | Conventional Hydroelectric | HY |  | S | X | X |  |  | 32.4 | 0.9 | 25 | 25 | 14.5 | N |  |  | OP | X | 10 | 1953 |  |  | N | Electric Utility | 1 | X X X: X; DFO RC RC: WAT |  |  | N | N | 0 | 1H | [23 empty] | N
Vintage1940 | hydro | TRUE | 18642 | Tennessee Valley Authority | 3398 | Chickamauga | TN | Hamilton | 1 | Conventional Hydroelectric | HY |  | S | X | X |  |  | 39.9 | 0.95 | 35.4 | 29.8 | 11.3 | N |  |  | OP | X | 7 | 1940 |  |  | N | Electric Utility | 1 | X X X: X; DFO RC RC: WAT |  |  | N | N | 0 | 1H | [23 empty] | N
Vintage1940 | hydro | TRUE | 18642 | Tennessee Valley Authority | 3398 | Chickamauga | TN | Hamilton | 2 | Conventional Hydroelectric | HY |  | S | X | X |  |  | 39.9 | 0.95 | 35.4 | 29.8 | 11.3 | N |  |  | OP | X | 5 | 1940 |  |  | N | Electric Utility | 1 | X X X: X; DFO RC RC: WAT |  |  | N | N | 0 | 1H | [23 empty] | N
Vintage1940 | hydro | TRUE | 18642 | Tennessee Valley Authority | 3398 | Chickamauga | TN | Hamilton | 3 | Conventional Hydroelectric | HY |  | S | X | X |  |  | 39.9 | 0.95 | 35.4 | 29.8 | 11.3 | N |  |  | OP | X | 3 | 1940 |  |  | N | Electric Utility | 1 | X X X: X; DFO RC RC: WAT |  |  | N | N | 0 | 1H | [23 empty] | N
Vintage1952 | hydro | TRUE | 18642 | Tennessee Valley Authority | 3398 | Chickamauga | TN | Hamilton | 4 | Conventional Hydroelectric | HY |  | S | X | X |  |  | 39.9 | 0.95 | 35.4 | 29.8 | 11.3 | N |  |  | OP | X | 3 | 1952 |  |  | N | Electric Utility | 1 | X X X: X; DFO RC RC: WAT |  |  | N | N | 0 | 1H | [23 empty] | N
Vintage1973 | hard coal | TRUE | 18642 | Tennessee Valley Authority | 3399 | Cumberland (TN) | TN | Stewart | 1 | Conventional Steam Coal | ST |  | S | X | X |  |  | 1300 | 0.9 | 1239 | 1265 | 650 | N |  |  | OP | X | 3 | 1973 | 12 | 2028 | N | Electric Utility | 1 | X X X: X; DFO RC RC: BIT; DFO DFO DFO: DFO |  |  | N | N |  | OVER |  | Y |  |  |  | Y | [17 empty] | N
Vintage1973 | hard coal | TRUE | 18642 | Tennessee Valley Authority | 3399 | Cumberland (TN) | TN | Stewart | 2 | Conventional Steam Coal | ST |  | S | X | X |  |  | 1300 | 0.9 | 1231 | 1257 | 650 | N |  |  | OP | X | 11 | 1973 | 12 | 2026 | N | Electric Utility | 1 | X X X: X; DFO RC RC: BIT; DFO DFO DFO: DFO |  |  | N | N |  | OVER |  | Y |  |  |  | Y | [17 empty] | N
Vintage1944 | hydro | TRUE | 18642 | Tennessee Valley Authority | 3400 | Douglas Dam | TN | Sevier | 1 | Conventional Hydroelectric | HY |  | S | X | X |  |  | 36.5 | 0.9 | 44.2 | 27 | 14.2 | N |  |  | OP | X | 1 | 1944 |  |  | N | Electric Utility | 1 | X X X: X; DFO RC RC: WAT |  |  | N | N | 0 | 1H | [23 empty] | N
Vintage1949 | hydro | TRUE | 18642 | Tennessee Valley Authority | 3400 | Douglas Dam | TN | Sevier | 2 | Conventional Hydroelectric | HY |  | S | X | X |  |  | 41.4 | 0.9 | 44.7 | 27.5 | 13 | N |  |  | OP | X | 5 | 1949 |  |  | N | Electric Utility | 1 | X X X: X; DFO RC RC: WAT |  |  | N | N | 0 | 1H | [23 empty] | N
Vintage1943 | hydro | TRUE | 18642 | Tennessee Valley Authority | 3400 | Douglas Dam | TN | Sevier | 3 | Conventional Hydroelectric | HY |  | S | X | X |  |  | 31.5 | 0.9 | 44.5 | 27.6 | 14.2 | N |  |  | OP | X | 3 | 1943 |  |  | N | Electric Utility | 1 | X X X: X; DFO RC RC: WAT |  |  | N | N | 0 | 1H | [23 empty] | N
Vintage1954 | hydro | TRUE | 18642 | Tennessee Valley Authority | 3400 | Douglas Dam | TN | Sevier | 4 | Conventional Hydroelectric | HY |  | S | X | X |  |  | 41.4 | 0.9 | 44.5 | 29.1 | 13 | N |  |  | OP | X | 8 | 1954 |  |  | N | Electric Utility | 1 | X X X: X; DFO RC RC: WAT |  |  | N | N | 0 | 1H | [23 empty] | N
Vintage1954 | hydro | TRUE | 18642 | Tennessee Valley Authority | 3401 | Fort Patrick Henry | TN | Sullivan | 1 | Conventional Hydroelectric | HY |  | S | X | X |  |  | 29.7 | 0.9 | 20.4 | 20.4 | 11.8 | N |  |  | OP | X | 2 | 1954 |  |  | N | Electric Utility | 1 | X X X: X; DFO RC RC: WAT |  |  | N | N | 0 | 1H | [23 empty] | N
Vintage1953 | hydro | TRUE | 18642 | Tennessee Valley Authority | 3401 | Fort Patrick Henry | TN | Sullivan | 2 | Conventional Hydroelectric | HY |  | S | X | X |  |  | 29.7 | 0.9 | 20.3 | 20.3 | 11.8 | N |  |  | OP | X | 12 | 1953 |  |  | N | Electric Utility | 1 | X X X: X; DFO RC RC: WAT |  |  | N | N | 0 | 1H | [23 empty] | N
Vintage1944 | hydro | TRUE | 18642 | Tennessee Valley Authority | 3402 | Fort Loudoun | TN | Loudon | 1 | Conventional Hydroelectric | HY |  | S | X | X |  |  | 35.5 | 0.9 | 39.9 | 38.4 | 10.6 | N |  |  | OP | X | 1 | 1944 |  |  | N | Electric Utility | 1 | X X X: X; DFO RC RC: WAT |  |  | N | N | 0 | 1H | [23 empty] | N
Vintage1943 | hydro | TRUE | 18642 | Tennessee Valley Authority | 3402 | Fort Loudoun | TN | Loudon | 2 | Conventional Hydroelectric | HY |  | S | X | X |  |  | 34.2 | 0.9 | 37.7 | 37.7 | 10.6 | N |  |  | OP | X | 11 | 1943 |  |  | N | Electric Utility | 1 | X X X: X; DFO RC RC: WAT |  |  | N | N | 0 | 1H | [23 empty] | N
Vintage1948 | hydro | TRUE | 18642 | Tennessee Valley Authority | 3402 | Fort Loudoun | TN | Loudon | 3 | Conventional Hydroelectric | HY |  | S | X | X |  |  | 43 | 0.95 | 45.3 | 42.8 | 24.1 | N |  |  | OP | X | 10 | 1948 |  |  | N | Electric Utility | 1 | X X X: X; DFO RC RC: WAT |  |  | N | N | 0 | 1H | [23 empty] | N
Vintage1949 | hydro | TRUE | 18642 | Tennessee Valley Authority | 3402 | Fort Loudoun | TN | Loudon | 4 | Conventional Hydroelectric | HY |  | S | X | X |  |  | 40.6 | 0.95 | 45.3 | 42.8 | 24.1 | N |  |  | OP | X | 1 | 1949 |  |  | N | Electric Utility | 1 | X X X: X; DFO RC RC: WAT |  |  | N | N | 0 | 1H | [23 empty] | N
Vintage1956 | hard coal | TRUE | 18642 | Tennessee Valley Authority | 3403 | Gallatin (TN) | TN | Sumner | 1 | Conventional Steam Coal | ST |  | S | X | X |  |  | 300 | 0.9 | 225 | 228 | 108 | N |  |  | OP | X | 11 | 1956 | 12 | 2031 | N | Electric Utility | 1 | X X X: X; DFO RC RC: BIT; DFO SUB SUB: SUB; DFO DFO DFO: DFO |  |  | N | N |  | OVER |  | Y |  |  | Y | [18 empty] | N
Vintage1957 | hard coal | TRUE | 18642 | Tennessee Valley Authority | 3403 | Gallatin (TN) | TN | Sumner | 2 | Conventional Steam Coal | ST |  | S | X | X |  |  | 300 | 0.9 | 225 | 228 | 108 | N |  |  | OP | X | 6 | 1957 | 12 | 2031 | N | Electric Utility | 1 | X X X: X; DFO RC RC: BIT; DFO SUB SUB: SUB; DFO DFO DFO: DFO |  |  | N | N |  | OVER |  | Y |  |  | Y | [18 empty] | N
Vintage1959 | hard coal | TRUE | 18642 | Tennessee Valley Authority | 3403 | Gallatin (TN) | TN | Sumner | 3 | Conventional Steam Coal | ST |  | S | X | X |  |  | 327.6 | 0.9 | 263 | 266 | 130 | N |  |  | OP | X | 5 | 1959 | 12 | 2031 | N | Electric Utility | 1 | X X X: X; DFO RC RC: BIT; DFO SUB SUB: SUB; DFO DFO DFO: DFO |  |  | N | N |  | OVER |  | Y |  |  | Y | [18 empty] | N
Vintage1959 | hard coal | TRUE | 18642 | Tennessee Valley Authority | 3403 | Gallatin (TN) | TN | Sumner | 4 | Conventional Steam Coal | ST |  | S | X | X |  |  | 327.6 | 0.9 | 263 | 266 | 130 | N |  |  | OP | X | 8 | 1959 | 12 | 2031 | N | Electric Utility | 1 | X X X: X; DFO RC RC: BIT; DFO SUB SUB: SUB; DFO DFO DFO: DFO |  |  | N | N |  | OVER |  | Y |  |  | Y | [18 empty] | N
Vintage1975 | natural gas peaker | TRUE | 18642 | Tennessee Valley Authority | 3403 | Gallatin (TN) | TN | Sumner | GT1 | Natural Gas Fired Combustion Turbine | GT |  | S | X | X |  |  | 81.3 | 0.9 | 71.5 | 88.7 | 10 | N |  |  | OP | X | 7 | 1975 | 12 | 2031 | N | Electric Utility | 1 | X X X: X; DFO RC RC: NG; DFO SUB SUB: DFO |  |  | N | N |  | 1H | [23 empty] | Y | N | Y
Vintage1975 | natural gas peaker | TRUE | 18642 | Tennessee Valley Authority | 3403 | Gallatin (TN) | TN | Sumner | GT2 | Natural Gas Fired Combustion Turbine | GT |  | S | X | X |  |  | 81.3 | 0.9 | 71.5 | 88.7 | 10 | N |  |  | OP | X | 7 | 1975 | 12 | 2031 | N | Electric Utility | 1 | X X X: X; DFO RC RC: NG; DFO SUB SUB: DFO |  |  | N | N |  | 1H | [23 empty] | Y | N | Y
Vintage1975 | natural gas peaker | TRUE | 18642 | Tennessee Valley Authority | 3403 | Gallatin (TN) | TN | Sumner | GT3 | Natural Gas Fired Combustion Turbine | GT |  | S | X | X |  |  | 81.3 | 0.9 | 71.5 | 88.7 | 10 | N |  |  | OP | X | 7 | 1975 | 12 | 2031 | N | Electric Utility | 1 | X X X: X; DFO RC RC: NG; DFO SUB SUB: DFO |  |  | N | N |  | 1H | [23 empty] | Y | N | Y
Vintage1975 | natural gas peaker | TRUE | 18642 | Tennessee Valley Authority | 3403 | Gallatin (TN) | TN | Sumner | GT4 | Natural Gas Fired Combustion Turbine | GT |  | S | X | X |  |  | 81.3 | 0.9 | 71.5 | 88.7 | 10 | N |  |  | OP | X | 7 | 1975 | 12 | 2031 | N | Electric Utility | 1 | X X X: X; DFO RC RC: NG; DFO SUB SUB: DFO |  |  | N | N |  | 1H | [23 empty] | Y | N | Y
Vintage2000 | natural gas peaker | TRUE | 18642 | Tennessee Valley Authority | 3403 | Gallatin (TN) | TN | Sumner | GT5 | Natural Gas Fired Combustion Turbine | GT |  | S | X | X |  |  | 84.5 | 0.9 | 73.4 | 93.7 | 57 | N |  |  | OP | X | 7 | 2000 | 12 | 2031 | N | Electric Utility | 1 | X X X: X; DFO RC RC: NG; DFO SUB SUB: DFO |  |  | N | N |  | 1H | [23 empty] | Y | N | Y
Vintage2000 | natural gas peaker | TRUE | 18642 | Tennessee Valley Authority | 3403 | Gallatin (TN) | TN | Sumner | GT6 | Natural Gas Fired Combustion Turbine | GT |  | S | X | X |  |  | 84.5 | 0.9 | 73.4 | 93.7 | 57 | N |  |  | OP | X | 7 | 2000 | 12 | 2031 | N | Electric Utility | 1 | X X X: X; DFO RC RC: NG; DFO SUB SUB: DFO |  |  | N | N |  | 1H | [23 empty] | Y | N | Y
Vintage2000 | natural gas peaker | TRUE | 18642 | Tennessee Valley Authority | 3403 | Gallatin (TN) | TN | Sumner | GT7 | Natural Gas Fired Combustion Turbine | GT |  | S | X | X |  |  | 84.5 | 0.9 | 73.4 | 93.7 | 57 | N |  |  | OP | X | 7 | 2000 | 12 | 2031 | N | Electric Utility | 1 | X X X: X; DFO RC RC: NG; DFO SUB SUB: DFO |  |  | N | N |  | 1H | [23 empty] | Y | N | Y
Vintage2000 | natural gas peaker | TRUE | 18642 | Tennessee Valley Authority | 3403 | Gallatin (TN) | TN | Sumner | GT8 | Natural Gas Fired Combustion Turbine | GT |  | S | X | X |  |  | 84.5 | 0.9 | 73.4 | 93.7 | 57 | N |  |  | OP | X | 7 | 2000 | 12 | 2031 | N | Electric Utility | 1 | X X X: X; DFO RC RC: NG; DFO SUB SUB: DFO |  |  | N | N |  | 1H | [23 empty] | Y | N | Y
Vintage1916 | hydro | TRUE | 18642 | Tennessee Valley Authority | 3404 | Great Falls (TN) | TN | Warren | 1 | Conventional Hydroelectric | HY |  | S | X | X |  |  | 15.3 | 0.96 | 15.9 | 16 | 9 | N |  |  | OP | X | 12 | 1916 |  |  | N | Electric Utility | 1 | X X X: X; DFO RC RC: WAT |  |  |  | N | 0 | 1H | [23 empty] | N
Vintage1924 | hydro | TRUE | 18642 | Tennessee Valley Authority | 3404 | Great Falls (TN) | TN | Warren | 2 | Conventional Hydroelectric | HY |  | S | X | X |  |  | 18.4 | 0.8 | 19.5 | 19.6 | 9 | N |  |  | OP | X | 10 | 1924 |  |  | N | Electric Utility | 1 | X X X: X; DFO RC RC: WAT |  |  |  | N | 0 | 1H | [23 empty] | N
Vintage2012 | natural gas combined cycle | TRUE | 18642 | Tennessee Valley Authority | 3405 | John Sevier | TN | Hawkins | CTG1 | Natural Gas Fired Combined Cycle | CT | CC1 | S | X | Y |  |  | 191.3 | 0.9 | 165 | 188 | 44.8 | N |  |  | OP | X | 4 | 2012 |  |  | N | Electric Utility | 1 | [11 empty] | N | N |  | 12H | [23 empty] | N | bar: X X X to DFO RC RC
Vintage2012 | natural gas combined cycle | TRUE | 18642 | Tennessee Valley Authority | 3405 | John Sevier | TN | Hawkins | CTG2 | Natural Gas Fired Combined Cycle | CT | CC1 | S | X | Y |  |  | 191.3 | 0.9 | 165 | 188 | 44.8 | N |  |  | OP | X | 4 | 2012 |  |  | N | Electric Utility | 1 | [11 empty] | N | N |  | 12H | [23 empty] | N | bar: X X X to DFO RC RC
Vintage2012 | natural gas combined cycle | TRUE | 18642 | Tennessee Valley Authority | 3405 | John Sevier | TN | Hawkins | CTG3 | Natural Gas Fired Combined Cycle | CT | CC1 | S | X | Y |  |  | 191.3 | 0.9 | 165 | 188 | 44.8 | N |  |  | OP | X | 4 | 2012 |  |  | N | Electric Utility | 1 | [11 empty] | N | N |  | 12H | [23 empty] | N | bar: X X X to DFO RC RC
Vintage2012 | natural gas combined cycle | TRUE | 18642 | Tennessee Valley Authority | 3405 | John Sevier | TN | Hawkins | STG1 | Natural Gas Fired Combined Cycle | CA | CC1 | S | Y | X |  |  | 423 | 0.9 | 383 | 376 | 90.2 | N |  |  | OP | X | 4 | 2012 |  |  | N | Electric Utility | 1 | [11 empty] | N | N |  | 12H | [23 empty] | N | bar: X X X to DFO RC RC
Vintage1975 | natural gas peaker | TRUE | 18642 | Tennessee Valley Authority | 3406 | Johnsonville | TN | Humphreys | G10 | Natural Gas Fired Combustion Turbine | GT |  | S | X | X |  |  | 68 | 0.9 | 47.1 | 62.5 | 25 | N |  |  | OP | X | 6 | 1975 | 6 | 2024 | N | Electric Utility | 1 | X X X: X; DFO RC RC: NG; DFO SUB SUB: DFO |  |  | N | N |  | 10M | [23 empty] | Y | N | Y
Vintage1975 | natural gas peaker | TRUE | 18642 | Tennessee Valley Authority | 3406 | Johnsonville | TN | Humphreys | G11 | Natural Gas Fired Combustion Turbine | GT |  | S | X | X |  |  | 68 | 0.9 | 47.1 | 62.5 | 25 | N |  |  | OP | X | 6 | 1975 | 6 | 2024 | N | Electric Utility | 1 | X X X: X; DFO RC RC: NG; DFO SUB SUB: DFO |  |  | N | N |  | 10M | [23 empty] | Y | N | Y
Vintage1975 | natural gas peaker | TRUE | 18642 | Tennessee Valley Authority | 3406 | Johnsonville | TN | Humphreys | G12 | Natural Gas Fired Combustion Turbine | GT |  | S | X | X |  |  | 68 | 0.9 | 47.1 | 62.5 | 25 | N |  |  | OP | X | 6 | 1975 | 6 | 2024 | N | Electric Utility | 1 | X X X: X; DFO RC RC: NG; DFO SUB SUB: DFO |  |  | N | N |  | 10M | [23 empty] | Y | N | Y
Vintage1975 | natural gas peaker | TRUE | 18642 | Tennessee Valley Authority | 3406 | Johnsonville | TN | Humphreys | G13 | Natural Gas Fired Combustion Turbine | GT |  | S | X | X |  |  | 68 | 0.9 | 47.1 | 62.5 | 25 | N |  |  | OP | X | 6 | 1975 | 6 | 2024 | N | Electric Utility | 1 | X X X: X; DFO RC RC: NG; DFO SUB SUB: DFO |  |  | N | N |  | 10M | [23 empty] | Y | N | Y
Vintage1975 | natural gas peaker | TRUE | 18642 | Tennessee Valley Authority | 3406 | Johnsonville | TN | Humphreys | G14 | Natural Gas Fired Combustion Turbine | GT |  | S | X | X |  |  | 68 | 0.9 | 47.1 | 62.5 | 25 | N |  |  | OP | X | 6 | 1975 | 6 | 2024 | N | Electric Utility | 1 | X X X: X; DFO RC RC: NG; DFO SUB SUB: DFO |  |  | N | N |  | 10M | [23 empty] | Y | N | Y
Vintage1975 | natural gas peaker | TRUE | 18642 | Tennessee Valley Authority | 3406 | Johnsonville | TN | Humphreys | G15 | Natural Gas Fired Combustion Turbine | GT |  | S | X | X |  |  | 68 | 0.9 | 47.1 | 62.5 | 25 | N |  |  | OP | X | 6 | 1975 | 6 | 2024 | N | Electric Utility | 1 | X X X: X; DFO RC RC: NG; DFO SUB SUB: DFO |  |  | N | N |  | 10M | [23 empty] | Y | N | Y
Vintage1975 | natural gas peaker | TRUE | 18642 | Tennessee Valley Authority | 3406 | Johnsonville | TN | Humphreys | G16 | Natural Gas Fired Combustion Turbine | GT |  | S | X | X |  |  | 68 | 0.9 | 47.1 | 62.5 | 25 | N |  |  | OP | X | 6 | 1975 | 6 | 2024 | N | Electric Utility | 1 | X X X: X; DFO RC RC: NG; DFO SUB SUB: DFO |  |  | N | N |  | 10M | [23 empty] | Y | N | Y
Vintage2000 | natural gas peaker | TRUE | 18642 | Tennessee Valley Authority | 3406 | Johnsonville | TN | Humphreys | G17 | Natural Gas Fired Combustion Turbine | GT |  | S | X | X |  |  | 84.5 | 0.9 | 72.8 | 93 | 56 | N |  |  | OP | X | 7 | 2000 |  |  | N | Electric Utility | 1 | X X X: X; DFO RC RC: NG; DFO SUB SUB: DFO |  |  | N | N |  | 1H | [23 empty] | Y | N | Y
Vintage2000 | natural gas peaker | TRUE | 18642 | Tennessee Valley Authority | 3406 | Johnsonville | TN | Humphreys | G18 | Natural Gas Fired Combustion Turbine | GT |  | S | X | X |  |  | 84.5 | 0.9 | 72.8 | 93 | 56 | N |  |  | OP | X | 7 | 2000 |  |  | N | Electric Utility | 1 | X X X: X; DFO RC RC: NG; DFO SUB SUB: DFO |  |  | N | N |  | 1H | [23 empty] | Y | N | Y
Vintage2000 | natural gas peaker | TRUE | 18642 | Tennessee Valley Authority | 3406 | Johnsonville | TN | Humphreys | G19 | Natural Gas Fired Combustion Turbine | GT |  | S | X | X |  |  | 84.5 | 0.9 | 72.8 | 93 | 56 | N |  |  | OP | X | 7 | 2000 |  |  | N | Electric Utility | 1 | X X X: X; DFO RC RC: NG; DFO SUB SUB: DFO |  |  | N | N |  | 1H | [23 empty] | Y | N | Y
Vintage2000 | natural gas peaker | TRUE | 18642 | Tennessee Valley Authority | 3406 | Johnsonville | TN | Humphreys | G20 | Natural Gas Fired Combustion Turbine | GT |  | S | X | X |  |  | 84.5 | 0.9 | 72.8 | 93 | 56 | N |  |  | OP | X | 7 | 2000 |  |  | N | Electric Utility | 1 | X X X: X; DFO RC RC: NG; DFO SUB SUB: DFO |  |  | N | N |  | 1H | [23 empty] | Y | N | Y
Vintage1975 | natural gas peaker | TRUE | 18642 | Tennessee Valley Authority | 3406 | Johnsonville | TN | Humphreys | GT1 | Natural Gas Fired Combustion Turbine | GT |  | S | X | X |  |  | 68 | 0.9 | 47.1 | 62.5 | 25 | N |  |  | OP | X | 6 | 1975 | 6 | 2024 | N | Electric Utility | 1 | X X X: X; DFO RC RC: NG; DFO SUB SUB: DFO |  |  | N | N |  | 10M | [23 empty] | Y | N | Y
Vintage1975 | natural gas peaker | TRUE | 18642 | Tennessee Valley Authority | 3406 | Johnsonville | TN | Humphreys | GT2 | Natural Gas Fired Combustion Turbine | GT |  | S | X | X |  |  | 68 | 0.9 | 47.1 | 62.5 | 25 | N |  |  | OP | X | 6 | 1975 | 6 | 2024 | N | Electric Utility | 1 | X X X: X; DFO RC RC: NG; DFO SUB SUB: DFO |  |  | N | N |  | 10M | [23 empty] | Y | N | Y
Vintage1975 | natural gas peaker | TRUE | 18642 | Tennessee Valley Authority | 3406 | Johnsonville | TN | Humphreys | GT3 | Natural Gas Fired Combustion Turbine | GT |  | S | X | X |  |  | 68 | 0.9 | 47.1 | 62.5 | 25 | N |  |  | OP | X | 6 | 1975 | 6 | 2024 | N | Electric Utility | 1 | X X X: X; DFO RC RC: NG; DFO SUB SUB: DFO |  |  | N | N |  | 10M | [23 empty] | Y | N | Y
Vintage1975 | natural gas peaker | TRUE | 18642 | Tennessee Valley Authority | 3406 | Johnsonville | TN | Humphreys | GT4 | Natural Gas Fired Combustion Turbine | GT |  | S | X | X |  |  | 68 | 0.9 | 47.1 | 62.5 | 25 | N |  |  | OP | X | 6 | 1975 | 6 | 2024 | N | Electric Utility | 1 | X X X: X; DFO RC RC: NG; DFO SUB SUB: DFO |  |  | N | N |  | 10M | [23 empty] | Y | N | Y
Vintage1975 | natural gas peaker | TRUE | 18642 | Tennessee Valley Authority | 3406 | Johnsonville | TN | Humphreys | GT5 | Natural Gas Fired Combustion Turbine | GT |  | S | X | X |  |  | 68 | 0.9 | 47.1 | 62.5 | 25 | N |  |  | OP | X | 6 | 1975 | 6 | 2024 | N | Electric Utility | 1 | X X X: X; DFO RC RC: NG; DFO SUB SUB: DFO |  |  | N | N |  | 10M | [23 empty] | Y | N | Y
Vintage1975 | natural gas peaker | TRUE | 18642 | Tennessee Valley Authority | 3406 | Johnsonville | TN | Humphreys | GT6 | Natural Gas Fired Combustion Turbine | GT |  | S | X | X |  |  | 68 | 0.9 | 47.1 | 62.5 | 25 | N |  |  | OP | X | 6 | 1975 | 6 | 2024 | N | Electric Utility | 1 | X X X: X; DFO RC RC: NG; DFO SUB SUB: DFO |  |  | N | N |  | 10M | [23 empty] | Y | N | Y
Vintage1975 | natural gas peaker | TRUE | 18642 | Tennessee Valley Authority | 3406 | Johnsonville | TN | Humphreys | GT7 | Natural Gas Fired Combustion Turbine | GT |  | S | X | X |  |  | 68 | 0.9 | 47.1 | 62.5 | 25 | N |  |  | OP | X | 6 | 1975 | 6 | 2024 | N | Electric Utility | 1 | X X X: X; DFO RC RC: NG; DFO SUB SUB: DFO |  |  | N | N |  | 10M | [23 empty] | Y | N | Y
Vintage1975 | natural gas peaker | TRUE | 18642 | Tennessee Valley Authority | 3406 | Johnsonville | TN | Humphreys | GT8 | Natural Gas Fired Combustion Turbine | GT |  | S | X | X |  |  | 68 | 0.9 | 47.1 | 62.5 | 25 | N |  |  | OP | X | 6 | 1975 | 6 | 2024 | N | Electric Utility | 1 | X X X: X; DFO RC RC: NG; DFO SUB SUB: DFO |  |  | N | N |  | 10M | [23 empty] | Y | N | Y
Vintage1975 | natural gas peaker | TRUE | 18642 | Tennessee Valley Authority | 3406 | Johnsonville | TN | Humphreys | GT9 | Natural Gas Fired Combustion Turbine | GT |  | S | X | X |  |  | 68 | 0.9 | 47.1 | 62.5 | 25 | N |  |  | OP | X | 6 | 1975 | 6 | 2024 | N | Electric Utility | 1 | X X X: X; DFO RC RC: NG; DFO SUB SUB: DFO |  |  |  | N |  | 10M | [23 empty] | Y | N | Y
Vintage1954 | hard coal | TRUE | 18642 | Tennessee Valley Authority | 3407 | Kingston | TN | Roane | 1 | Conventional Steam Coal | ST |  | S | X | X |  |  | 175 | 0.9 | 132 | 135 | 55 | N |  |  | OP | X | 2 | 1954 | 12 | 2027 | N | Electric Utility | 1 | X X X: X; DFO RC RC: SUB; DFO SUB SUB: BIT; DFO DFO DFO: DFO |  |  | N | N |  | OVER |  | Y |  |  | Y | [18 empty] | N
Vintage1954 | hard coal | TRUE | 18642 | Tennessee Valley Authority | 3407 | Kingston | TN | Roane | 2 | Conventional Steam Coal | ST |  | S | X | X |  |  | 175 | 0.9 | 132 | 135 | 55 | N |  |  | OP | X | 4 | 1954 | 12 | 2027 | N | Electric Utility | 1 | X X X: X; DFO RC RC: SUB; DFO SUB SUB: BIT; DFO DFO DFO: DFO |  |  | N | N |  | OVER |  | Y |  |  | Y | [18 empty] | N
Vintage1954 | hard coal | TRUE | 18642 | Tennessee Valley Authority | 3407 | Kingston | TN | Roane | 3 | Conventional Steam Coal | ST |  | S | X | X |  |  | 175 | 0.9 | 132 | 135 | 55 | N |  |  | OP | X | 6 | 1954 | 12 | 2027 | N | Electric Utility | 1 | X X X: X; DFO RC RC: SUB; DFO SUB SUB: BIT; DFO DFO DFO: DFO |  |  | N | N |  | OVER |  | Y |  |  | Y | [18 empty] | N
Vintage1954 | hard coal | TRUE | 18642 | Tennessee Valley Authority | 3407 | Kingston | TN | Roane | 4 | Conventional Steam Coal | ST |  | S | X | X |  |  | 175 | 0.9 | 132 | 135 | 55 | N |  |  | OP | X | 7 | 1954 | 12 | 2027 | N | Electric Utility | 1 | X X X: X; DFO RC RC: SUB; DFO SUB SUB: BIT; DFO DFO DFO: DFO |  |  | N | N |  | OVER |  | Y |  |  | Y | [18 empty] | N
Vintage1955 | hard coal | TRUE | 18642 | Tennessee Valley Authority | 3407 | Kingston | TN | Roane | 5 | Conventional Steam Coal | ST |  | S | X | X |  |  | 200 | 0.9 | 174 | 176 | 73 | N |  |  | OP | X | 1 | 1955 | 12 | 2027 | N | Electric Utility | 1 | X X X: X; DFO RC RC: SUB; DFO SUB SUB: BIT; DFO DFO DFO: DFO |  |  | N | N |  | OVER |  | Y |  |  | Y | [18 empty] | N
Vintage1955 | hard coal | TRUE | 18642 | Tennessee Valley Authority | 3407 | Kingston | TN | Roane | 6 | Conventional Steam Coal | ST |  | S | X | X |  |  | 200 | 0.9 | 174 | 176 | 73 | N |  |  | OP | X | 3 | 1955 | 12 | 2027 | N | Electric Utility | 1 | X X X: X; DFO RC RC: SUB; DFO SUB SUB: BIT; DFO DFO DFO: DFO |  |  | N | N |  | OVER |  | Y |  |  | Y | [18 empty] | N
Vintage1955 | hard coal | TRUE | 18642 | Tennessee Valley Authority | 3407 | Kingston | TN | Roane | 7 | Conventional Steam Coal | ST |  | S | X | X |  |  | 200 | 0.9 | 174 | 176 | 73 | N |  |  | OP | X | 5 | 1955 | 12 | 2026 | N | Electric Utility | 1 | X X X: X; DFO RC RC: SUB; DFO SUB SUB: BIT; DFO DFO DFO: DFO |  |  | N | N |  | OVER |  | Y |  |  | Y | [18 empty] | N
Vintage1955 | hard coal | TRUE | 18642 | Tennessee Valley Authority | 3407 | Kingston | TN | Roane | 8 | Conventional Steam Coal | ST |  | S | X | X |  |  | 200 | 0.9 | 174 | 176 | 73 | N |  |  | OP | X | 8 | 1955 | 12 | 2026 | N | Electric Utility | 1 | X X X: X; DFO RC RC: SUB; DFO SUB SUB: BIT; DFO DFO DFO: DFO |  |  | N | N |  | OVER |  | Y |  |  | Y | [18 empty] | N
Vintage1955 | hard coal | TRUE | 18642 | Tennessee Valley Authority | 3407 | Kingston | TN | Roane | 9 | Conventional Steam Coal | ST |  | S | X | X |  |  | 200 | 0.9 | 174 | 176 | 73 | N |  |  | OP | X | 12 | 1955 | 12 | 2026 | N | Electric Utility | 1 | X X X: X; DFO RC RC: SUB; DFO SUB SUB: BIT; DFO DFO DFO: DFO |  |  | N | N |  | OVER |  | Y |  |  | Y | [18 empty] | N
Vintage1964 | hydro | TRUE | 18642 | Tennessee Valley Authority | 3408 | Melton Hill | TN | Loudon | 1 | Conventional Hydroelectric | HY |  | S | X | X |  |  | 36 | 0.9 | 39.5 | 39.7 | 9.3 | N |  |  | OP | X | 7 | 1964 |  |  | N | Electric Utility | 1 | X X X: X; DFO RC RC: WAT |  |  | N | N | 0 | 1H | [23 empty] | N
Vintage1964 | hydro | TRUE | 18642 | Tennessee Valley Authority | 3408 | Melton Hill | TN | Loudon | 2 | Conventional Hydroelectric | HY |  | S | X | X |  |  | 36 | 0.9 | 39.7 | 39.7 | 9.3 | N |  |  | OP | X | 11 | 1964 |  |  | N | Electric Utility | 1 | X X X: X; DFO RC RC: WAT |  |  | N | N | 0 | 1H | [23 empty] | N
Vintage1968 | hydro | TRUE | 18642 | Tennessee Valley Authority | 3409 | Nickajack | TN | Marion | 1 | Conventional Hydroelectric | HY |  | S | X | X |  |  | 27.4 | 0.9 | 28.3 | 28.8 | 13.7 | N |  |  | OP | X | 4 | 1968 |  |  | N | Electric Utility | 1 | X X X: X; DFO RC RC: WAT |  |  | N | N | 0 | 1H | [23 empty] | N
Vintage1968 | hydro | TRUE | 18642 | Tennessee Valley Authority | 3409 | Nickajack | TN | Marion | 2 | Conventional Hydroelectric | HY |  | S | X | X |  |  | 27.9 | 0.9 | 27.3 | 28 | 13.7 | N |  |  | OP | X | 4 | 1968 |  |  | N | Electric Utility | 1 | X X X: X; DFO RC RC: WAT |  |  | N | N | 0 | 1H | [23 empty] | N
Vintage1968 | hydro | TRUE | 18642 | Tennessee Valley Authority | 3409 | Nickajack | TN | Marion | 3 | Conventional Hydroelectric | HY |  | S | X | X |  |  | 24.3 | 0.9 | 25 | 25.6 | 12.8 | N |  |  | OP | X | 2 | 1968 |  |  | N | Electric Utility | 1 | X X X: X; DFO RC RC: WAT |  |  | N | N | 0 | 1H | [23 empty] | N
Vintage1968 | hydro | TRUE | 18642 | Tennessee Valley Authority | 3409 | Nickajack | TN | Marion | 4 | Conventional Hydroelectric | HY |  | S | X | X |  |  | 24.3 | 0.9 | 25 | 25.6 | 12.8 | N |  |  | OP | X | 2 | 1968 |  |  | N | Electric Utility | 1 | X X X: X; DFO RC RC: WAT |  |  | N | N | 0 | 1H | [23 empty] | N
Vintage1936 | hydro | TRUE | 18642 | Tennessee Valley Authority | 3411 | Norris Dam | TN | Anderson | 1 | Conventional Hydroelectric | HY |  | S | X | X |  |  | 65.7 | 0.9 | 63.5 | 54.8 | 25.8 | N |  |  | OP | X | 9 | 1936 |  |  | N | Electric Utility | 1 | X X X: X; DFO RC RC: WAT |  |  | N | N | 0 | 1H | [23 empty] | N
Vintage1936 | hydro | TRUE | 18642 | Tennessee Valley Authority | 3411 | Norris Dam | TN | Anderson | 2 | Conventional Hydroelectric | HY |  | S | X | X |  |  | 65.7 | 0.9 | 63.5 | 54.8 | 25.8 | N |  |  | OP | X | 7 | 1936 |  |  | N | Electric Utility | 1 | X X X: X; DFO RC RC: WAT |  |  | N | N | 0 | 1H | [23 empty] | N
Vintage1912 | hydro | TRUE | 18642 | Tennessee Valley Authority | 3412 | Ocoee 1 | TN | Polk | 1 | Conventional Hydroelectric | HY |  | S | X | X |  |  | 3.8 | 0.8 | 4.8 | 4.8 | 2.2 | N |  |  | OP | X | 1 | 1912 |  |  | N | Electric Utility | 1 | X X X: X; DFO RC RC: WAT |  |  | N | N | 0 | 1H | [23 empty] | N
Vintage1912 | hydro | TRUE | 18642 | Tennessee Valley Authority | 3412 | Ocoee 1 | TN | Polk | 2 | Conventional Hydroelectric | HY |  | S | X | X |  |  | 3.8 | 0.8 | 4.8 | 4.8 | 2.2 | N |  |  | OP | X | 1 | 1912 |  |  | N | Electric Utility | 1 | X X X: X; DFO RC RC: WAT |  |  | N | N | 0 | 1H | [23 empty] | N
Vintage1912 | hydro | TRUE | 18642 | Tennessee Valley Authority | 3412 | Ocoee 1 | TN | Polk | 3 | Conventional Hydroelectric | HY |  | S | X | X |  |  | 3.8 | 0.8 | 4.8 | 4.8 | 2.2 | N |  |  | OP | X | 5 | 1912 |  |  | N | Electric Utility | 1 | X X X: X; DFO RC RC: WAT |  |  | N | N | 0 | 1H | [23 empty] | N
Vintage1912 | hydro | TRUE | 18642 | Tennessee Valley Authority | 3412 | Ocoee 1 | TN | Polk | 4 | Conventional Hydroelectric | HY |  | S | X | X |  |  | 3.8 | 0.8 | 4.8 | 4.8 | 2.2 | N |  |  | OP | X | 5 | 1912 |  |  | N | Electric Utility | 1 | X X X: X; DFO RC RC: WAT |  |  | N | N | 0 | 1H | [23 empty] | N
Vintage1914 | hydro | TRUE | 18642 | Tennessee Valley Authority | 3412 | Ocoee 1 | TN | Polk | 5 | Conventional Hydroelectric | HY |  | S | X | X |  |  | 3.8 | 0.8 | 4.8 | 4.8 | 2.2 | N |  |  | OP | X | 12 | 1914 |  |  | N | Electric Utility | 1 | X X X: X; DFO RC RC: WAT |  |  | N | N | 0 | 1H | [23 empty] | N
Vintage1913 | hydro | TRUE | 18642 | Tennessee Valley Authority | 3413 | Ocoee 2 | TN | Polk | 1 | Conventional Hydroelectric | HY |  | S | X | X |  |  | 11.5 | 0.8 | 10.8 | 10.8 | 6 | N |  |  | OP | X | 10 | 1913 |  |  | N | Electric Utility | 1 | X X X: X; DFO RC RC: WAT |  |  | N | N | 0 | 1H | [23 empty] | N
Vintage1913 | hydro | TRUE | 18642 | Tennessee Valley Authority | 3413 | Ocoee 2 | TN | Polk | 2 | Conventional Hydroelectric | HY |  | S | X | X |  |  | 11.5 | 0.8 | 12.6 | 12.6 | 6 | N |  |  | OP | X | 10 | 1913 |  |  | N | Electric Utility | 1 | X X X: X; DFO RC RC: WAT |  |  | N | N | 0 | 1H | [23 empty] | N
Vintage1943 | hydro | TRUE | 18642 | Tennessee Valley Authority | 3414 | Ocoee 3 | TN | Polk | 1 | Conventional Hydroelectric | HY |  | S | X | X |  |  | 28.8 | 0.9 | 28.6 | 28.6 | 10.8 | N |  |  | OP | X | 4 | 1943 |  |  | N | Electric Utility | 1 | X X X: X; DFO RC RC: WAT |  |  | N | N | 0 | 1H | [23 empty] | N
Vintage1938 | hydro | TRUE | 18642 | Tennessee Valley Authority | 3415 | Pickwick Landing Dam | TN | Hardin | 1 | Conventional Hydroelectric | HY |  | S | X | X |  |  | 40 | 0.91 | 37.7 | 34.4 | 32.7 | N |  |  | OP | X | 8 | 1938 |  |  | N | Electric Utility | 1 | X X X: X; DFO RC RC: WAT |  |  | N | N | 0 | 1H | [23 empty] | N
Vintage1938 | hydro | TRUE | 18642 | Tennessee Valley Authority | 3415 | Pickwick Landing Dam | TN | Hardin | 2 | Conventional Hydroelectric | HY |  | S | X | X |  |  | 40 | 0.91 | 37.6 | 34.3 | 32.7 | N |  |  | OP | X | 6 | 1938 |  |  | N | Electric Utility | 1 | X X X: X; DFO RC RC: WAT |  |  | N | N | 0 | 1H | [23 empty] | N
Vintage1942 | hydro | TRUE | 18642 | Tennessee Valley Authority | 3415 | Pickwick Landing Dam | TN | Hardin | 3 | Conventional Hydroelectric | HY |  | S | X | X |  |  | 40 | 0.91 | 38.5 | 35.2 | 32.7 | N |  |  | OP | X | 8 | 1942 |  |  | N | Electric Utility | 1 | X X X: X; DFO RC RC: WAT |  |  | N | N | 0 | 1H | [23 empty] | N
Vintage1942 | hydro | TRUE | 18642 | Tennessee Valley Authority | 3415 | Pickwick Landing Dam | TN | Hardin | 4 | Conventional Hydroelectric | HY |  | S | X | X |  |  | 40 | 0.91 | 43.6 | 39.4 | 32.7 | N |  |  | OP | X | 6 | 1942 |  |  | N | Electric Utility | 1 | X X X: X; DFO RC RC: WAT |  |  | N | N | 0 | 1H | [23 empty] | N
Vintage1952 | hydro | TRUE | 18642 | Tennessee Valley Authority | 3415 | Pickwick Landing Dam | TN | Hardin | 5 | Conventional Hydroelectric | HY |  | S | X | X |  |  | 40 | 0.91 | 43.7 | 38.4 | 30.8 | N |  |  | OP | X | 10 | 1952 |  |  | N | Electric Utility | 1 | X X X: X; DFO RC RC: WAT |  |  | N | N | 0 | 1H | [23 empty] | N
Vintage1952 | hydro | TRUE | 18642 | Tennessee Valley Authority | 3415 | Pickwick Landing Dam | TN | Hardin | 6 | Conventional Hydroelectric | HY |  | S | X | X |  |  | 40 | 0.91 | 43.2 | 37.9 | 30.8 | N |  |  | OP | X | 12 | 1952 |  |  | N | Electric Utility | 1 | X X X: X; DFO RC RC: WAT |  |  | N | N | 0 | 1H | [23 empty] | N
Vintage1951 | hydro | TRUE | 18642 | Tennessee Valley Authority | 3416 | South Holston | TN | Sullivan | 1 | Conventional Hydroelectric | HY |  | S | X | X |  |  | 38.5 | 0.9 | 44.4 | 44.4 | 14.6 | N |  |  | OP | X | 2 | 1951 |  |  | N | Electric Utility | 1 | X X X: X; DFO RC RC: WAT |  |  |  | N | 0 | 1H | [23 empty] | N
Vintage1972 | hydro | TRUE | 18642 | Tennessee Valley Authority | 3417 | Tims Ford | TN | Franklin | 1 | Conventional Hydroelectric | HY |  | S | X | X |  |  | 45 | 0.9 | 39.7 | 36.2 | 18.7 | N |  |  | OP | X | 3 | 1972 |  |  | N | Electric Utility | 1 | X X X: X; DFO RC RC: WAT |  |  | N | N | 0 | 1H | [23 empty] | N
Vintage1987 | hydro | TRUE | 18642 | Tennessee Valley Authority | 3417 | Tims Ford | TN | Franklin | 2 | Conventional Hydroelectric | HY |  | S | X | X |  |  | 0.7 | 0.9 | 0.5 | 0.5 | 0.3 | N |  |  | OP | X | 3 | 1987 |  |  | N | Electric Utility | 1 | X X X: X; DFO RC RC: WAT |  |  | N | N | 0 | 1H | [23 empty] | N
Vintage1949 | hydro | TRUE | 18642 | Tennessee Valley Authority | 3418 | Watauga | TN | Carter | 1 | Conventional Hydroelectric | HY |  | S | X | X |  |  | 28.8 | 0.9 | 37.9 | 37.1 | 20.6 | N |  |  | OP | X | 9 | 1949 |  |  | N | Electric Utility | 1 | X X X: X; DFO RC RC: WAT |  |  | N | N | 0 | 1H | [23 empty] | N
Vintage1949 | hydro | TRUE | 18642 | Tennessee Valley Authority | 3418 | Watauga | TN | Carter | 2 | Conventional Hydroelectric | HY |  | S | X | X |  |  | 28.8 | 0.9 | 29.1 | 28.5 | 15.7 | N |  |  | OP | X | 8 | 1949 |  |  | N | Electric Utility | 1 | X X X: X; DFO RC RC: WAT |  |  | N | N | 0 | 1H | [23 empty] | N
Vintage1942 | hydro | TRUE | 18642 | Tennessee Valley Authority | 3420 | Watts Bar Hydro | TN | Rhea | HY1 | Conventional Hydroelectric | HY |  | S | X | X |  |  | 41 | 0.94 | 39.3 | 36.9 | 16 | N |  |  | OP | X | 7 | 1942 |  |  | N | Electric Utility | 1 | X X X: X; DFO RC RC: WAT |  |  | N | N | 0 | 1H | [23 empty] | N
Vintage1942 | hydro | TRUE | 18642 | Tennessee Valley Authority | 3420 | Watts Bar Hydro | TN | Rhea | HY2 | Conventional Hydroelectric | HY |  | S | X | X |  |  | 33.4 | 0.94 | 39.3 | 36.9 | 16 | N |  |  | OP | X | 4 | 1942 |  |  | N | Electric Utility | 1 | X X X: X; DFO RC RC: WAT |  |  | N | N | 0 | 1H | [23 empty] | N
Vintage1942 | hydro | TRUE | 18642 | Tennessee Valley Authority | 3420 | Watts Bar Hydro | TN | Rhea | HY3 | Conventional Hydroelectric | HY |  | S | X | X |  |  | 33.4 | 0.94 | 39.3 | 36.9 | 16 | N |  |  | OP | X | 3 | 1942 |  |  | N | Electric Utility | 1 | X X X: X; DFO RC RC: WAT |  |  | N | N | 0 | 1H | [23 empty] | N
Vintage1944 | hydro | TRUE | 18642 | Tennessee Valley Authority | 3420 | Watts Bar Hydro | TN | Rhea | HY4 | Conventional Hydroelectric | HY |  | S | X | X |  |  | 33.4 | 0.94 | 39.2 | 36.7 | 30 | N |  |  | OP | X | 4 | 1944 |  |  | N | Electric Utility | 1 | X X X: X; DFO RC RC: WAT |  |  | N | N | 0 | 1H | [23 empty] | N
Vintage1944 | hydro | TRUE | 18642 | Tennessee Valley Authority | 3420 | Watts Bar Hydro | TN | Rhea | HY5 | Conventional Hydroelectric | HY |  | S | X | X |  |  | 33.4 | 0.94 | 39.3 | 36.9 | 16 | N |  |  | OP | X | 3 | 1944 |  |  | N | Electric Utility | 1 | X X X: X; DFO RC RC: WAT |  |  | N | N | 0 | 1H | [23 empty] | N
Vintage1912 | hydro | TRUE | 18642 | Tennessee Valley Authority | 3421 | Wilbur | TN | Carter | 1 | Conventional Hydroelectric | HY |  | S | X | X |  |  | 1.2 | 0.8 | 1.4 | 1.4 | 1.3 | N |  |  | OP | X | 12 | 1912 |  |  | N | Electric Utility | 1 | X X X: X; DFO RC RC: WAT |  |  | N | N | 0 | 1H | [23 empty] | N
Vintage1912 | hydro | TRUE | 18642 | Tennessee Valley Authority | 3421 | Wilbur | TN | Carter | 2 | Conventional Hydroelectric | HY |  | S | X | X |  |  | 1.2 | 0.8 | 1.4 | 1.4 | 1.3 | N |  |  | OP | X | 12 | 1912 |  |  | N | Electric Utility | 1 | X X X: X; DFO RC RC: WAT |  |  | N | N | 0 | 1H | [23 empty] | N
Vintage1926 | hydro | TRUE | 18642 | Tennessee Valley Authority | 3421 | Wilbur | TN | Carter | 3 | Conventional Hydroelectric | HY |  | S | X | X |  |  | 1.2 | 0.8 | 1.3 | 1.3 | 1.2 | N |  |  | OP | X | 1 | 1926 |  |  | N | Electric Utility | 1 | X X X: X; DFO RC RC: WAT |  |  | N | N | 0 | 1H | [23 empty] | N
Vintage1950 | hydro | TRUE | 18642 | Tennessee Valley Authority | 3421 | Wilbur | TN | Carter | 4 | Conventional Hydroelectric | HY |  | S | X | X |  |  | 7 | 0.9 | 7 | 7 | 1.6 | N |  |  | OP | X | 7 | 1950 |  |  | N | Electric Utility | 1 | X X X: X; DFO RC RC: WAT |  |  | N | N | 0 | 1H | [23 empty] | N
Vintage1973 | hydro | TRUE | 19462 | USCE-Nashville District | 3423 | Cordell Hull | TN | Smith | 1 | Conventional Hydroelectric | HY |  | S | X | X |  |  | 33.3 | 0.9 | 38 | 38 | 33.3 | N |  |  | OP | X | 8 | 1973 |  |  | N | Electric Utility | 1 | X X X: X; DFO RC RC: WAT |  |  | N | N | 0 | 10M | [23 empty] | N
Vintage1973 | hydro | TRUE | 19462 | USCE-Nashville District | 3423 | Cordell Hull | TN | Smith | 2 | Conventional Hydroelectric | HY |  | S | X | X |  |  | 33.3 | 0.9 | 30 | 30 | 30 | N |  |  | OP | X | 10 | 1973 |  |  | N | Electric Utility | 1 | X X X: X; DFO RC RC: WAT |  |  | N | N | 0 | 10M | [23 empty] | N
Vintage1974 | hydro | TRUE | 19462 | USCE-Nashville District | 3423 | Cordell Hull | TN | Smith | 3 | Conventional Hydroelectric | HY |  | S | X | X |  |  | 33.3 | 0.9 | 38 | 38 | 33.3 | N |  |  | OP | X | 2 | 1974 |  |  | N | Electric Utility | 1 | X X X: X; DFO RC RC: WAT |  |  | N | N | 0 | 10M | [23 empty] | N
Vintage1948 | hydro | TRUE | 19462 | USCE-Nashville District | 3424 | Dale Hollow | TN | Clay | 1 | Conventional Hydroelectric | HY |  | S | X | X |  |  | 18 | 0.9 | 20.7 | 20.7 | 18 | N |  |  | OP | X | 12 | 1948 |  |  | N | Electric Utility | 1 | X X X: X; DFO RC RC: WAT |  |  | N | N | 0 | 10M | [23 empty] | N
Vintage1949 | hydro | TRUE | 19462 | USCE-Nashville District | 3424 | Dale Hollow | TN | Clay | 2 | Conventional Hydroelectric | HY |  | S | X | X |  |  | 18 | 0.9 | 20.7 | 20.7 | 18 | N |  |  | OP | X | 1 | 1949 |  |  | N | Electric Utility | 1 | X X X: X; DFO RC RC: WAT |  |  | N | N | 0 | 10M | [23 empty] | N
Vintage1953 | hydro | TRUE | 19462 | USCE-Nashville District | 3424 | Dale Hollow | TN | Clay | 3 | Conventional Hydroelectric | HY |  | S | X | X |  |  | 18 | 0.9 | 20.7 | 20.7 | 18 | N |  |  | OP | X | 11 | 1953 |  |  | N | Electric Utility | 1 | X X X: X; DFO RC RC: WAT |  |  | N | N | 0 | 10M | [23 empty] | N
Vintage1957 | hydro | TRUE | 19462 | USCE-Nashville District | 3426 | Old Hickory | TN | Sumner | 1 | Conventional Hydroelectric | HY |  | S | X | X |  |  | 28.7 | 0.85 | 28.7 | 28.7 | 25 | N |  |  | OP | X | 4 | 1957 |  |  | N | Electric Utility | 1 | X X X: X; DFO RC RC: WAT |  |  | N | N | 0 | 10M | [23 empty] | N
Vintage1957 | hydro | TRUE | 19462 | USCE-Nashville District | 3426 | Old Hickory | TN | Sumner | 2 | Conventional Hydroelectric | HY |  | S | X | X |  |  | 25 | 0.85 | 29 | 29 | 25 | N |  |  | OP | X | 7 | 1957 |  |  | N | Electric Utility | 1 | X X X: X; DFO RC RC: WAT |  |  | N | N | 0 | 10M | [23 empty] | N
Vintage1957 | hydro | TRUE | 19462 | USCE-Nashville District | 3426 | Old Hickory | TN | Sumner | 3 | Conventional Hydroelectric | HY |  | S | X | X |  |  | 25 | 0.85 | 29 | 29 | 25 | N |  |  | OP | X | 9 | 1957 |  |  | N | Electric Utility | 1 | X X X: X; DFO RC RC: WAT |  |  | N | N | 0 | 10M | [23 empty] | N
Vintage1957 | hydro | TRUE | 19462 | USCE-Nashville District | 3426 | Old Hickory | TN | Sumner | 4 | Conventional Hydroelectric | HY |  | S | X | X |  |  | 25 | 0.85 | 29 | 29 | 25 | N |  |  | OA | X | 12 | 1957 |  |  | N | Electric Utility | 1 | X X X: X; DFO RC RC: WAT |  |  | N | N | 0 | 10M
Vintage1970 | hydro | TRUE | 19462 | USCE-Nashville District | 3428 | J P Priest | TN | Davidson | 1 | Conventional Hydroelectric | HY |  | S | X | X |  |  | 28 | 0.9 | 30 | 30 | 28 | N |  |  | OP | X | 2 | 1970 |  |  | N | Electric Utility | 1 | X X X: X; DFO RC RC: WAT |  |  | N | N | 0 | 10M | [23 empty] | N
Vintage1932 | hydro | TRUE | 54683 | Maverick Cty Water Control & Improvement | 3437 | Eagle Pass | TX | Maverick | 1 | Conventional Hydroelectric | HY |  | S | X | X |  |  | 3.2 | 1 | 2 | 2 | 0.1 | N |  |  | OP | X | 8 | 1932 |  |  | N | IPP Non-CHP | 2 | X X X: X; DFO RC RC: WAT |  |  | N | N | 0 | 1H | [23 empty] | N
Vintage1932 | hydro | TRUE | 54683 | Maverick Cty Water Control & Improvement | 3437 | Eagle Pass | TX | Maverick | 2 | Conventional Hydroelectric | HY |  | S | X | X |  |  | 3.2 | 1 | 2 | 2 | 0.1 | N |  |  | OP | X | 8 | 1932 |  |  | N | IPP Non-CHP | 2 | X X X: X; DFO RC RC: WAT |  |  | N | N | 0 | 1H | [23 empty] | N
Vintage1932 | hydro | TRUE | 54683 | Maverick Cty Water Control & Improvement | 3437 | Eagle Pass | TX | Maverick | 3 | Conventional Hydroelectric | HY |  | S | X | X |  |  | 3.2 | 1 | 2 | 2 | 0.1 | N |  |  | OP | X | 8 | 1932 |  |  | N | IPP Non-CHP | 2 | X X X: X; DFO RC RC: WAT |  |  | N | N | 0 | 1H | [23 empty] | N
Vintage2008 | natural gas peaker | TRUE | 49979 | Talen Texas, LLC | 3439 | Laredo | TX | Webb | 4 | Natural Gas Fired Combustion Turbine | GT |  | S | X | X |  |  | 131.8 | 0.85 | 90.1 | 97.4 | 35 | N |  |  | OP | X | 8 | 2008 |  |  | N | IPP Non-CHP | 2 | [11 empty] | N | N |  | 10M | [23 empty] | N | bar: X X X to DFO RC RC
Vintage2008 | natural gas peaker | TRUE | 49979 | Talen Texas, LLC | 3439 | Laredo | TX | Webb | 5 | Natural Gas Fired Combustion Turbine | GT |  | S | X | X |  |  | 131.8 | 0.85 | 87.3 | 94.4 | 35 | N |  |  | OP | X | 9 | 2008 |  |  | N | IPP Non-CHP | 2 | [11 empty] | N | N |  | 10M | [23 empty] | N | bar: X X X to DFO RC RC
Vintage1972 | natural gas combined cycle | TRUE | 49979 | Talen Texas, LLC | 3441 | Nueces Bay | TX | Nueces | 7 | Natural Gas Fired Combined Cycle | CA | CC1 | S | Y | X |  |  | 351 | 0.9 | 319 | 325 | 100 | N |  |  | OP | X | 7 | 1972 |  |  | N | IPP Non-CHP | 2 | [11 empty] | N | N |  | 12H | [23 empty] | N | bar: X X X to DFO RC RC
Vintage2010 | natural gas combined cycle | TRUE | 49979 | Talen Texas, LLC | 3441 | Nueces Bay | TX | Nueces | 8 | Natural Gas Fired Combined Cycle | CT | CC1 | S | X | N |  |  | 189.6 | 0.9 | 157 | 165 | 60 | N |  |  | OP | X | 3 | 2010 |  |  | N | IPP Non-CHP | 2 | [11 empty] | N | N |  | 12H | [23 empty] | N | bar: X X X to DFO RC RC
Vintage2010 | natural gas combined cycle | TRUE | 49979 | Talen Texas, LLC | 3441 | Nueces Bay | TX | Nueces | 9 | Natural Gas Fired Combined Cycle | CT | CC1 | S | X | N |  |  | 189.6 | 0.9 | 157 | 165 | 60 | N |  |  | OP | X | 3 | 2010 |  |  | N | IPP Non-CHP | 2 | [11 empty] | N | N |  | 12H | [23 empty] | N | bar: X X X to DFO RC RC
Vintage1963 | natural gas combined cycle | TRUE | 60638 | Victoria WLE, LP | 3443 | Victoria | TX | Victoria | 5 | Natural Gas Fired Combined Cycle | CA | CC1 | S | Y | X | VIC_VICTORG5 |  | 180 | 0.85 | 112 | 112 | 55 | N |  |  | OP | X | 3 | 1963 |  |  | N | IPP Non-CHP | 2 | [11 empty] | N | N |  | 12H | [23 empty] | N | N | bar: X X X to DFO RC RC
Vintage2009 | natural gas combined cycle | TRUE | 60638 | Victoria WLE, LP | 3443 | Victoria | TX | Victoria | 7 | Natural Gas Fired Combined Cycle | CT | CC1 | S | X | N | VIC_VICTORG6 |  | 196.9 | 0.9 | 176 | 176 | 115 | N |  |  | OP | X | 5 | 2009 |  |  | N | IPP Non-CHP | 2 | [11 empty] | N | N |  | 12H | [23 empty] | N | N | bar: X X X to DFO RC RC
Vintage1970 | natural gas steam turbine | TRUE | 55983 | Luminant Generation Company LLC | 3452 | Lake Hubbard | TX | Dallas | 1 | Natural Gas Steam Turbine | ST |  | S | X | X |  |  | 396.5 | 0.9 | 392 | 392 | 56 | N |  |  | OP | X | 6 | 1970 |  |  | N | IPP Non-CHP | 2 | X X X: X; DFO RC RC: NG; DFO SUB SUB: DFO; DFO DFO DFO: NG |  |  | N | N |  | 12H | [23 empty] | N | N | N
Vintage1973 | natural gas steam turbine | TRUE | 55983 | Luminant Generation Company LLC | 3452 | Lake Hubbard | TX | Dallas | 2 | Natural Gas Steam Turbine | ST |  | S | X | X |  |  | 531 | 0.9 | 523 | 523 | 40 | N |  |  | OP | X | 11 | 1973 |  |  | N | IPP Non-CHP | 2 | X X X: X; DFO RC RC: NG; DFO SUB SUB: DFO; DFO DFO DFO: NG |  |  | N | N |  | 12H | [23 empty] | N | N | N
Vintage1956 | natural gas steam turbine | TRUE | 62026 | Mountain Creek Power, LLC | 3453 | Mountain Creek | TX | Dallas | 6 | Natural Gas Steam Turbine | ST |  | S | X | X |  |  | 135.7 | 0.85 | 122 | 122 | 15 | N |  |  | OP | X | 2 | 1956 |  |  | N | IPP Non-CHP | 2 | [11 empty] | N | N |  | OVER | [23 empty] | N | N | bar: X X X to DFO RC RC; DFO DFO DFO
Vintage1958 | natural gas steam turbine | TRUE | 62026 | Mountain Creek Power, LLC | 3453 | Mountain Creek | TX | Dallas | 7 | Natural Gas Steam Turbine | ST |  | S | X | X |  |  | 136 | 0.85 | 122 | 122 | 15 | N |  |  | OP | X | 3 | 1958 |  |  | N | IPP Non-CHP | 2 | [11 empty] | N |  |  | OVER | [23 empty] | N | N | bar: X X X to DFO RC RC; DFO DFO DFO
Vintage1967 | natural gas steam turbine | TRUE | 62026 | Mountain Creek Power, LLC | 3453 | Mountain Creek | TX | Dallas | 8 | Natural Gas Steam Turbine | ST |  | S | X | X |  |  | 580.5 | 0.9 | 582 | 582 | 100 | N |  |  | OP | X | 7 | 1967 |  |  | N | IPP Non-CHP | 2 | [11 empty] | N |  |  | 12H | [5 empty] | N | [17 empty] | N | N | bar: X X X to DFO RC RC; DFO DFO DFO
Vintage1960 | natural gas steam turbine | TRUE | 5701 | El Paso Electric Co | 3456 | Newman | TX | El Paso | 1 | Natural Gas Steam Turbine | ST |  | S | X | X |  |  | 81.6 | 0.85 | 76 | 78 | 21 | N |  |  | OP | X | 5 | 1960 | 12 | 2024 | N | Electric Utility | 1 | X X X: X; DFO RC RC: NG; DFO SUB SUB: DFO; DFO DFO DFO: NG |  |  | N |  |  | OVER | [23 empty] | Y | Y | Y
Vintage1963 | natural gas steam turbine | TRUE | 5701 | El Paso Electric Co | 3456 | Newman | TX | El Paso | 2 | Natural Gas Steam Turbine | ST |  | S | X | X |  |  | 81.6 | 0.85 | 76 | 78 | 21 | N |  |  | OP | X | 6 | 1963 | 12 | 2024 | N | Electric Utility | 1 | X X X: X; DFO RC RC: NG; DFO SUB SUB: DFO; DFO DFO DFO: NG |  |  | N |  |  | 12H | [23 empty] | Y | Y | Y
Vintage1966 | natural gas steam turbine | TRUE | 5701 | El Paso Electric Co | 3456 | Newman | TX | El Paso | 3 | Natural Gas Steam Turbine | ST |  | S | X | X |  |  | 121.8 | 0.85 | 95 | 98 | 20 | N |  |  | OP | X | 3 | 1966 | 12 | 2031 | N | Electric Utility | 1 | X X X: X; DFO RC RC: NG; DFO SUB SUB: DFO; DFO DFO DFO: NG |  |  | N |  |  | 12H | [23 empty] | Y | Y | Y
Vintage1975 | natural gas combined cycle | TRUE | 5701 | El Paso Electric Co | 3456 | Newman | TX | El Paso | 4 | Natural Gas Fired Combined Cycle | CA | 4CC | S | Y | X |  |  | 120 | 0.9 | 89 | 89 | 24 | N |  |  | OP | X | 8 | 1975 | 12 | 2031 | N | Electric Utility | 1 | [11 empty] | N |  |  | 12H | [23 empty] | N | N | bar: X X X to DFO RC RC
Vintage2011 | natural gas combined cycle | TRUE | 5701 | El Paso Electric Co | 3456 | Newman | TX | El Paso | 5CA1 | Natural Gas Fired Combined Cycle | CA | 5CC | S | Y | X |  |  | 134 | 0.85 | 128 | 128 | 51 | N |  |  | OP | X | 2 | 2011 |  |  | N | Electric Utility | 1 | [11 empty] | N |  |  | 12H | [23 empty] | N | N | bar: X X X to DFO RC RC
Vintage2009 | natural gas combined cycle | TRUE | 5701 | El Paso Electric Co | 3456 | Newman | TX | El Paso | 5CT1 | Natural Gas Fired Combined Cycle | CT | 5CC | S | X | Y |  |  | 86.5 | 0.85 | 67 | 72 | 44 | N |  |  | OP | X | 6 | 2009 |  |  | N | Electric Utility | 1 | [11 empty] | N |  |  | 12H | [23 empty] | N | N | bar: X X X to DFO RC RC
Vintage2009 | natural gas combined cycle | TRUE | 5701 | El Paso Electric Co | 3456 | Newman | TX | El Paso | 5CT2 | Natural Gas Fired Combined Cycle | CT | 5CC | S | X | Y |  |  | 86.5 | 0.85 | 67 | 72 | 44 | N |  |  | OP | X | 6 | 2009 |  |  | N | Electric Utility | 1 | [11 empty] | N |  |  | 12H | [23 empty] | N | N | bar: X X X to DFO RC RC
Vintage1975 | natural gas combined cycle | TRUE | 5701 | El Paso Electric Co | 3456 | Newman | TX | El Paso | CT1 | Natural Gas Fired Combined Cycle | CT | 4CC | S | X | N |  |  | 85 | 0.9 | 69 | 72 | 29 | N |  |  | OP | X | 8 | 1975 | 12 | 2026 | N | Electric Utility | 1 | [11 empty] | N |  |  | 12H | [23 empty] | N | N | bar: X X X to DFO RC RC
Vintage1975 | natural gas combined cycle | TRUE | 5701 | El Paso Electric Co | 3456 | Newman | TX | El Paso | CT2 | Natural Gas Fired Combined Cycle | CT | 4CC | S | X | N |  |  | 85 | 0.9 | 69 | 72 | 29 | N |  |  | OP | X | 8 | 1975 | 12 | 2026 | N | Electric Utility | 1 | [11 empty] | N |  |  | 12H | [23 empty] | N | N | bar: X X X to DFO RC RC
Vintage1970 | natural gas steam turbine | TRUE | 55937 | Entergy Texas Inc. | 3457 | Lewis Creek | TX | Montgomery | 1 | Natural Gas Steam Turbine | ST |  | S | X | X | EES.L_CREEK1 |  | 271.4 | 0.87 | 250 | 252.7 | 50 | N |  |  | OP | X | 12 | 1970 | 6 | 2034 | N | Electric Utility | 1 | [11 empty] | N |  |  | 12H | [23 empty] | N | bar: X X X to DFO RC RC; DFO DFO DFO
Vintage1971 | natural gas steam turbine | TRUE | 55937 | Entergy Texas Inc. | 3457 | Lewis Creek | TX | Montgomery | 2 | Natural Gas Steam Turbine | ST |  | S | X | X | EES.L_CREEK2 |  | 271.4 | 0.87 | 250 | 254.2 | 50 | N |  |  | OP | X | 5 | 1971 | 6 | 2034 | N | Electric Utility | 1 | [11 empty] | N |  |  | 12H | [23 empty] | N | bar: X X X to DFO RC RC; DFO DFO DFO
Vintage1962 | natural gas steam turbine | TRUE | 55937 | Entergy Texas Inc. | 3459 | Sabine | TX | Orange | 1 | Natural Gas Steam Turbine | ST |  | S | X | X | EES.SABINE1 | EES.SABINE1 | 239.4 | 0.85 | 211.6 | 206.6 | 50 | N |  |  | OP | X | 1 | 1962 | 6 | 2023 | N | Electric Utility | 1 | [11 empty] | N |  |  | OVER | [23 empty] | N | N | N | bar: X X X to DFO RC RC; DFO DFO DFO
Vintage1966 | natural gas steam turbine | TRUE | 55937 | Entergy Texas Inc. | 3459 | Sabine | TX | Orange | 3 | Natural Gas Steam Turbine | ST |  | S | X | X | EES.SABINE3 | EES.SABINE3 | 473.4 | 0.87 | 367.9 | 373.2 | 55 | N |  |  | OP | X | 12 | 1966 | 6 | 2026 | N | Electric Utility | 1 | [11 empty] | N |  |  | OVER | [23 empty] | N | N | N | bar: X X X to DFO RC RC; DFO DFO DFO
Vintage1974 | natural gas steam turbine | TRUE | 55937 | Entergy Texas Inc. | 3459 | Sabine | TX | Orange | 4 | Natural Gas Steam Turbine | ST |  | S | X | X | EES.SABINE4 | EES.SABINE4 | 591.6 | 0.87 | 495 | 497.7 | 185 | N |  |  | OP | X | 8 | 1974 | 6 | 2026 | N | Electric Utility | 1 | [11 empty] | N |  |  | OVER | [23 empty] | N | N | N | bar: X X X to DFO RC RC; DFO DFO DFO
Vintage1979 | natural gas steam turbine | TRUE | 55937 | Entergy Texas Inc. | 3459 | Sabine | TX | Orange | 5 | Natural Gas Steam Turbine | ST |  | S | X | X | EES.SABINE5 | EES.SABINE5 | 507.4 | 0.87 | 436.6 | 443.2 | 55 | N |  |  | OP | X | 12 | 1979 |  |  | N | Electric Utility | 1 | X X X: X; DFO RC RC: NG; DFO DFO DFO: DFO |  |  | N |  |  | OVER | [23 empty] | N | N | N
Vintage1970 | natural gas steam turbine | TRUE | 54888 | NRG Texas Power LLC | 3460 | Cedar Bayou | TX | Chambers | 1 | Natural Gas Steam Turbine | ST |  | S | X | X | CBY_CBY_G1 | CBY_CBY_G1 | 765 | 0.9 | 746 | 746 | 65 | N |  |  | OP | X | 12 | 1970 |  |  | N | IPP Non-CHP | 2 | [11 empty] | N | N |  | OVER | [23 empty] | N | bar: X X X to DFO RC RC; DFO DFO DFO
Vintage1972 | natural gas steam turbine | TRUE | 54888 | NRG Texas Power LLC | 3460 | Cedar Bayou | TX | Chambers | 2 | Natural Gas Steam Turbine | ST |  | S | X | X | CBY_CBY_G2 | CBY_CBY_G2 | 765 | 0.9 | 749 | 749 | 65 | N |  |  | OP | X | 3 | 1972 |  |  | N | IPP Non-CHP | 2 | [11 empty] | N | N |  | OVER | [23 empty] | N | bar: X X X to DFO RC RC; DFO DFO DFO
Vintage1976 | natural gas peaker | TRUE | 54888 | NRG Texas Power LLC | 3464 | Greens Bayou | TX | Harris | 73 | Natural Gas Fired Combustion Turbine | GT |  | S | X | X | GBY_GT | GBY_GT | 72 | 0.9 | 54 | 54 | 30 | N |  |  | OP | X | 12 | 1976 |  |  | N | IPP Non-CHP | 2 | [11 empty] | N | N |  | 1H | [23 empty] | N | bar: X X X to DFO RC RC; DFO DFO DFO
Vintage1976 | natural gas peaker | TRUE | 54888 | NRG Texas Power LLC | 3464 | Greens Bayou | TX | Harris | 74 | Natural Gas Fired Combustion Turbine | GT |  | S | X | X | GBY_GT | GBY_GT | 72 | 0.9 | 54 | 54 | 30 | N |  |  | OP | X | 12 | 1976 |  |  | N | IPP Non-CHP | 2 | [11 empty] | N | N |  | 1H | [23 empty] | N | bar: X X X to DFO RC RC; DFO DFO DFO
Vintage1976 | natural gas peaker | TRUE | 54888 | NRG Texas Power LLC | 3464 | Greens Bayou | TX | Harris | 81 | Natural Gas Fired Combustion Turbine | GT |  | S | X | X | GBY_GT | GBY_GT | 72 | 0.9 | 54 | 54 | 30 | N |  |  | OP | X | 12 | 1976 |  |  | N | IPP Non-CHP | 2 | [11 empty] | N | N |  | 1H | [23 empty] | N | bar: X X X to DFO RC RC; DFO DFO DFO
Vintage1976 | natural gas peaker | TRUE | 54888 | NRG Texas Power LLC | 3464 | Greens Bayou | TX | Harris | 82 | Natural Gas Fired Combustion Turbine | GT |  | S | X | X | GBY_GT | GBY_GT | 72 | 0.9 | 50 | 50 | 30 | N |  |  | OP | X | 12 | 1976 |  |  | N | IPP Non-CHP | 2 | [11 empty] | N | N |  | 1H | [23 empty] | N | bar: X X X to DFO RC RC; DFO DFO DFO
Vintage1976 | natural gas peaker | TRUE | 54888 | NRG Texas Power LLC | 3464 | Greens Bayou | TX | Harris | 83 | Natural Gas Fired Combustion Turbine | GT |  | S | X | X | GBY_GT | GBY_GT | 72 | 0.9 | 64 | 64 | 30 | N |  |  | OP | X | 12 | 1976 |  |  | N | IPP Non-CHP | 2 | [11 empty] | N | N |  | 1H | [23 empty] | N | bar: X X X to DFO RC RC; DFO DFO DFO
Vintage1976 | natural gas peaker | TRUE | 54888 | NRG Texas Power LLC | 3464 | Greens Bayou | TX | Harris | 84 | Natural Gas Fired Combustion Turbine | GT |  | S | X | X | GBY_GT | GBY_GT | 72 | 0.9 | 54 | 54 | 30 | N |  |  | OP | X | 12 | 1976 |  |  | N | IPP Non-CHP | 2 | [11 empty] | N | N |  | 1H | [23 empty] | N | bar: X X X to DFO RC RC; DFO DFO DFO
Vintage1974 | natural gas combined cycle | TRUE | 54888 | NRG Texas Power LLC | 3469 | T H Wharton | TX | Harris | 3 | Natural Gas Fired Combined Cycle | CA | THW3 | S | N | X | THW_CC1 | THW_CC1 | 113.1 | 0.85 | 104 | 104 | 27 | N |  |  | OP | X | 8 | 1974 |  |  | N | IPP Non-CHP | 2 | [11 empty] | N | N |  | 12H | [23 empty] | N | bar: X X X to DFO RC RC; DFO DFO DFO
Vintage1972 | natural gas combined cycle | TRUE | 54888 | NRG Texas Power LLC | 3469 | T H Wharton | TX | Harris | 31 | Natural Gas Fired Combined Cycle | CT | THW3 | S | X | Y | THW_CC1 | THW_CC1 | 54 | 0.85 | 57 | 57 | 53 | N |  |  | OP | X | 7 | 1972 |  |  | N | IPP Non-CHP | 2 | [11 empty] | N | N |  | 1H | [23 empty] | N | bar: X X X to DFO RC RC; DFO DFO DFO
Vintage1972 | natural gas combined cycle | TRUE | 54888 | NRG Texas Power LLC | 3469 | T H Wharton | TX | Harris | 32 | Natural Gas Fired Combined Cycle | CT | THW3 | S | X | Y | THW_CC1 | THW_CC1 | 54 | 0.9 | 57 | 57 | 53 | N |  |  | OP | X | 7 | 1972 |  |  | N | IPP Non-CHP | 2 | [11 empty] | N | N |  | 1H | [23 empty] | N | bar: X X X to DFO RC RC; DFO DFO DFO
Vintage1972 | natural gas combined cycle | TRUE | 54888 | NRG Texas Power LLC | 3469 | T H Wharton | TX | Harris | 33 | Natural Gas Fired Combined Cycle | CT | THW3 | S | X | Y | THW_CC1 | THW_CC1 | 54 | 0.9 | 57 | 57 | 53 | N |  |  | OP | X | 7 | 1972 |  |  | N | IPP Non-CHP | 2 | [11 empty] | N | N |  | 1H | [23 empty] | N | bar: X X X to DFO RC RC; DFO DFO DFO
Vintage1972 | natural gas combined cycle | TRUE | 54888 | NRG Texas Power LLC | 3469 | T H Wharton | TX | Harris | 34 | Natural Gas Fired Combined Cycle | CT | THW3 | S | X | Y | THW_CC1 | THW_CC1 | 54 | 0.9 | 57 | 57 | 53 | N |  |  | OP | X | 7 | 1972 |  |  | N | IPP Non-CHP | 2 | [11 empty] | N | N |  | 1H | [23 empty] | N | bar: X X X to DFO RC RC; DFO DFO DFO
Vintage1974 | natural gas combined cycle | TRUE | 54888 | NRG Texas Power LLC | 3469 | T H Wharton | TX | Harris | 4 | Natural Gas Fired Combined Cycle | CA | THW4 | S | N | X | THW_CC2 | THW_CC2 | 113.1 | 0.85 | 104 | 104 | 27 | N |  |  | OP | X | 8 | 1974 |  |  | N | IPP Non-CHP | 2 | [11 empty] | N | N |  | 12H | [23 empty] | N | bar: X X X to DFO RC RC
Vintage1972 | natural gas combined cycle | TRUE | 54888 | NRG Texas Power LLC | 3469 | T H Wharton | TX | Harris | 41 | Natural Gas Fired Combined Cycle | CT | THW4 | S | X | Y | THW_CC2 | THW_CC2 | 54 | 0.9 | 57 | 57 | 53 | N |  |  | OP | X | 7 | 1972 |  |  | N | IPP Non-CHP | 2 | [11 empty] | N | N |  | 1H | [23 empty] | N | bar: X X X to DFO RC RC; DFO DFO DFO
Vintage1972 | natural gas combined cycle | TRUE | 54888 | NRG Texas Power LLC | 3469 | T H Wharton | TX | Harris | 42 | Natural Gas Fired Combined Cycle | CT | THW4 | S | X | Y | THW_CC2 | THW_CC2 | 54 | 0.9 | 57 | 57 | 53 | N |  |  | OP | X | 7 | 1972 |  |  | N | IPP Non-CHP | 2 | [11 empty] | N | N |  | 1H | [23 empty] | N | bar: X X X to DFO RC RC; DFO DFO DFO
Vintage1974 | natural gas combined cycle | TRUE | 54888 | NRG Texas Power LLC | 3469 | T H Wharton | TX | Harris | 43 | Natural Gas Fired Combined Cycle | CT | THW4 | S | X | Y | THW_CC2 | THW_CC2 | 56.7 | 0.9 | 57 | 57 | 53 | N |  |  | OP | X | 8 | 1974 |  |  | N | IPP Non-CHP | 2 | [11 empty] | N | N |  | 1H | [23 empty] | N | bar: X X X to DFO RC RC; DFO DFO DFO
Vintage1974 | natural gas combined cycle | TRUE | 54888 | NRG Texas Power LLC | 3469 | T H Wharton | TX | Harris | 44 | Natural Gas Fired Combined Cycle | CT | THW4 | S | X | Y | THW_CC2 | THW_CC2 | 56.7 | 0.9 | 57 | 57 | 53 | N |  |  | OP | X | 8 | 1974 |  |  | N | IPP Non-CHP | 2 | [11 empty] | N | N |  | 1H | [23 empty] | N | bar: X X X to DFO RC RC; DFO DFO DFO
Vintage1975 | natural gas peaker | TRUE | 54888 | NRG Texas Power LLC | 3469 | T H Wharton | TX | Harris | 51 | Natural Gas Fired Combustion Turbine | GT |  | S | X | X | THW_THWGT5X | THW_THWGT5X | 85 | 0.9 | 58 | 58 | 40 | N |  |  | OP | X | 11 | 1975 |  |  | N | IPP Non-CHP | 2 | [11 empty] | N | N |  | 1H | [23 empty] | N | bar: X X X to DFO RC RC; DFO DFO DFO
Vintage1975 | natural gas peaker | TRUE | 54888 | NRG Texas Power LLC | 3469 | T H Wharton | TX | Harris | 52 | Natural Gas Fired Combustion Turbine | GT |  | S | X | X | THW_THWGT5X | THW_THWGT5X | 85 | 0.9 | 58 | 58 | 38 | N |  |  | OP | X | 11 | 1975 |  |  | N | IPP Non-CHP | 2 | [11 empty] | N | N |  | 1H | [23 empty] | N | bar: X X X to DFO RC RC; DFO DFO DFO
Vintage1975 | natural gas peaker | TRUE | 54888 | NRG Texas Power LLC | 3469 | T H Wharton | TX | Harris | 53 | Natural Gas Fired Combustion Turbine | GT |  | S | X | X | THW_THWGT5X | THW_THWGT5X | 85 | 0.9 | 58 | 58 | 42 | N |  |  | OP | X | 11 | 1975 |  |  | N | IPP Non-CHP | 2 | [11 empty] | N | N |  | 1H | [23 empty] | N | bar: X X X to DFO RC RC; DFO DFO DFO
Vintage1975 | natural gas peaker | TRUE | 54888 | NRG Texas Power LLC | 3469 | T H Wharton | TX | Harris | 54 | Natural Gas Fired Combustion Turbine | GT |  | S | X | X | THW_THWGT5X | THW_THWGT5X | 85 | 0.9 | 58 | 58 | 48 | N |  |  | OP | X | 11 | 1975 |  |  | N | IPP Non-CHP | 2 | [11 empty] | N | N |  | 1H | [23 empty] | N | bar: X X X to DFO RC RC; DFO DFO DFO
Vintage1975 | natural gas peaker | TRUE | 54888 | NRG Texas Power LLC | 3469 | T H Wharton | TX | Harris | 55 | Natural Gas Fired Combustion Turbine | GT |  | S | X | X | THW_THWGT5X | THW_THWGT5X | 85 | 0.9 | 58 | 58 | 42 | N |  |  | OP | X | 11 | 1975 |  |  | N | IPP Non-CHP | 2 | [11 empty] | N | N |  | 1H | [23 empty] | N | bar: X X X to DFO RC RC; DFO DFO DFO
Vintage1975 | natural gas peaker | TRUE | 54888 | NRG Texas Power LLC | 3469 | T H Wharton | TX | Harris | 56 | Natural Gas Fired Combustion Turbine | GT |  | S | X | X | THW_THWGT5X | THW_THWGT5X | 85 | 0.9 | 58 | 58 | 38 | N |  |  | OP | X | 11 | 1975 |  |  | N | IPP Non-CHP | 2 | [11 empty] | N | N |  | 1H | [23 empty] | N | bar: X X X to DFO RC RC; DFO DFO DFO
Vintage1967 | natural gas peaker | TRUE | 54888 | NRG Texas Power LLC | 3469 | T H Wharton | TX | Harris | GT1 | Natural Gas Fired Combustion Turbine | GT |  | S | X | X | THW_THWGT_1 | THW_THWGT_1 | 16.3 | 0.85 | 13 | 13 | 5 | N |  |  | OP | X | 7 | 1967 |  |  | N | IPP Non-CHP | 2 | [11 empty] | N | N |  | 1H | [23 empty] | N | bar: X X X to DFO RC RC; DFO DFO DFO
Vintage1958 | natural gas steam turbine | TRUE | 54888 | NRG Texas Power LLC | 3470 | W A Parish | TX | Fort Bend | 1 | Natural Gas Steam Turbine | ST |  | S | X | X | WAP_WAP_G1 | WAP_WAP_G1 | 187.8 | 0.85 | 169 | 169 | 30 | N |  |  | OP | X | 6 | 1958 | 12 | 2026 | N | IPP Non-CHP | 2 | [11 empty] | N | N |  | 12H | [23 empty] | N | bar: X X X to DFO RC RC; DFO DFO DFO
Vintage1958 | natural gas steam turbine | TRUE | 54888 | NRG Texas Power LLC | 3470 | W A Parish | TX | Fort Bend | 2 | Natural Gas Steam Turbine | ST |  | S | X | X | WAP_WAP_G2 | WAP_WAP_G2 | 187.8 | 0.85 | 169 | 169 | 30 | N |  |  | OP | X | 12 | 1958 | 12 | 2026 | N | IPP Non-CHP | 2 | [11 empty] | N | N |  | 12H | [23 empty] | N | bar: X X X to DFO RC RC; DFO DFO DFO
Vintage1961 | natural gas steam turbine | TRUE | 54888 | NRG Texas Power LLC | 3470 | W A Parish | TX | Fort Bend | 3 | Natural Gas Steam Turbine | ST |  | S | X | X | WAP_WAP_G3 | WAP_WAP_G3 | 299.2 | 0.85 | 273 | 273 | 60 | N |  |  | OP | X | 3 | 1961 | 12 | 2026 | N | IPP Non-CHP | 2 | [11 empty] | N | N |  | 12H | [23 empty] | N | bar: X X X to DFO RC RC; DFO DFO DFO
Vintage1968 | natural gas steam turbine | TRUE | 54888 | NRG Texas Power LLC | 3470 | W A Parish | TX | Fort Bend | 4 | Natural Gas Steam Turbine | ST |  | S | X | X | WAP_WAP_G4 | WAP_WAP_G4 | 580.5 | 0.9 | 552 | 552 | 60 | N |  |  | OP | X | 6 | 1968 | 12 | 2026 | N | IPP Non-CHP | 2 | [11 empty] | N | N |  | 12H | [23 empty] | N | bar: X X X to DFO RC RC; DFO DFO DFO
Vintage1977 | hard coal | TRUE | 54888 | NRG Texas Power LLC | 3470 | W A Parish | TX | Fort Bend | 5 | Conventional Steam Coal | ST |  | S | X | X | WAP_WAP_G5 | WAP_WAP_G5 | 734.1 | 0.9 | 664 | 664 | 175 | N |  |  | OP | X | 12 | 1977 |  |  | N | IPP Non-CHP | 2 | X X X: X; DFO RC RC: SUB; DFO SUB SUB: NG; DFO DFO DFO: NG |  |  | N | N |  | OVER |  | Y |  |  | Y | [18 empty] | Y | Y | N
Vintage1978 | hard coal | TRUE | 54888 | NRG Texas Power LLC | 3470 | W A Parish | TX | Fort Bend | 6 | Conventional Steam Coal | ST |  | S | X | X | WAP_WAP_G6 | WAP_WAP_G6 | 734.1 | 0.9 | 663 | 663 | 175 | N |  |  | OP | X | 12 | 1978 |  |  | N | IPP Non-CHP | 2 | X X X: X; DFO RC RC: SUB; DFO SUB SUB: NG; DFO DFO DFO: NG |  |  | N | N |  | OVER |  | Y |  |  | Y | [18 empty] | Y | Y | N
Vintage1980 | hard coal | TRUE | 54888 | NRG Texas Power LLC | 3470 | W A Parish | TX | Fort Bend | 7 | Conventional Steam Coal | ST |  | S | X | X | WAP_WAP_G7 | WAP_WAP_G7 | 614.6 | 0.87 | 577 | 577 | 175 | N |  |  | OP | X | 6 | 1980 |  |  | N | IPP Non-CHP | 2 | X X X: X; DFO RC RC: SUB; DFO SUB SUB: NG; DFO DFO DFO: NG |  |  | N | N |  | OVER |  | Y |  |  | Y | [18 empty] | Y | Y | N
Vintage1982 | hard coal | TRUE | 54888 | NRG Texas Power LLC | 3470 | W A Parish | TX | Fort Bend | 8 | Conventional Steam Coal | ST |  | S | X | X | WAP_WAP_G8 | WAP_WAP_G8 | 654 | 0.87 | 610 | 610 | 175 | N |  |  | OP | X | 12 | 1982 |  |  | N | IPP Non-CHP | 2 | X X X: X; DFO RC RC: SUB; DFO SUB SUB: NG; DFO DFO DFO: NG |  |  | N | N |  | OVER |  | Y |  |  | Y | [18 empty] | N
Vintage1967 | natural gas peaker | TRUE | 54888 | NRG Texas Power LLC | 3470 | W A Parish | TX | Fort Bend | GT1 | Natural Gas Fired Combustion Turbine | GT |  | S | X | X | WAP_WAP_GT_1 | WAP_WAP_GT_1 | 16.3 | 0.85 | 13 | 13 | 3 | N |  |  | OP | X | 7 | 1967 |  |  | N | IPP Non-CHP | 2 | [11 empty] | N | N |  | 1H | [23 empty] | N | bar: X X X to DFO RC RC; DFO DFO DFO
Vintage1974 | natural gas steam turbine | TRUE | 17698 | Southwestern Electric Power Co | 3476 | Knox Lee | TX | Gregg | 5 | Natural Gas Steam Turbine | ST |  | S | X | X |  |  | 351 | 0.9 | 342 | 348 | 75 | N |  |  | OP | X | 4 | 1974 |  |  | N | Electric Utility | 1 | X X X: X; DFO RC RC: NG; DFO SUB SUB: DFO; DFO DFO DFO: NG |  |  | N | N |  | 12H | [23 empty] | Y | Y | N
Vintage1964 | natural gas steam turbine | TRUE | 17698 | Southwestern Electric Power Co | 3478 | Wilkes | TX | Marion | 1 | Natural Gas Steam Turbine | ST |  | S | X | X |  |  | 180 | 0.85 | 174 | 174 | 30 | N |  |  | OP | X | 5 | 1964 |  |  | N | Electric Utility | 1 | X X X: X; DFO RC RC: NG; DFO SUB SUB: DFO; DFO DFO DFO: RFO; DFO DFO DFO: NG |  |  | N | N |  | 12H | [23 empty] | Y | Y | Y
Vintage1970 | natural gas steam turbine | TRUE | 17698 | Southwestern Electric Power Co | 3478 | Wilkes | TX | Marion | 2 | Natural Gas Steam Turbine | ST |  | S | X | X |  |  | 351 | 0.9 | 355 | 365 | 40 | N |  |  | OP | X | 5 | 1970 |  |  | N | Electric Utility | 1 | [11 empty] | N | N |  | 12H | [23 empty] | N | N | N | bar: X X X to DFO RC RC; DFO DFO DFO
Vintage1971 | natural gas steam turbine | TRUE | 17698 | Southwestern Electric Power Co | 3478 | Wilkes | TX | Marion | 3 | Natural Gas Steam Turbine | ST |  | S | X | X |  |  | 351 | 0.9 | 354 | 362 | 40 | N |  |  | OP | X | 12 | 1971 |  |  | N | Electric Utility | 1 | [11 empty] | N | N |  | 12H | [23 empty] | N | N | N | bar: X X X to DFO RC RC; DFO DFO DFO
Vintage1971 | natural gas steam turbine | TRUE | 17718 | Southwestern Public Service Co | 3482 | Jones | TX | Lubbock | 1 | Natural Gas Steam Turbine | ST |  | S | X | X | SPS.JONES1 | SPS.JONES1 | 247.5 | 0.9 | 243 | 243 | 56 | N |  |  | OP | X | 1 | 1971 | 12 | 2031 | N | Electric Utility | 1 | X X X: X; DFO RC RC: NG; DFO SUB SUB: DFO; DFO DFO DFO: NG |  |  | N | N |  | OVER | [23 empty] | Y | Y | Y
Vintage1974 | natural gas steam turbine | TRUE | 17718 | Southwestern Public Service Co | 3482 | Jones | TX | Lubbock | 2 | Natural Gas Steam Turbine | ST |  | S | X | X | SPS.JONES2 | SPS.JONES2 | 247.5 | 0.9 | 243 | 243 | 56 | N |  |  | OP | X | 1 | 1974 | 12 | 2034 | N | Electric Utility | 1 | X X X: X; DFO RC RC: NG; DFO SUB SUB: DFO; DFO DFO DFO: NG |  |  | N | N |  | OVER | [23 empty] | Y | Y | Y
Vintage2011 | natural gas peaker | TRUE | 17718 | Southwestern Public Service Co | 3482 | Jones | TX | Lubbock | 3 | Natural Gas Fired Combustion Turbine | GT |  | S | X | X | SPS.JONES3 | SPS.JONES3 | 182.7 | 0.9 | 166 | 183 | 114 | N |  |  | OP | X | 6 | 2011 | 12 | 2056 | N | Electric Utility | 1 | [11 empty] | N | N |  | 1H | [23 empty] | N | N | N | bar: X X X to DFO RC RC; DFO DFO DFO
Vintage2013 | natural gas peaker | TRUE | 17718 | Southwestern Public Service Co | 3482 | Jones | TX | Lubbock | 4 | Natural Gas Fired Combustion Turbine | GT |  | S | X | X | SPS.JONES4 | SPS.JONES4 | 182.7 | 0.9 | 168 | 183 | 116 | N |  |  | OP | X | 5 | 2013 | 12 | 2058 | N | Electric Utility | 1 | [11 empty] | N | N |  | 1H | [23 empty] | N | N | N | bar: X X X to DFO RC RC
Vintage1960 | natural gas steam turbine | TRUE | 17718 | Southwestern Public Service Co | 3484 | Nichols | TX | Potter | 1 | Natural Gas Steam Turbine | ST |  | S | X | X | SPS.NICHOLS1 | SPS.NICHOLS1 | 113.6 | 0.85 | 107 | 107 | 25 | N |  |  | OP | X | 1 | 1960 |  |  | N | Electric Utility | 1 | [11 empty] | N | N |  | OVER | [23 empty] | N | N | bar: X X X to DFO RC RC; DFO DFO DFO
Vintage1962 | natural gas steam turbine | TRUE | 17718 | Southwestern Public Service Co | 3484 | Nichols | TX | Potter | 2 | Natural Gas Steam Turbine | ST |  | S | X | X | SPS.NICHOLS2 | SPS.NICHOLS2 | 113.6 | 0.85 | 106 | 106 | 18 | N |  |  | OP | X | 1 | 1962 | 12 | 2023 | N | Electric Utility | 1 | [11 empty] | N | N |  | OVER | [23 empty] | N | N | bar: X X X to DFO RC RC; DFO DFO DFO
Vintage1968 | natural gas steam turbine | TRUE | 17718 | Southwestern Public Service Co | 3484 | Nichols | TX | Potter | 3 | Natural Gas Steam Turbine | ST |  | S | X | X | SPS.NICHOLS3 | SPS.NICHOLS3 | 247.5 | 0.9 | 244 | 244 | 25 | N |  |  | OP | X | 1 | 1968 | 12 | 2030 | N | Electric Utility | 1 | [11 empty] | N | N |  | OVER | [23 empty] | N | N | bar: X X X to DFO RC RC; DFO DFO DFO
Vintage1952 | natural gas steam turbine | TRUE | 17718 | Southwestern Public Service Co | 3485 | Plant X | TX | Lamb | 1 | Natural Gas Steam Turbine | ST |  | S | X | X | SPS.PLANTX1 | SPS.PLANTX1 | 48 | 0.8 | 38 | 38 | 21 | N |  |  | OP | X | 1 | 1952 |  |  | N | Electric Utility | 1 | [11 empty] | N | N |  | OVER | [23 empty] | N | bar: X X X to DFO RC RC; DFO DFO DFO
Vintage1953 | natural gas steam turbine | TRUE | 17718 | Southwestern Public Service Co | 3485 | Plant X | TX | Lamb | 2 | Natural Gas Steam Turbine | ST |  | S | X | X | SPS.PLANTX2 | SPS.PLANTX2 | 98 | 0.8 | 90 | 90 | 40 | N |  |  | OP | X | 1 | 1953 |  |  | N | Electric Utility | 1 | X X X: X; DFO RC RC: NG; DFO SUB SUB: DFO; DFO DFO DFO: NG |  |  | N | N |  | OVER | [23 empty] | Y | Y | Y
Vintage1955 | natural gas steam turbine | TRUE | 17718 | Southwestern Public Service Co | 3485 | Plant X | TX | Lamb | 3 | Natural Gas Steam Turbine | ST |  | S | X | X | SPS.PLANTX3 | SPS.PLANTX3 | 98 | 0.8 | 93 | 93 | 35 | N |  |  | OP | X | 1 | 1955 | 12 | 2022 | N | Electric Utility | 1 | [11 empty] | N | N |  | OVER | [23 empty] | N | bar: X X X to DFO RC RC; DFO DFO DFO
Vintage1964 | natural gas steam turbine | TRUE | 17718 | Southwestern Public Service Co | 3485 | Plant X | TX | Lamb | 4 | Natural Gas Steam Turbine | ST |  | S | X | X | SPS.PLANTX4 | SPS.PLANTX4 | 190.4 | 0.85 | 190 | 190 | 55 | N |  |  | OP | X | 1 | 1964 | 12 | 2027 | N | Electric Utility | 1 | X X X: X; DFO RC RC: NG; DFO SUB SUB: DFO; DFO DFO DFO: NG |  |  | N | N |  | OVER | [23 empty] | Y | Y | Y
Vintage1960 | natural gas steam turbine | TRUE | 55983 | Luminant Generation Company LLC | 3490 | Graham | TX | Young | 1 | Natural Gas Steam Turbine | ST |  | S | X | X |  |  | 247.7 | 0.85 | 239 | 239 | 46 | N |  |  | OP | X | 12 | 1960 |  |  | N | IPP Non-CHP | 2 | X X X: X; DFO RC RC: NG; DFO SUB SUB: DFO; DFO DFO DFO: NG |  |  | N | N |  | 12H | [23 empty] | N | N | N
Vintage1969 | natural gas steam turbine | TRUE | 55983 | Luminant Generation Company LLC | 3490 | Graham | TX | Young | 2 | Natural Gas Steam Turbine | ST |  | S | X | X |  |  | 387 | 0.9 | 390 | 390 | 26 | N |  |  | OP | X | 6 | 1969 |  |  | N | IPP Non-CHP | 2 | X X X: X; DFO RC RC: NG; DFO SUB SUB: DFO; DFO DFO DFO: NG |  |  | N | N |  | 12H | [23 empty] | N | N | N
Vintage1963 | natural gas steam turbine | TRUE | 6035 | Exelon Power | 3491 | Handley | TX | Tarrant | 3 | Natural Gas Steam Turbine | ST |  | S | X | X | HLSES_UNIT3 | HLSES_UNIT3 | 404.8 | 0.8 | 395 | 395 | 50 | N |  |  | OP | X | 7 | 1963 |  |  | N | IPP Non-CHP | 2 | [11 empty] | N | N | 0 | 12H | [20 empty] | N |  |  | N |  | N | bar: X X X to DFO RC RC; DFO DFO DFO
Vintage1976 | natural gas steam turbine | TRUE | 6035 | Exelon Power | 3491 | Handley | TX | Tarrant | 4 | Natural Gas Steam Turbine | ST |  | S | X | X | HLSES_UNIT4 | HLSES_UNIT4 | 455 | 0.91 | 435 | 435 | 120 | N |  |  | OP | X | 10 | 1976 |  |  | N | IPP Non-CHP | 2 | [11 empty] | N | N |  | 12H | [20 empty] | N |  |  | N | N | N | bar: X X X to DFO RC RC; DFO DFO DFO
Vintage1977 | natural gas steam turbine | TRUE | 6035 | Exelon Power | 3491 | Handley | TX | Tarrant | 5 | Natural Gas Steam Turbine | ST |  | S | X | X | HLSES_UNIT5 | HLSES_UNIT5 | 455 | 0.91 | 435 | 435 | 120 | N |  |  | OP | X | 10 | 1977 |  |  | N | IPP Non-CHP | 2 | [11 empty] | N | N |  | 12H | [20 empty] | N |  |  | N | N | N | bar: X X X to DFO RC RC; DFO DFO DFO
Vintage1988 | natural gas peaker | TRUE | 55983 | Luminant Generation Company LLC | 3492 | Morgan Creek | TX | Mitchell | CT1 | Natural Gas Fired Combustion Turbine | GT |  | S | X | X |  |  | 89.4 | 0.9 | 66 | 82 | 30 | N |  |  | OP | X | 7 | 1988 |  |  | N | IPP Non-CHP | 2 | X X X: X; DFO RC RC: NG; DFO SUB SUB: DFO |  |  | N | N |  | 1H | [23 empty] | Y | N | Y
Vintage1988 | natural gas peaker | TRUE | 55983 | Luminant Generation Company LLC | 3492 | Morgan Creek | TX | Mitchell | CT2 | Natural Gas Fired Combustion Turbine | GT |  | S | X | X |  |  | 89.4 | 0.9 | 65 | 80 | 30 | N |  |  | OP | X | 7 | 1988 |  |  | N | IPP Non-CHP | 2 | X X X: X; DFO RC RC: NG; DFO SUB SUB: DFO |  |  | N | N |  | 1H | [23 empty] | Y | N | Y
Vintage1988 | natural gas peaker | TRUE | 55983 | Luminant Generation Company LLC | 3492 | Morgan Creek | TX | Mitchell | CT3 | Natural Gas Fired Combustion Turbine | GT |  | S | X | X |  |  | 89.4 | 0.9 | 65 | 80 | 30 | N |  |  | OP | X | 8 | 1988 |  |  | N | IPP Non-CHP | 2 | X X X: X; DFO RC RC: NG; DFO SUB SUB: DFO |  |  | N | N |  | 1H | [23 empty] | Y | N | Y
Vintage1988 | natural gas peaker | TRUE | 55983 | Luminant Generation Company LLC | 3492 | Morgan Creek | TX | Mitchell | CT4 | Natural Gas Fired Combustion Turbine | GT |  | S | X | X |  |  | 89.4 | 0.9 | 67 | 81 | 30 | N |  |  | OP | X | 7 | 1988 |  |  | N | IPP Non-CHP | 2 | X X X: X; DFO RC RC: NG; DFO SUB SUB: DFO |  |  | N | N |  | 1H | [23 empty] | Y | N | Y
Vintage1988 | natural gas peaker | TRUE | 55983 | Luminant Generation Company LLC | 3492 | Morgan Creek | TX | Mitchell | CT5 | Natural Gas Fired Combustion Turbine | GT |  | S | X | X |  |  | 89.4 | 0.9 | 67 | 80 | 30 | N |  |  | OP | X | 7 | 1988 |  |  | N | IPP Non-CHP | 2 | X X X: X; DFO RC RC: NG; DFO SUB SUB: DFO |  |  | N | N |  | 1H | [23 empty] | Y | N | Y
Vintage1988 | natural gas peaker | TRUE | 55983 | Luminant Generation Company LLC | 3492 | Morgan Creek | TX | Mitchell | CT6 | Natural Gas Fired Combustion Turbine | GT |  | S | X | X |  |  | 89.4 | 0.9 | 67 | 82 | 30 | N |  |  | OP | X | 7 | 1988 |  |  | N | IPP Non-CHP | 2 | X X X: X; DFO RC RC: NG; DFO SUB SUB: DFO |  |  | N |  |  | 1H | [23 empty] | Y | N | Y
Vintage1988 | natural gas peaker | TRUE | 55983 | Luminant Generation Company LLC | 3494 | Permian Basin | TX | Ward | CT1 | Natural Gas Fired Combustion Turbine | GT |  | S | X | X |  |  | 89.4 | 0.9 | 63 | 79 | 41 | N |  |  | OP | X | 5 | 1988 |  |  | N | IPP Non-CHP | 2 | X X X: X; DFO RC RC: NG; DFO SUB SUB: DFO |  |  | N | N |  | 1H | [23 empty] | Y | N | Y
Vintage1988 | natural gas peaker | TRUE | 55983 | Luminant Generation Company LLC | 3494 | Permian Basin | TX | Ward | CT2 | Natural Gas Fired Combustion Turbine | GT |  | S | X | X |  |  | 89.4 | 0.9 | 64 | 76 | 41 | N |  |  | OP | X | 5 | 1988 |  |  | N | IPP Non-CHP | 2 | X X X: X; DFO RC RC: NG; DFO SUB SUB: DFO |  |  | N | N |  | 1H | [23 empty] | Y | N | Y
Vintage1988 | natural gas peaker | TRUE | 55983 | Luminant Generation Company LLC | 3494 | Permian Basin | TX | Ward | CT3 | Natural Gas Fired Combustion Turbine | GT |  | S | X | X |  |  | 89.4 | 0.9 | 64 | 78 | 41 | N |  |  | OP | X | 5 | 1988 |  |  | N | IPP Non-CHP | 2 | X X X: X; DFO RC RC: NG; DFO SUB SUB: DFO |  |  | N | N |  | 1H | [23 empty] | Y | N | Y
Vintage1990 | natural gas peaker | TRUE | 55983 | Luminant Generation Company LLC | 3494 | Permian Basin | TX | Ward | CT4 | Natural Gas Fired Combustion Turbine | GT |  | S | X | X |  |  | 89.4 | 0.9 | 64 | 75 | 41 | N |  |  | OP | X | 2 | 1990 |  |  | N | IPP Non-CHP | 2 | X X X: X; DFO RC RC: NG; DFO SUB SUB: DFO |  |  | N | N |  | 1H | [23 empty] | Y | N | Y
Vintage1990 | natural gas peaker | TRUE | 55983 | Luminant Generation Company LLC | 3494 | Permian Basin | TX | Ward | CT5 | Natural Gas Fired Combustion Turbine | GT |  | S | X | X |  |  | 89.4 | 0.9 | 65 | 79 | 41 | N |  |  | OP | X | 2 | 1990 |  |  | N | IPP Non-CHP | 2 | X X X: X; DFO RC RC: NG; DFO SUB SUB: DFO |  |  | N | N |  | 1H | [23 empty] | Y | N | Y
Vintage1966 | petroleum | TRUE | 55983 | Luminant Generation Company LLC | 3504 | Stryker Creek | TX | Cherokee | D1 | Petroleum Liquids | IC |  | S | X | X |  |  | 2 | 0.8 | 2 | 2 | 2 | N |  |  | OP | X | 7 | 1966 |  |  | N | IPP Non-CHP | 2 | X X X: X; DFO RC RC: DFO |  |  | N | N |  | 10M | [23 empty] | N | N | N
Vintage1966 | petroleum | TRUE | 55983 | Luminant Generation Company LLC | 3504 | Stryker Creek | TX | Cherokee | D2 | Petroleum Liquids | IC |  | S | X | X |  |  | 2 | 0.8 | 2 | 2 | 2 | N |  |  | OP | X | 7 | 1966 |  |  | N | IPP Non-CHP | 2 | X X X: X; DFO RC RC: DFO |  |  | N | N |  | 10M | [23 empty] | N | N | N
Vintage1966 | petroleum | TRUE | 55983 | Luminant Generation Company LLC | 3504 | Stryker Creek | TX | Cherokee | D3 | Petroleum Liquids | IC |  | S | X | X |  |  | 2 | 0.8 | 2 | 2 | 2 | N |  |  | OP | X | 7 | 1966 |  |  | N | IPP Non-CHP | 2 | X X X: X; DFO RC RC: DFO |  |  | N | N |  | 10M | [23 empty] | N | N | N
Vintage1966 | petroleum | TRUE | 55983 | Luminant Generation Company LLC | 3504 | Stryker Creek | TX | Cherokee | D4 | Petroleum Liquids | IC |  | S | X | X |  |  | 2 | 0.8 | 2 | 2 | 2 | N |  |  | OP | X | 7 | 1966 |  |  | N | IPP Non-CHP | 2 | X X X: X; DFO RC RC: DFO |  |  | N | N |  | 10M | [23 empty] | N | N | N
Vintage1966 | petroleum | TRUE | 55983 | Luminant Generation Company LLC | 3504 | Stryker Creek | TX | Cherokee | D5 | Petroleum Liquids | IC |  | S | X | X |  |  | 2 | 0.8 | 2 | 2 | 2 | N |  |  | OP | X | 7 | 1966 |  |  | N | IPP Non-CHP | 2 | X X X: X; DFO RC RC: DFO |  |  | N | N |  | 10M | [23 empty] | N | N | N
Vintage1958 | natural gas steam turbine | TRUE | 55983 | Luminant Generation Company LLC | 3504 | Stryker Creek | TX | Cherokee | ST1 | Natural Gas Steam Turbine | ST |  | S | X | X |  |  | 176.8 | 0.8 | 167 | 167 | 20 | N |  |  | OP | X | 6 | 1958 |  |  | N | IPP Non-CHP | 2 | X X X: X; DFO RC RC: NG; DFO SUB SUB: DFO; DFO DFO DFO: NG |  |  | N | N |  | OVER | [23 empty] | N | N | N
Vintage1965 | natural gas steam turbine | TRUE | 55983 | Luminant Generation Company LLC | 3504 | Stryker Creek | TX | Cherokee | ST2 | Natural Gas Steam Turbine | ST |  | S | X | X |  |  | 526.6 | 0.9 | 502 | 502 | 35 | N |  |  | OP | X | 12 | 1965 |  |  | N | IPP Non-CHP | 2 | X X X: X; DFO RC RC: NG; DFO SUB SUB: DFO; DFO DFO DFO: NG |  |  | N | N |  | 12H | [23 empty] | N | N | N
Vintage1965 | natural gas steam turbine | TRUE | 55983 | Luminant Generation Company LLC | 3507 | Trinidad (TX) | TX | Henderson | 6 | Natural Gas Steam Turbine | ST |  | S | X | X |  |  | 239.3 | 0.85 | 235 | 235 | 50 | N |  |  | OP | X | 5 | 1965 |  |  | N | IPP Non-CHP | 2 | [11 empty] | N | N |  | 12H | [23 empty] | N | N | N | bar: X X X to DFO RC RC; DFO DFO DFO
Vintage1966 | petroleum | TRUE | 55983 | Luminant Generation Company LLC | 3507 | Trinidad (TX) | TX | Henderson | D1 | Petroleum Liquids | IC |  | S | X | X |  |  | 2 | 0.8 | 2 | 2 | 2 | N |  |  | OP | X | 8 | 1966 |  |  | N | IPP Non-CHP | 2 | X X X: X; DFO RC RC: DFO |  |  | N | N |  | 10M | [23 empty] | N
Vintage1966 | petroleum | TRUE | 55983 | Luminant Generation Company LLC | 3507 | Trinidad (TX) | TX | Henderson | D2 | Petroleum Liquids | IC |  | S | X | X |  |  | 2 | 0.8 | 2 | 2 | 2 | N |  |  | OP | X | 8 | 1966 |  |  | N | IPP Non-CHP | 2 | X X X: X; DFO RC RC: DFO |  |  | N | N |  | 10M | [23 empty] | N
Vintage1978 | natural gas steam turbine | TRUE | 1015 | Austin Energy | 3548 | Decker Creek | TX | Travis | 2 | Natural Gas Steam Turbine | ST |  | S | X | X |  |  | 405 | 0.9 | 404 | 448 | 50 | N |  |  | OP | X | 1 | 1978 | 3 | 2022 | N | Electric Utility | 1 | X X X: X; DFO RC RC: NG; DFO DFO DFO: DFO | [5 empty] | 12H | [23 empty] | N | N | N
Vintage1988 | natural gas peaker | TRUE | 1015 | Austin Energy | 3548 | Decker Creek | TX | Travis | GT1 | Natural Gas Fired Combustion Turbine | GT |  | S | X | X |  |  | 51.5 | 0.9 | 52 | 60 | 49 | N |  |  | OP | X | 9 | 1988 |  |  | N | Electric Utility | 1 | [14 empty] | 10M | [23 empty] | N | N | N | bar: X X X to DFO RC RC
Vintage1988 | natural gas peaker | TRUE | 1015 | Austin Energy | 3548 | Decker Creek | TX | Travis | GT2 | Natural Gas Fired Combustion Turbine | GT |  | S | X | X |  |  | 51.5 | 0.9 | 52 | 60 | 49 | N |  |  | OP | X | 9 | 1988 |  |  | N | Electric Utility | 1 | [14 empty] | 10M | [23 empty] | N |  | N | bar: X X X to DFO RC RC
Vintage1988 | natural gas peaker | TRUE | 1015 | Austin Energy | 3548 | Decker Creek | TX | Travis | GT3 | Natural Gas Fired Combustion Turbine | GT |  | S | X | X |  |  | 51.5 | 0.9 | 52 | 60 | 49 | N |  |  | OP | X | 9 | 1988 |  |  | N | Electric Utility | 1 | [14 empty] | 10M | [23 empty] | N |  | N | bar: X X X to DFO RC RC
Vintage1988 | natural gas peaker | TRUE | 1015 | Austin Energy | 3548 | Decker Creek | TX | Travis | GT4 | Natural Gas Fired Combustion Turbine | GT |  | S | X | X |  |  | 51.5 | 0.9 | 52 | 60 | 49 | N |  |  | OP | X | 9 | 1988 |  |  | N | Electric Utility | 1 | [14 empty] | 10M | [23 empty] | N |  | N | bar: X X X to DFO RC RC
Vintage2004 | natural gas peaker | TRUE | 2409 | Brownsville Public Utilities Board | 3559 | Silas Ray | TX | Cameron | 10 | Natural Gas Fired Combustion Turbine | GT |  | S | X | X | SILASRAY_SILAS_10 | SILASRAY_SILAS_10 | 61 | 0.85 | 45 | 48 | 15 | N |  |  | OP | X | 12 | 2004 |  |  | N | Electric Utility | 1 | [11 empty] | N |  |  | 1H | [23 empty] | N | bar: X X X to DFO RC RC
Vintage1959 | natural gas combined cycle | TRUE | 2409 | Brownsville Public Utilities Board | 3559 | Silas Ray | TX | Cameron | 6 | Natural Gas Fired Combined Cycle | CA | CC1 | S | Y | X | SILASRAY_SILAS_CC1_2 | SILASRAY_SILAS_CC1_2 | 25 | 0.85 | 20 | 20 | 15 | N |  |  | OP | X | 5 | 1959 |  |  | N | Electric Utility | 1 | [11 empty] | N | N |  | 12H | [23 empty] | N |  | N | bar: X X X to DFO RC RC
Vintage1996 | natural gas combined cycle | TRUE | 2409 | Brownsville Public Utilities Board | 3559 | Silas Ray | TX | Cameron | 9 | Natural Gas Fired Combined Cycle | CT | CC1 | S | X | Y | SILASRAY_SILAS_CC1_1 | SILASRAY_SILAS_CC1_1 | 50 | 0.85 | 42 | 52 | 32 | N |  |  | OP | X | 6 | 1996 |  |  | N | Electric Utility | 1 | [11 empty] | N | N |  | 1H | [23 empty] | N | N | N | bar: X X X to DFO RC RC
Vintage2001 | petroleum | TRUE | 2409 | Brownsville Public Utilities Board | 3559 | Silas Ray | TX | Cameron | DG-3a | Petroleum Liquids | IC |  | S | X | X |  |  | 1.3 | 0.8 | 1 | 1 | 1 | N |  |  | SB | Y | 11 | 2001 |  |  | N | Electric Utility | 1 | X X X: X; DFO RC RC: DFO |  |  | N | N |  | 10M | [23 empty] | N
Vintage2001 | petroleum | TRUE | 2409 | Brownsville Public Utilities Board | 3559 | Silas Ray | TX | Cameron | DG-3b | Petroleum Liquids | IC |  | S | X | X |  |  | 1.3 | 0.8 | 1 | 1 | 1 | N |  |  | SB | Y | 11 | 2001 |  |  | N | Electric Utility | 1 | X X X: X; DFO RC RC: DFO |  |  | N | N |  | 10M | [23 empty] | N
Vintage2001 | petroleum | TRUE | 2409 | Brownsville Public Utilities Board | 3559 | Silas Ray | TX | Cameron | DG-4 | Petroleum Liquids | IC |  | S | X | X |  |  | 1.3 | 0.8 | 1 | 1 | 1 | N |  |  | SB | Y | 11 | 2001 |  |  | N | Electric Utility | 1 | X X X: X; DFO RC RC: DFO |  |  | N | N |  | 10M | [23 empty] | N
Vintage2001 | petroleum | TRUE | 2409 | Brownsville Public Utilities Board | 3559 | Silas Ray | TX | Cameron | DG-6a | Petroleum Liquids | IC |  | S | X | X |  |  | 1.3 | 0.8 | 1 | 1 | 1 | N |  |  | SB | N | 11 | 2001 |  |  | N | Electric Utility | 1 | X X X: X; DFO RC RC: DFO |  |  | N | N |  | 10M | [23 empty] | N
Vintage2001 | petroleum | TRUE | 2409 | Brownsville Public Utilities Board | 3559 | Silas Ray | TX | Cameron | DG-6b | Petroleum Liquids | IC |  | S | X | X |  |  | 1.3 | 0.8 | 1 | 1 | 1 | N |  |  | SB | N | 11 | 2001 |  |  | N | Electric Utility | 1 | X X X: X; DFO RC RC: DFO |  |  | N | N |  | 10M | [23 empty] | N
Vintage1975 | natural gas peaker | TRUE | 2442 | City of Bryan - (TX) | 3561 | Bryan (TX) | TX | Brazos | 7 | Natural Gas Fired Combustion Turbine | GT |  | S | X | X | ATK ATKG |  | 22 | 0.9 | 21 | 21 | 5 | N |  |  | OP | X | 5 | 1975 |  |  | N | Electric Utility | 1 | [11 empty] | N | N |  | 1H |  |  |  |  | N | [18 empty] | N | N | N | bar: X X X to DFO RC RC; DFO DFO DFO
Vintage1967 | natural gas steam turbine | TRUE | 6958 | City of Garland - (TX) | 3576 | Ray Olinger | TX | Collin | 1 | Natural Gas Steam Turbine | ST |  | S | X | X |  |  | 75 | 0.85 | 75 | 75 | 10 | N |  |  | OP | X | 7 | 1967 |  |  | N | Electric Utility | 1 | [14 empty] | OVER | [23 empty] | N | bar: X X X to DFO RC RC; DFO DFO DFO
Vintage1971 | natural gas steam turbine | TRUE | 6958 | City of Garland - (TX) | 3576 | Ray Olinger | TX | Collin | 2 | Natural Gas Steam Turbine | ST |  | S | X | X |  |  | 113.4 | 0.85 | 107 | 107 | 20 | N |  |  | OP | X | 1 | 1971 |  |  | N | Electric Utility | 1 | [14 empty] | OVER | [23 empty] | N | bar: X X X to DFO RC RC; DFO DFO DFO
Vintage1976 | natural gas steam turbine | TRUE | 6958 | City of Garland - (TX) | 3576 | Ray Olinger | TX | Collin | 3 | Natural Gas Steam Turbine | ST |  | S | X | X |  |  | 156.6 | 0.9 | 138 | 138 | 25 | N |  |  | OP | X | 6 | 1976 |  |  | N | Electric Utility | 1 | [14 empty] | OVER | [23 empty] | N | bar: X X X to DFO RC RC; DFO DFO DFO
Vintage2001 | natural gas peaker | TRUE | 6958 | City of Garland - (TX) | 3576 | Ray Olinger | TX | Collin | 4 | Natural Gas Fired Combustion Turbine | GT |  | S | X | X |  |  | 82.7 | 0.85 | 75 | 81 | 55 | N |  |  | OP | X | 7 | 2001 |  |  | N | Electric Utility | 1 | [14 empty] | 1H | [23 empty] | N | bar: X X X to DFO RC RC
Vintage1927 | hydro | TRUE | 7751 | Guadalupe Blanco River Authority | 3581 | Abbott TP 3 | TX | Guadalupe | 1 | Conventional Hydroelectric | HY |  | S | X | X |  |  | 1.4 | 0.8 | 1.4 | 1.4 | 1.1 | N |  |  | OP | X | 1 | 1927 |  |  | N | Electric Utility | 1 | X X X: X; DFO RC RC: WAT |  |  | N | N |  | 1H | [23 empty] | N
Vintage1927 | hydro | TRUE | 7751 | Guadalupe Blanco River Authority | 3581 | Abbott TP 3 | TX | Guadalupe | 2 | Conventional Hydroelectric | HY |  | S | X | X |  |  | 1.4 | 0.8 | 1.4 | 1.4 | 1.1 | N |  |  | OP | X | 1 | 1927 |  |  | N | Electric Utility | 1 | X X X: X; DFO RC RC: WAT |  |  | N | N |  | 1H | [23 empty] | N
Vintage1927 | hydro | TRUE | 7751 | Guadalupe Blanco River Authority | 3582 | Dunlap TP 1 | TX | Guadalupe | 1 | Conventional Hydroelectric | HY |  | S | X | X |  |  | 1.8 | 0.8 | 1.8 | 1.8 | 1.7 | N |  |  | OS | X | 1 | 1927 |  |  | N | Electric Utility | 1 | X X X: X; DFO RC RC: WAT |  |  | N | N |  | 1H | [23 empty] | N
Vintage1927 | hydro | TRUE | 7751 | Guadalupe Blanco River Authority | 3582 | Dunlap TP 1 | TX | Guadalupe | 2 | Conventional Hydroelectric | HY |  | S | X | X |  |  | 1.8 | 0.8 | 1.8 | 1.8 | 1.7 | N |  |  | OS | X | 1 | 1927 |  |  | N | Electric Utility | 1 | X X X: X; DFO RC RC: WAT |  |  | N | N |  | 1H | [23 empty] | N
Vintage1931 | hydro | TRUE | 7751 | Guadalupe Blanco River Authority | 3583 | H 4 | TX | Gonzales | 1 | Conventional Hydroelectric | HY |  | S | X | X |  |  | 2.4 | 0.8 | 2.4 | 2.4 | 0.5 | N |  |  | OP | X | 1 | 1931 |  |  | N | Electric Utility | 1 | X X X: X; DFO RC RC: WAT |  |  | N | N |  | 1H | [23 empty] | N
Vintage1931 | hydro | TRUE | 7751 | Guadalupe Blanco River Authority | 3584 | H 5 | TX | Gonzales | 1 | Conventional Hydroelectric | HY |  | S | X | X |  |  | 2.4 | 0.8 | 2.4 | 2.4 | 0.5 | N |  |  | OS | X | 1 | 1931 |  |  | N | Electric Utility | 1 | X X X: X; DFO RC RC: WAT |  |  | N | N |  | 1H | [23 empty] | N
Vintage1927 | hydro | TRUE | 7751 | Guadalupe Blanco River Authority | 3585 | Nolte | TX | Guadalupe | 1 | Conventional Hydroelectric | HY |  | S | X | X |  |  | 1.2 | 0.8 | 1.2 | 1.2 | 0.6 | N |  |  | OP | X | 1 | 1927 |  |  | N | Electric Utility | 1 | X X X: X; DFO RC RC: WAT |  |  | N | N |  | 1H | [23 empty] | N
Vintage1927 | hydro | TRUE | 7751 | Guadalupe Blanco River Authority | 3585 | Nolte | TX | Guadalupe | 2 | Conventional Hydroelectric | HY |  | S | X | X |  |  | 1.2 | 0.8 | 1.2 | 1.2 | 0.6 | N |  |  | OP | X | 1 | 1927 |  |  | N | Electric Utility | 1 | X X X: X; DFO RC RC: WAT |  |  | N | N |  | 1H | [23 empty] | N
Vintage1932 | hydro | TRUE | 7751 | Guadalupe Blanco River Authority | 3586 | TP 4 | TX | Guadalupe | 1 | Conventional Hydroelectric | HY |  | S | X | X |  |  | 2.4 | 0.8 | 2.4 | 2.4 | 0.5 | N |  |  | OP | X | 1 | 1932 |  |  | N | Electric Utility | 1 | X X X: X; DFO RC RC: WAT | [5 empty] | 1H | [23 empty] | N
Vintage1940 | hydro | TRUE | 11269 | Lower Colorado River Authority | 3594 | Austin | TX | Travis | 1 | Conventional Hydroelectric | HY |  | S | X | X |  |  | 9 | 1 | 8.2 | 8.2 | 7 | N |  |  | OP | X | 4 | 1940 |  |  | N | Electric Utility | 1 | X X X: X; DFO RC RC: WAT |  |  | N | N |  | 10M | [20 empty] | N |  |  | N
Vintage1940 | hydro | TRUE | 11269 | Lower Colorado River Authority | 3594 | Austin | TX | Travis | 2 | Conventional Hydroelectric | HY |  | S | X | X |  |  | 9 | 1 | 8.8 | 8.8 | 7 | N |  |  | OP | X | 4 | 1940 |  |  | N | Electric Utility | 1 | X X X: X; DFO RC RC: WAT |  |  | N | N |  | 10M | [20 empty] | N |  |  | N
Vintage1938 | hydro | TRUE | 11269 | Lower Colorado River Authority | 3595 | Buchanan Dam (TX) | TX | Llano | 1 | Conventional Hydroelectric | HY |  | S | X | X |  |  | 18.3 | 1 | 18.3 | 18.3 | 11 | N |  |  | OP | X | 1 | 1938 |  |  | N | Electric Utility | 1 | X X X: X; DFO RC RC: WAT |  |  | N | N |  | 10M | [20 empty] | N |  |  | N
Vintage1938 | hydro | TRUE | 11269 | Lower Colorado River Authority | 3595 | Buchanan Dam (TX) | TX | Llano | 2 | Conventional Hydroelectric | HY |  | S | X | X |  |  | 18.3 | 1 | 18.3 | 18.3 | 11 | N |  |  | OP | X | 1 | 1938 |  |  | N | Electric Utility | 1 | X X X: X; DFO RC RC: WAT |  |  | N | N |  | 10M | [20 empty] | N |  |  | N
Vintage1950 | hydro | TRUE | 11269 | Lower Colorado River Authority | 3595 | Buchanan Dam (TX) | TX | Llano | 3 | Conventional Hydroelectric | HY |  | S | X | X |  |  | 18.3 | 1 | 18.3 | 18.3 | 11 | N |  |  | OP | X | 5 | 1950 |  |  | N | Electric Utility | 1 | X X X: X; DFO RC RC: WAT |  |  | N | N |  | 10M | [20 empty] | N |  |  | N
Vintage1951 | hydro | TRUE | 11269 | Lower Colorado River Authority | 3597 | Granite Shoals | TX | Burnet | 1 | Conventional Hydroelectric | HY |  | S | X | X |  |  | 27 | 0.9 | 27 | 27 | 23 | N |  |  | OP | X | 6 | 1951 |  |  | N | Electric Utility | 1 | X X X: X; DFO RC RC: WAT |  |  | N | N |  | 10M | [20 empty] | N |  |  | N
Vintage1951 | hydro | TRUE | 11269 | Lower Colorado River Authority | 3597 | Granite Shoals | TX | Burnet | 2 | Conventional Hydroelectric | HY |  | S | X | X |  |  | 27 | 0.9 | 27 | 27 | 23 | N |  |  | OP | X | 8 | 1951 |  |  | N | Electric Utility | 1 | X X X: X; DFO RC RC: WAT |  |  | N | N |  | 10M | [20 empty] | N |  |  | N
Vintage1938 | hydro | TRUE | 11269 | Lower Colorado River Authority | 3598 | Inks | TX | Burnet | 1 | Conventional Hydroelectric | HY |  | S | X | X |  |  | 15 | 1 | 13.8 | 13.8 | 7 | N |  |  | OP | X | 1 | 1938 |  |  | N | Electric Utility | 1 | X X X: X; DFO RC RC: WAT |  |  | N | N |  | 10M | [20 empty] | N |  |  | N
Vintage1951 | hydro | TRUE | 11269 | Lower Colorado River Authority | 3599 | Marble Falls | TX | Burnet | 1 | Conventional Hydroelectric | HY |  | S | X | X |  |  | 19.8 | 0.9 | 19.8 | 19.8 | 9 | N |  |  | OP | X | 10 | 1951 |  |  | N | Electric Utility | 1 | X X X: X; DFO RC RC: WAT |  |  | N | N |  | 10M | [20 empty] | N |  |  | N
Vintage1951 | hydro | TRUE | 11269 | Lower Colorado River Authority | 3599 | Marble Falls | TX | Burnet | 2 | Conventional Hydroelectric | HY |  | S | X | X |  |  | 19.8 | 0.9 | 19.8 | 19.8 | 9 | N |  |  | OP | X | 9 | 1951 |  |  | N | Electric Utility | 1 | X X X: X; DFO RC RC: WAT |  |  | N | N |  | 10M | [20 empty] | N |  |  | N
Vintage1941 | hydro | TRUE | 11269 | Lower Colorado River Authority | 3600 | Marshall Ford | TX | Travis | 1 | Conventional Hydroelectric | HY |  | S | X | X |  |  | 36 | 1 | 36 | 36 | 15 | N |  |  | OP | X | 1 | 1941 |  |  | N | Electric Utility | 1 | X X X: X; DFO RC RC: WAT |  |  | N | N |  | 10M | [20 empty] | N |  |  | N
Vintage1941 | hydro | TRUE | 11269 | Lower Colorado River Authority | 3600 | Marshall Ford | TX | Travis | 2 | Conventional Hydroelectric | HY |  | S | X | X |  |  | 36 | 1 | 36 | 36 | 20 | N |  |  | OP | X | 1 | 1941 |  |  | N | Electric Utility | 1 | X X X: X; DFO RC RC: WAT |  |  | N | N |  | 10M | [20 empty] | N |  |  | N
Vintage1941 | hydro | TRUE | 11269 | Lower Colorado River Authority | 3600 | Marshall Ford | TX | Travis | 3 | Conventional Hydroelectric | HY |  | S | X | X |  |  | 36 | 1 | 36 | 36 | 15 | N |  |  | OP | X | 1 | 1941 |  |  | N | Electric Utility | 1 | X X X: X; DFO RC RC: WAT |  |  | N | N |  | 10M | [20 empty] | N |  |  | N
Vintage1965 | natural gas steam turbine | TRUE | 11269 | Lower Colorado River Authority | 3601 | Sim Gideon | TX | Bastrop | 1 | Natural Gas Steam Turbine | ST |  | S | X | X |  |  | 136 | 0.85 | 136 | 140 | 19 | N |  |  | OP | X | 5 | 1965 |  |  | N | Electric Utility | 1 | [11 empty] | N | N |  | 12H | [20 empty] | N |  |  | N | N | N | bar: X X X to DFO RC RC; DFO DFO DFO
Vintage1968 | natural gas steam turbine | TRUE | 11269 | Lower Colorado River Authority | 3601 | Sim Gideon | TX | Bastrop | 2 | Natural Gas Steam Turbine | ST |  | S | X | X |  |  | 136 | 0.85 | 136 | 140 | 19 | N |  |  | OP | X | 3 | 1968 |  |  | N | Electric Utility | 1 | [11 empty] | N | N |  | 12H | [20 empty] | N |  |  | N | N | N | bar: X X X to DFO RC RC; DFO DFO DFO
Vintage1972 | natural gas steam turbine | TRUE | 11269 | Lower Colorado River Authority | 3601 | Sim Gideon | TX | Bastrop | 3 | Natural Gas Steam Turbine | ST |  | S | X | X |  |  | 351 | 0.9 | 335 | 340 | 57 | N |  |  | OP | X | 5 | 1972 |  |  | N | Electric Utility | 1 | [11 empty] | N | N |  | 12H | [20 empty] | N |  |  | N | N | N | bar: X X X to DFO RC RC; DFO DFO DFO
Vintage1965 | natural gas steam turbine | TRUE | 11292 | City of Lubbock - (TX) | 3602 | Ty Cooke | TX | Lubbock | 1 | Natural Gas Steam Turbine | ST |  | S | X | X |  |  | 44 | 0.9 | 42 | 42 | 25 | N |  |  | OA | X | 6 | 1965 |  |  | N | Electric Utility | 1 | [11 empty] | N | N |  | 12H | [23 empty] | N | N | N | bar: X X X to DFO RC RC; DFO DFO DFO
Vintage1978 | natural gas steam turbine | TRUE | 11292 | City of Lubbock - (TX) | 3602 | Ty Cooke | TX | Lubbock | 2 | Natural Gas Steam Turbine | ST |  | S | X | X |  |  | 53.6 | 0.9 | 46 | 46 | 25 | N |  |  | OA | X | 6 | 1978 |  |  | N | Electric Utility | 1 | [11 empty] | N | N |  | 12H | [23 empty] | N | N | N | bar: X X X to DFO RC RC; DFO DFO DFO
Vintage1971 | natural gas peaker | TRUE | 11292 | City of Lubbock - (TX) | 3602 | Ty Cooke | TX | Lubbock | GT2 | Natural Gas Fired Combustion Turbine | GT |  | S | X | X |  |  | 18.5 | 0.9 | 16 | 18.5 | 16 | N |  |  | OP | X | 6 | 1971 |  |  | N | Electric Utility | 1 | [11 empty] | N | N |  | 1H | [23 empty] | N | N | N | bar: X X X to DFO RC RC
Vintage1974 | natural gas peaker | TRUE | 11292 | City of Lubbock - (TX) | 3602 | Ty Cooke | TX | Lubbock | GT3 | Natural Gas Fired Combustion Turbine | GT |  | S | X | X |  |  | 22 | 0.9 | 16 | 18 | 16 | N |  |  | OA | X | 7 | 1974 |  |  | N | Electric Utility | 1 | [11 empty] | N | N |  | 1H | [23 empty] | N | N | N | bar: X X X to DFO RC RC
Vintage1957 | natural gas combined cycle | TRUE | 11292 | City of Lubbock - (TX) | 3604 | J Robert Massengale | TX | Lubbock | 6A | Natural Gas Fired Combined Cycle | CA | MGL8 | S | Y | X |  |  | 22 | 0.9 | 18 | 18 | 10 | N |  |  | OP | X | 6 | 1957 |  |  | N | Electric Utility | 1 | [11 empty] | N | N |  | 12H | [23 empty] | N | N | N | bar: X X X to DFO RC RC
Vintage1959 | natural gas combined cycle | TRUE | 11292 | City of Lubbock - (TX) | 3604 | J Robert Massengale | TX | Lubbock | 7 | Natural Gas Fired Combined Cycle | CA | MGL8 | S | Y | X |  |  | 22 | 0.9 | 18 | 18 | 10 | N |  |  | OP | X | 3 | 1959 |  |  | N | Electric Utility | 1 | [11 empty] | N | N |  | 12H | [23 empty] | N | N | N | bar: X X X to DFO RC RC
Vintage2000 | natural gas combined cycle | TRUE | 11292 | City of Lubbock - (TX) | 3604 | J Robert Massengale | TX | Lubbock | 8 | Natural Gas Fired Combined Cycle | CT | MGL8 | S | X | N |  |  | 40 | 0.9 | 38 | 42 | 30 | N |  |  | OP | X | 9 | 2000 |  |  | N | Electric Utility | 1 | [11 empty] | N | N |  | 12H | [23 empty] | N | N | N | bar: X X X to DFO RC RC
Vintage2004 | natural gas peaker | TRUE | 16604 | City of San Antonio - (TX) | 3609 | Leon Creek | TX | Bexar | CGT1 | Natural Gas Fired Combustion Turbine | GT |  | S | X | X | LEONLCPCT1_2 | LEONLCPCT1_2 | 57.4 | 0.85 | 46 | 46 | 20 | N |  |  | OP | X | 6 | 2004 |  |  | N | Electric Utility | 1 | [11 empty] | N | N |  | 1H | [23 empty] | N |  | N | bar: X X X to DFO RC RC
Vintage2004 | natural gas peaker | TRUE | 16604 | City of San Antonio - (TX) | 3609 | Leon Creek | TX | Bexar | CGT2 | Natural Gas Fired Combustion Turbine | GT |  | S | X | X | LEONLCPCT1_2 | LEONLCPCT1_2 | 57.4 | 0.85 | 46 | 46 | 20 | N |  |  | OP | X | 6 | 2004 |  |  | N | Electric Utility | 1 | [11 empty] | N | N |  | 1H | [23 empty] | N |  | N | bar: X X X to DFO RC RC
Vintage2004 | natural gas peaker | TRUE | 16604 | City of San Antonio - (TX) | 3609 | Leon Creek | TX | Bexar | CGT3 | Natural Gas Fired Combustion Turbine | GT |  | S | X | X | LEONLCPCT3_4 | LEONLCPCT3_4 | 57.4 | 0.85 | 46 | 46 | 20 | N |  |  | OP | X | 6 | 2004 |  |  | N | Electric Utility | 1 | [11 empty] | N | N |  | 1H | [23 empty] | N |  | N | bar: X X X to DFO RC RC
Vintage2004 | natural gas peaker | TRUE | 16604 | City of San Antonio - (TX) | 3609 | Leon Creek | TX | Bexar | CGT4 | Natural Gas Fired Combustion Turbine | GT |  | S | X | X | LEONLCPCT3_4 | LEONLCPCT3_4 | 57.4 | 0.85 | 46 | 46 | 20 | N |  |  | OP | X | 6 | 2004 |  |  | N | Electric Utility | 1 | [11 empty] | N | N |  | 1H | [23 empty] | N |  | N | bar: X X X to DFO RC RC
Vintage1972 | natural gas steam turbine | TRUE | 16604 | City of San Antonio - (TX) | 3611 | O W Sommers | TX | Bexar | 1 | Natural Gas Steam Turbine | ST |  | S | X | X | CALAVER_OWS1 | CALAVER_OWS1 | 446 | 0.9 | 420 | 420 | 70 | N |  |  | OP | X | 4 | 1972 | 12 | 2026 | N | Electric Utility | 1 | [11 empty] | N | N |  | OVER | [23 empty] | N | N | N | bar: X X X to DFO RC RC; DFO DFO DFO
Vintage1974 | natural gas steam turbine | TRUE | 16604 | City of San Antonio - (TX) | 3611 | O W Sommers | TX | Bexar | 2 | Natural Gas Steam Turbine | ST |  | S | X | X | CALAVER_OWS2 | CALAVER_OWS2 | 446 | 0.9 | 410 | 410 | 70 | N |  |  | OP | X | 1 | 1974 | 12 | 2028 | N | Electric Utility | 1 | [11 empty] | N | N |  | OVER | [23 empty] | N | N | N | bar: X X X to DFO RC RC; DFO DFO DFO
Vintage1966 | natural gas steam turbine | TRUE | 16604 | City of San Antonio - (TX) | 3612 | V H Braunig | TX | Bexar | 1 | Natural Gas Steam Turbine | ST |  | S | X | X | BRAUNIG_VHB1 | BRAUNIG_VHB1 | 225 | 0.85 | 217 | 217 | 60 | N |  |  | OP | X | 3 | 1966 | 12 | 2024 | N | Electric Utility | 1 | [11 empty] | N | N |  | 12H | [23 empty] | N | N | N | bar: X X X to DFO RC RC; DFO DFO DFO
Vintage1968 | natural gas steam turbine | TRUE | 16604 | City of San Antonio - (TX) | 3612 | V H Braunig | TX | Bexar | 2 | Natural Gas Steam Turbine | ST |  | S | X | X | BRAUNIG_VHB2 | BRAUNIG_VHB2 | 252 | 0.85 | 230 | 230 | 60 | N |  |  | OP | X | 4 | 1968 | 12 | 2024 | N | Electric Utility | 1 | [11 empty] | N | N |  | 12H | [23 empty] | N | N | N | bar: X X X to DFO RC RC; DFO DFO DFO
Vintage1970 | natural gas steam turbine | TRUE | 16604 | City of San Antonio - (TX) | 3612 | V H Braunig | TX | Bexar | 3 | Natural Gas Steam Turbine | ST |  | S | X | X | BRAUNIG_VHB3 | BRAUNIG_VHB3 | 417 | 0.85 | 412 | 412 | 70 | N |  |  | OP | X | 5 | 1970 | 12 | 2024 | N | Electric Utility | 1 | [11 empty] | N | N |  | 12H | [23 empty] | N | N | N | bar: X X X to DFO RC RC; DFO DFO DFO
Vintage2010 | natural gas peaker | TRUE | 16604 | City of San Antonio - (TX) | 3612 | V H Braunig | TX | Bexar | 5 | Natural Gas Fired Combustion Turbine | GT |  | S | X | X | BR_VHB6CT5_6 | BR_VHB6CT5_6 | 61 | 0.85 | 48 | 48 | 20 | N |  |  | OP | X | 12 | 2010 |  |  | N | Electric Utility | 1 | X X X: X; DFO RC RC: NG; DFO SUB SUB: DFO |  |  | N | N |  | 1H | [23 empty] | Y | N | Y
Vintage2010 | natural gas peaker | TRUE | 16604 | City of San Antonio - (TX) | 3612 | V H Braunig | TX | Bexar | 6 | Natural Gas Fired Combustion Turbine | GT |  | S | X | X | BR_VHB6CT5_6 | BR_VHB6CT5_6 | 61 | 0.85 | 48 | 48 | 20 | N |  |  | OP | X | 12 | 2010 |  |  | N | Electric Utility | 1 | X X X: X; DFO RC RC: NG; DFO SUB SUB: DFO |  |  | N | N |  | 1H | [23 empty] | Y | N | Y
Vintage2010 | natural gas peaker | TRUE | 16604 | City of San Antonio - (TX) | 3612 | V H Braunig | TX | Bexar | 7 | Natural Gas Fired Combustion Turbine | GT |  | S | X | X | BR_VHB6CT7_8 | BR_VHB6CT7_8 | 61 | 0.85 | 48 | 48 | 20 | N |  |  | OP | X | 12 | 2010 |  |  | N | Electric Utility | 1 | X X X: X; DFO RC RC: NG; DFO SUB SUB: DFO |  |  | N | N |  | 1H | [23 empty] | Y | N | Y
Vintage2010 | natural gas peaker | TRUE | 16604 | City of San Antonio - (TX) | 3612 | V H Braunig | TX | Bexar | 8 | Natural Gas Fired Combustion Turbine | GT |  | S | X | X | BR_VHB6CT7_8 | BR_VHB6CT7_8 | 61 | 0.85 | 47 | 47 | 20 | N |  |  | OP | X | 12 | 2010 |  |  | N | Electric Utility | 1 | X X X: X; DFO RC RC: NG; DFO SUB SUB: DFO |  |  | N | N |  | 1H | [23 empty] | Y | N | Y
Vintage1968 | natural gas steam turbine | TRUE | 2172 | Brazos Electric Power Coop Inc | 3628 | R W Miller | TX | Palo Pinto | 1 | Natural Gas Steam Turbine | ST |  | S | X | X | MIL_MILG1_2 | MIL_MILG1_2 | 66 | 0.85 | 66 | 66 | 20 | N |  |  | OS | X | 10 | 1968 |  |  | N | Electric Utility | 1 | [11 empty] | N | N |  | 12H |  |  |  |  | N | [18 empty] | N |  | N | bar: X X X to DFO RC RC; DFO DFO DFO
Vintage1972 | natural gas steam turbine | TRUE | 2172 | Brazos Electric Power Coop Inc | 3628 | R W Miller | TX | Palo Pinto | 2 | Natural Gas Steam Turbine | ST |  | S | X | X | MIL_MILG1_2 | MIL_MILG1_2 | 100 | 0.85 | 100 | 100 | 38 | N |  |  | OP | X | 7 | 1972 |  |  | N | Electric Utility | 1 | X X X: X; DFO RC RC: NG; DFO SUB SUB: DFO; DFO DFO DFO: NG |  |  | N | N |  | 12H |  |  |  |  | N | [18 empty] | Y | Y | Y
Vintage1975 | natural gas steam turbine | TRUE | 2172 | Brazos Electric Power Coop Inc | 3628 | R W Miller | TX | Palo Pinto | 3 | Natural Gas Steam Turbine | ST |  | S | X | X | MIL_MILG345 | MIL_MILG345 | 200 | 0.9 | 200 | 200 | 40 | N |  |  | OP | X | 8 | 1975 |  |  | N | Electric Utility | 1 | X X X: X; DFO RC RC: NG; DFO SUB SUB: DFO; DFO DFO DFO: NG |  |  | N | N |  | 12H |  |  |  |  | N | [18 empty] | Y | Y | Y
Vintage1994 | natural gas peaker | TRUE | 2172 | Brazos Electric Power Coop Inc | 3628 | R W Miller | TX | Palo Pinto | 4 | Natural Gas Fired Combustion Turbine | GT |  | S | X | X | MIL_MILG345 | MIL_MILG345 | 118.8 | 0.9 | 104 | 104 | 35 | N |  |  | OP | X | 7 | 1994 |  |  | N | Electric Utility | 1 | X X X: X; DFO RC RC: NG; DFO SUB SUB: DFO |  |  | N | N |  | 1H |  |  |  |  | N | [18 empty] | Y | Y | Y
Vintage1994 | natural gas peaker | TRUE | 2172 | Brazos Electric Power Coop Inc | 3628 | R W Miller | TX | Palo Pinto | 5 | Natural Gas Fired Combustion Turbine | GT |  | S | X | X | MIL_MILG345 | MIL_MILG345 | 118.8 | 0.9 | 104 | 104 | 35 | N |  |  | OP | X | 7 | 1994 |  |  | N | Electric Utility | 1 | X X X: X; DFO RC RC: NG; DFO SUB SUB: DFO |  |  | N | N |  | 1H |  |  |  |  | N | [18 empty] | Y | Y | Y
Vintage2010 | natural gas peaker | TRUE | 17583 | South Texas Electric Coop, Inc | 3630 | Pearsall | TX | Frio | 10A | Natural Gas Internal Combustion Engine | IC |  | S | X | X | PEARSA_1_24 |  | 8.4 | 0.8 | 8.4 | 8.4 | 4 | N |  |  | OP | X | 3 | 2010 |  |  | N | Electric Utility | 1 | [11 empty] | N | N |  | 10M | [23 empty] | N | bar: X X X to DFO RC RC
Vintage2010 | natural gas peaker | TRUE | 17583 | South Texas Electric Coop, Inc | 3630 | Pearsall | TX | Frio | 11A | Natural Gas Internal Combustion Engine | IC |  | S | X | X | PEARSA_1_24 |  | 8.4 | 0.8 | 8.4 | 8.4 | 4 | N |  |  | OP | X | 3 | 2010 |  |  | N | Electric Utility | 1 | [11 empty] | N | N |  | 10M | [23 empty] | N | bar: X X X to DFO RC RC
Vintage2010 | natural gas peaker | TRUE | 17583 | South Texas Electric Coop, Inc | 3630 | Pearsall | TX | Frio | 12A | Natural Gas Internal Combustion Engine | IC |  | S | X | X | PEARSA_1_24 |  | 8.4 | 0.8 | 8.4 | 8.4 | 4 | N |  |  | OP | X | 3 | 2010 |  |  | N | Electric Utility | 1 | [11 empty] | N | N |  | 10M | [23 empty] | N | bar: X X X to DFO RC RC
Vintage2010 | natural gas peaker | TRUE | 17583 | South Texas Electric Coop, Inc | 3630 | Pearsall | TX | Frio | 13A | Natural Gas Internal Combustion Engine | IC |  | S | X | X | PEARSA_1_24 |  | 8.4 | 0.8 | 8.4 | 8.4 | 4 | N |  |  | OP | X | 3 | 2010 |  |  | N | Electric Utility | 1 | [11 empty] | N | N |  | 10M | [23 empty] | N | bar: X X X to DFO RC RC
Vintage2010 | natural gas peaker | TRUE | 17583 | South Texas Electric Coop, Inc | 3630 | Pearsall | TX | Frio | 14A | Natural Gas Internal Combustion Engine | IC |  | S | X | X | PEARSA_1_24 |  | 8.4 | 0.8 | 8.4 | 8.4 | 4 | N |  |  | OP | X | 3 | 2010 |  |  | N | Electric Utility | 1 | [11 empty] | N | N |  | 10M | [23 empty] | N | bar: X X X to DFO RC RC
Vintage2010 | natural gas peaker | TRUE | 17583 | South Texas Electric Coop, Inc | 3630 | Pearsall | TX | Frio | 15A | Natural Gas Internal Combustion Engine | IC |  | S | X | X | PEARSA_1_24 |  | 8.4 | 0.8 | 8.4 | 8.4 | 4 | N |  |  | OP | X | 3 | 2010 |  |  | N | Electric Utility | 1 | [11 empty] | N | N |  | 10M | [23 empty] | N | bar: X X X to DFO RC RC
Vintage2010 | natural gas peaker | TRUE | 17583 | South Texas Electric Coop, Inc | 3630 | Pearsall | TX | Frio | 16A | Natural Gas Internal Combustion Engine | IC |  | S | X | X | PEARSA_1_24 |  | 8.4 | 0.8 | 8.4 | 8.4 | 4 | N |  |  | OP | X | 3 | 2010 |  |  | N | Electric Utility | 1 | [11 empty] | N | N |  | 10M | [23 empty] | N | bar: X X X to DFO RC RC
Vintage2010 | natural gas peaker | TRUE | 17583 | South Texas Electric Coop, Inc | 3630 | Pearsall | TX | Frio | 17A | Natural Gas Internal Combustion Engine | IC |  | S | X | X | PEARSA_1_24 |  | 8.4 | 0.8 | 8.4 | 8.4 | 4 | N |  |  | OP | X | 4 | 2010 |  |  | N | Electric Utility | 1 | [11 empty] | N | N |  | 10M | [23 empty] | N | bar: X X X to DFO RC RC
Vintage2010 | natural gas peaker | TRUE | 17583 | South Texas Electric Coop, Inc | 3630 | Pearsall | TX | Frio | 18A | Natural Gas Internal Combustion Engine | IC |  | S | X | X | PEARSA_1_24 |  | 8.4 | 0.8 | 8.4 | 8.4 | 4 | N |  |  | OP | X | 3 | 2010 |  |  | N | Electric Utility | 1 | [11 empty] | N | N |  | 10M | [23 empty] | N | bar: X X X to DFO RC RC
Vintage2010 | natural gas peaker | TRUE | 17583 | South Texas Electric Coop, Inc | 3630 | Pearsall | TX | Frio | 19A | Natural Gas Internal Combustion Engine | IC |  | S | X | X | PEARSA_1_24 |  | 8.4 | 0.8 | 8.4 | 8.4 | 4 | N |  |  | OP | X | 4 | 2010 |  |  | N | Electric Utility | 1 | [11 empty] | N | N |  | 10M | [23 empty] | N | bar: X X X to DFO RC RC
Vintage2010 | natural gas peaker | TRUE | 17583 | South Texas Electric Coop, Inc | 3630 | Pearsall | TX | Frio | 1A | Natural Gas Internal Combustion Engine | IC |  | S | X | X | PEARSA_1_24 |  | 8.4 | 0.8 | 8.4 | 8.4 | 4 | N |  |  | OP | X | 3 | 2010 |  |  | N | Electric Utility | 1 | [11 empty] | N | N |  | 10M | [23 empty] | N | bar: X X X to DFO RC RC
Vintage2010 | natural gas peaker | TRUE | 17583 | South Texas Electric Coop, Inc | 3630 | Pearsall | TX | Frio | 20A | Natural Gas Internal Combustion Engine | IC |  | S | X | X | PEARSA_1_24 |  | 8.4 | 0.8 | 8.4 | 8.4 | 4 | N |  |  | OP | X | 4 | 2010 |  |  | N | Electric Utility | 1 | [11 empty] | N | N |  | 10M | [23 empty] | N | bar: X X X to DFO RC RC
Vintage2010 | natural gas peaker | TRUE | 17583 | South Texas Electric Coop, Inc | 3630 | Pearsall | TX | Frio | 21A | Natural Gas Internal Combustion Engine | IC |  | S | X | X | PEARSA_1_24 |  | 8.4 | 0.8 | 8.4 | 8.4 | 4 | N |  |  | OP | X | 4 | 2010 |  |  | N | Electric Utility | 1 | [11 empty] | N | N |  | 10M | [23 empty] | N | bar: X X X to DFO RC RC
Vintage2010 | natural gas peaker | TRUE | 17583 | South Texas Electric Coop, Inc | 3630 | Pearsall | TX | Frio | 22A | Natural Gas Internal Combustion Engine | IC |  | S | X | X | PEARSA_1_24 |  | 8.4 | 0.8 | 8.4 | 8.4 | 4 | N |  |  | OP | X | 4 | 2010 |  |  | N | Electric Utility | 1 | [11 empty] | N | N |  | 10M | [23 empty] | N | bar: X X X to DFO RC RC
Vintage2010 | natural gas peaker | TRUE | 17583 | South Texas Electric Coop, Inc | 3630 | Pearsall | TX | Frio | 23A | Natural Gas Internal Combustion Engine | IC |  | S | X | X | PEARSA_1_24 |  | 8.4 | 0.8 | 8.4 | 8.4 | 4 | N |  |  | OP | X | 4 | 2010 |  |  | N | Electric Utility | 1 | [11 empty] | N | N |  | 10M | [23 empty] | N | bar: X X X to DFO RC RC
Vintage2010 | natural gas peaker | TRUE | 17583 | South Texas Electric Coop, Inc | 3630 | Pearsall | TX | Frio | 24A | Natural Gas Internal Combustion Engine | IC |  | S | X | X | PEARSA_1_24 |  | 8.4 | 0.8 | 8.4 | 8.4 | 4 | N |  |  | OP | X | 4 | 2010 |  |  | N | Electric Utility | 1 | [11 empty] | N | N |  | 10M | [23 empty] | N | bar: X X X to DFO RC RC
Vintage2010 | natural gas peaker | TRUE | 17583 | South Texas Electric Coop, Inc | 3630 | Pearsall | TX | Frio | 2A | Natural Gas Internal Combustion Engine | IC |  | S | X | X | PEARSA_1_24 |  | 8.4 | 0.8 | 8.4 | 8.4 | 4 | N |  |  | OP | X | 3 | 2010 |  |  | N | Electric Utility | 1 | [11 empty] | N | N |  | 10M | [23 empty] | N | bar: X X X to DFO RC RC
Vintage2010 | natural gas peaker | TRUE | 17583 | South Texas Electric Coop, Inc | 3630 | Pearsall | TX | Frio | 3A | Natural Gas Internal Combustion Engine | IC |  | S | X | X | PEARSA_1_24 |  | 8.4 | 0.8 | 8.4 | 8.4 | 4 | N |  |  | OP | X | 3 | 2010 |  |  | N | Electric Utility | 1 | [11 empty] | N | N |  | 10M | [23 empty] | N | bar: X X X to DFO RC RC
Vintage2010 | natural gas peaker | TRUE | 17583 | South Texas Electric Coop, Inc | 3630 | Pearsall | TX | Frio | 4A | Natural Gas Internal Combustion Engine | IC |  | S | X | X | PEARSA_1_24 |  | 8.4 | 0.8 | 8.4 | 8.4 | 4 | N |  |  | OP | X | 3 | 2010 |  |  | N | Electric Utility | 1 | [11 empty] | N | N |  | 10M | [23 empty] | N | bar: X X X to DFO RC RC
Vintage2010 | natural gas peaker | TRUE | 17583 | South Texas Electric Coop, Inc | 3630 | Pearsall | TX | Frio | 5A | Natural Gas Internal Combustion Engine | IC |  | S | X | X | PEARSA_1_24 |  | 8.4 | 0.8 | 8.4 | 8.4 | 4 | N |  |  | OP | X | 3 | 2010 |  |  | N | Electric Utility | 1 | [11 empty] | N | N |  | 10M | [23 empty] | N | bar: X X X to DFO RC RC
Vintage2010 | natural gas peaker | TRUE | 17583 | South Texas Electric Coop, Inc | 3630 | Pearsall | TX | Frio | 6A | Natural Gas Internal Combustion Engine | IC |  | S | X | X | PEARSA_1_24 |  | 8.4 | 0.8 | 8.4 | 8.4 | 4 | N |  |  | OP | X | 3 | 2010 |  |  | N | Electric Utility | 1 | [11 empty] | N | N |  | 10M | [23 empty] | N | bar: X X X to DFO RC RC
Vintage2010 | natural gas peaker | TRUE | 17583 | South Texas Electric Coop, Inc | 3630 | Pearsall | TX | Frio | 7A | Natural Gas Internal Combustion Engine | IC |  | S | X | X | PEARSA_1_24 |  | 8.4 | 0.8 | 8.4 | 8.4 | 4 | N |  |  | OP | X | 3 | 2010 |  |  | N | Electric Utility | 1 | [11 empty] | N | N |  | 10M | [23 empty] | N | bar: X X X to DFO RC RC
Vintage2010 | natural gas peaker | TRUE | 17583 | South Texas Electric Coop, Inc | 3630 | Pearsall | TX | Frio | 8A | Natural Gas Internal Combustion Engine | IC |  | S | X | X | PEARSA_1_24 |  | 8.4 | 0.8 | 8.4 | 8.4 | 4 | N |  |  | OP | X | 3 | 2010 |  |  | N | Electric Utility | 1 | [11 empty] | N | N |  | 10M | [23 empty] | N | bar: X X X to DFO RC RC
Vintage2010 | natural gas peaker | TRUE | 17583 | South Texas Electric Coop, Inc | 3630 | Pearsall | TX | Frio | 9A | Natural Gas Internal Combustion Engine | IC |  | S | X | X | PEARSA_1_24 |  | 8.4 | 0.8 | 8.4 | 8.4 | 4 | N |  |  | OP | X | 3 | 2010 |  |  | N | Electric Utility | 1 | [11 empty] | N | N |  | 10M | [23 empty] | N | bar: X X X to DFO RC RC
Vintage2003 | natural gas combined cycle | TRUE | 17583 | South Texas Electric Coop, Inc | 3631 | Sam Rayburn | TX | Victoria | 10 | Natural Gas Fired Combined Cycle | CA | CC1 | S | N | X | RAYBURN_CC1 |  | 42 | 0.9 | 37 | 37 | 7 | N |  |  | OP | X | 10 | 2003 |  |  | N | Electric Utility | 1 | [11 empty] | N | N |  | 12H | [23 empty] | N | N | N | bar: X X X to DFO RC RC; DFO DFO DFO
Vintage1991 | petroleum | TRUE | 17583 | South Texas Electric Coop, Inc | 3631 | Sam Rayburn | TX | Victoria | 4 | Petroleum Liquids | IC |  | S | X | X |  |  | 1.6 | 0.8 | 0.9 | 0.9 | 0.5 | N |  |  | OP | X | 7 | 1991 |  |  | N | Electric Utility | 1 | X X X: X; DFO RC RC: DFO; DFO DFO DFO: DFO |  |  | N | N |  | 10M | [23 empty] | N
Vintage1991 | petroleum | TRUE | 17583 | South Texas Electric Coop, Inc | 3631 | Sam Rayburn | TX | Victoria | 5 | Petroleum Liquids | IC |  | S | X | X |  |  | 1.6 | 0.8 | 0.9 | 0.9 | 0.5 | N |  |  | OP | X | 10 | 1991 |  |  | N | Electric Utility | 1 | X X X: X; DFO RC RC: DFO; DFO DFO DFO: DFO |  |  | N | N |  | 10M | [23 empty] | N
Vintage2003 | natural gas combined cycle | TRUE | 17583 | South Texas Electric Coop, Inc | 3631 | Sam Rayburn | TX | Victoria | 7 | Natural Gas Fired Combined Cycle | CT | CC1 | S | X | N | RAYBURN_CC1 |  | 49.2 | 0.85 | 49 | 49 | 8 | N |  |  | OP | X | 10 | 2003 |  |  | N | Electric Utility | 1 | X X X: X; DFO RC RC: NG; DFO SUB SUB: DFO; DFO DFO DFO: NG |  |  | N | N |  | 12H | [23 empty] | Y | N | Y
Vintage2003 | natural gas combined cycle | TRUE | 17583 | South Texas Electric Coop, Inc | 3631 | Sam Rayburn | TX | Victoria | 8 | Natural Gas Fired Combined Cycle | CT | CC1 | S | X | N | RAYBURN_CC1 |  | 49.2 | 0.85 | 49 | 49 | 8 | N |  |  | OP | X | 10 | 2003 |  |  | N | Electric Utility | 1 | X X X: X; DFO RC RC: NG; DFO SUB SUB: DFO; DFO DFO DFO: NG |  |  | N | N |  | 12H | [23 empty] | Y | N | Y
Vintage2003 | natural gas combined cycle | TRUE | 17583 | South Texas Electric Coop, Inc | 3631 | Sam Rayburn | TX | Victoria | 9 | Natural Gas Fired Combined Cycle | CT | CC1 | S | X | N | RAYBURN_CC1 |  | 49.2 | 0.85 | 48 | 48 | 8 | N |  |  | OP | X | 10 | 2003 |  |  | N | Electric Utility | 1 | X X X: X; DFO RC RC: NG; DFO SUB SUB: DFO; DFO DFO DFO: NG |  |  | N | N |  | 12H | [23 empty] | Y | N | Y
Vintage1907 | hydro | TRUE | 1434 | Beaver City Corporation | 3643 | Upper Beaver | UT | Beaver | 1 | Conventional Hydroelectric | HY |  | S | X | X |  |  | 1.3 | 1 | 1.3 | 1.3 | 0.1 | N |  |  | OP | X | 8 | 1907 |  |  | N | Electric Utility | 1 | X X X: X; DFO RC RC: WAT |  |  | N | N |  | 10M | [20 empty] | N |  |  | N
Vintage1907 | hydro | TRUE | 1434 | Beaver City Corporation | 3643 | Upper Beaver | UT | Beaver | 2 | Conventional Hydroelectric | HY |  | S | X | X |  |  | 1.2 | 1 | 1.2 | 1.2 | 0.1 | N |  |  | OP | X | 8 | 1907 |  |  | N | Electric Utility | 1 | X X X: X; DFO RC RC: WAT |  |  | N | N |  | 10M | [20 empty] | N |  |  | N
Vintage1927 | hydro | TRUE | 14354 | PacifiCorp | 3646 | Cutler Hydro | UT | Box Elder | 1 | Conventional Hydroelectric | HY |  | S | X | X |  |  | 15 | 0.8 | 15 | 15 | 0 | N |  |  | OP | X | 7 | 1927 |  |  | N | Electric Utility | 1 | X X X: X; DFO RC RC: WAT |  |  | N | N |  | 10M | [23 empty] | N
Vintage1927 | hydro | TRUE | 14354 | PacifiCorp | 3646 | Cutler Hydro | UT | Box Elder | 2 | Conventional Hydroelectric | HY |  | S | X | X |  |  | 15 | 0.8 | 15 | 15 | 0 | N |  |  | OP | X | 7 | 1927 |  |  | N | Electric Utility | 1 | X X X: X; DFO RC RC: WAT |  |  | N | N |  | 10M | [23 empty] | N
Vintage1951 | natural gas steam turbine | TRUE | 14354 | PacifiCorp | 3648 | Gadsby | UT | Salt Lake | 1 | Natural Gas Steam Turbine | ST |  | S | X | X |  |  | 69 | 0.85 | 64 | 64 | 25 | N |  |  | OP | X | 9 | 1951 | 12 | 2032 | N | Electric Utility | 1 | [11 empty] | N |  |  | 12H |  |  |  |  | N | [18 empty] | N | bar: X X X to DFO RC RC; DFO DFO DFO
Vintage1952 | natural gas steam turbine | TRUE | 14354 | PacifiCorp | 3648 | Gadsby | UT | Salt Lake | 2 | Natural Gas Steam Turbine | ST |  | S | X | X |  |  | 69 | 0.8 | 69 | 69 | 20 | N |  |  | OP | X | 12 | 1952 | 12 | 2032 | N | Electric Utility | 1 | [11 empty] | N |  |  | 12H | [23 empty] | N | bar: X X X to DFO RC RC; DFO DFO DFO
Vintage1955 | natural gas steam turbine | TRUE | 14354 | PacifiCorp | 3648 | Gadsby | UT | Salt Lake | 3 | Natural Gas Steam Turbine | ST |  | S | X | X |  |  | 133.6 | 0.85 | 104.5 | 104.5 | 25 | N |  |  | OP | X | 6 | 1955 | 12 | 2032 | N | Electric Utility | 1 | [11 empty] | N |  |  | 12H | [23 empty] | N | bar: X X X to DFO RC RC; DFO DFO DFO
Vintage2002 | natural gas peaker | TRUE | 14354 | PacifiCorp | 3648 | Gadsby | UT | Salt Lake | 4 | Natural Gas Fired Combustion Turbine | GT |  | S | X | X |  |  | 71 | 0.85 | 39.6 | 40.7 | 10 | N |  |  | OP | X | 7 | 2002 | 12 | 2032 | N | Electric Utility | 1 | [11 empty] | N |  |  | 1H | [23 empty] | N | bar: X X X to DFO RC RC
Vintage2002 | natural gas peaker | TRUE | 14354 | PacifiCorp | 3648 | Gadsby | UT | Salt Lake | 5 | Natural Gas Fired Combustion Turbine | GT |  | S | X | X |  |  | 71 | 0.85 | 39.6 | 40.7 | 10 | N |  |  | OP | X | 7 | 2002 | 12 | 2032 | N | Electric Utility | 1 | [11 empty] | N |  |  | 1H | [23 empty] | N | bar: X X X to DFO RC RC
Vintage2002 | natural gas peaker | TRUE | 14354 | PacifiCorp | 3648 | Gadsby | UT | Salt Lake | 6 | Natural Gas Fired Combustion Turbine | GT |  | S | X | X |  |  | 71 | 0.85 | 36.9 | 40.7 | 10 | N |  |  | OP | X | 8 | 2002 | 12 | 2032 | N | Electric Utility | 1 | [11 empty] | N |  |  | 1H | [23 empty] | N | bar: X X X to DFO RC RC
Vintage1896 | hydro | TRUE | 14354 | PacifiCorp | 3651 | Granite | UT | Salt Lake | 1 | Conventional Hydroelectric | HY |  | S | X | X |  |  | 2 | 1 | 1.2 | 1.2 | 0 | N |  |  | OP | X | 8 | 1896 |  |  | N | Electric Utility | 1 | X X X: X; DFO RC RC: WAT |  |  | N | N |  | 10M | [23 empty] | N
Vintage1910 | hydro | TRUE | 14354 | PacifiCorp | 3656 | Pioneer | UT | Weber | 1 | Conventional Hydroelectric | HY |  | S | X | X |  |  | 2.5 | 1 | 2 | 2 | 0 | N |  |  | OP | X | 6 | 1910 |  |  | N | Electric Utility | 1 | X X X: X; DFO RC RC: WAT |  |  | N | N |  | 10M | [23 empty] | N
Vintage1910 | hydro | TRUE | 14354 | PacifiCorp | 3656 | Pioneer | UT | Weber | 2 | Conventional Hydroelectric | HY |  | S | X | X |  |  | 2.5 | 1 | 2 | 2 | 0 | N |  |  | OP | X | 6 | 1910 |  |  | N | Electric Utility | 1 | X X X: X; DFO RC RC: WAT |  |  | N | N |  | 10M | [23 empty] | N
Vintage1910 | hydro | TRUE | 8366 | Heber Light & Power Company | 3658 | Snake Creek | UT | Wasatch | 1 | Conventional Hydroelectric | HY |  | S | X | X |  |  | 0.6 | 1 | 0.5 | 0.5 | 0.1 | N |  |  | OP | X | 7 | 1910 |  |  | N | Electric Utility | 1 | X X X: X; DFO RC RC: WAT |  |  | N | N |  | 1H | [23 empty] | N
Vintage1910 | hydro | TRUE | 8366 | Heber Light & Power Company | 3658 | Snake Creek | UT | Wasatch | 2 | Conventional Hydroelectric | HY |  | S | X | X |  |  | 0.6 | 1 | 0.5 | 0.5 | 0.1 | N |  |  | OP | X | 7 | 1910 |  |  | N | Electric Utility | 1 | X X X: X; DFO RC RC: WAT |  |  | N | N |  | 1H | [23 empty] | N
Vintage1912 | hydro | TRUE | 14354 | PacifiCorp | 3659 | Stairs | UT | Salt Lake | 3 | Conventional Hydroelectric | HY |  | S | X | X |  |  | 1 | 1 | 1.2 | 1.2 | 0 | N |  |  | OP | X | 7 | 1912 |  |  | N | Electric Utility | 1 | X X X: X; DFO RC RC: WAT |  |  | N | N |  | 10M | [23 empty] | N
Vintage1911 | hydro | TRUE | 14354 | PacifiCorp | 3661 | Weber | UT | Weber | 1 | Conventional Hydroelectric | HY |  | S | X | X |  |  | 3.8 | 1 | 2 | 2 | 0 | N |  |  | OP | X | 7 | 1911 |  |  | N | Electric Utility | 1 | X X X: X; DFO RC RC: WAT |  |  | N | N |  | 10M | [23 empty] | N
Vintage2001 | natural gas peaker | TRUE | 2010 | City of Bountiful | 3665 | Bountiful City | UT | Davis | 1A | Natural Gas Fired Combustion Turbine | GT |  | S | X | X |  |  | 5.2 | 0.8 | 3.5 | 5.1 | 3 | N |  |  | OP | X | 7 | 2001 |  |  | N | Electric Utility | 1 | [11 empty] | N | N |  | 1H | [23 empty] | N | N | N | bar: X X X to DFO RC RC
Vintage2012 | natural gas peaker | TRUE | 2010 | City of Bountiful | 3665 | Bountiful City | UT | Davis | 2A | Natural Gas Fired Combustion Turbine | GT |  | S | X | X |  |  | 12.6 | 0.8 | 10.5 | 13.5 | 7 | N |  |  | OP | X | 6 | 2012 |  |  | N | Electric Utility | 1 | [11 empty] | N | N |  | 1H | [23 empty] | N | N | N | bar: X X X to DFO RC RC
Vintage2012 | natural gas peaker | TRUE | 2010 | City of Bountiful | 3665 | Bountiful City | UT | Davis | 3A | Natural Gas Fired Combustion Turbine | GT |  | S | X | X |  |  | 12.6 | 0.8 | 10.5 | 13.5 | 7 | N |  |  | OP | X | 6 | 2012 |  |  | N | Electric Utility | 1 | [11 empty] | N | N |  | 1H | [23 empty] | N | N | N | bar: X X X to DFO RC RC
Vintage1921 | hydro | TRUE | 2220 | Brigham City Corporation | 3666 | Brigham City | UT | Box Elder | 1 | Conventional Hydroelectric | HY |  | S | X | X |  |  | 0.6 | 0.9 | 0.5 | 0.5 | 0.2 | N |  |  | OP | X | 1 | 1921 |  |  | N | Electric Utility | 1 | X X X: X; DFO RC RC: WAT |  |  | N | N |  | 10M | [20 empty] | N |  |  | N
Vintage1921 | hydro | TRUE | 2220 | Brigham City Corporation | 3666 | Brigham City | UT | Box Elder | 2 | Conventional Hydroelectric | HY |  | S | X | X |  |  | 0.6 | 0.9 | 0.5 | 0.5 | 0.2 | N |  |  | OP | X | 1 | 1921 |  |  | N | Electric Utility | 1 | X X X: X; DFO RC RC: WAT |  |  | N | N |  | 10M | [20 empty] | N |  |  | N
Vintage1964 | hydro | TRUE | 2220 | Brigham City Corporation | 3666 | Brigham City | UT | Box Elder | 8182 | Conventional Hydroelectric | HY |  | S | X | X |  |  | 0.6 | 0.9 | 0.5 | 0.5 | 0.2 | N |  |  | OP | X | 1 | 1964 |  |  | N | Electric Utility | 1 | X X X: X; DFO RC RC: WAT |  |  | N | N |  | 10M | [20 empty] | N |  |  | N
Vintage1925 | hydro | TRUE | 11135 | City of Logan - (UT) | 3675 | Hydro III | UT | Cache | HY1 | Conventional Hydroelectric | HY |  | S | X | X |  |  | 0.7 | 0.8 | 0.7 | 0.2 | 0.1 | N |  |  | OP | X | 12 | 1925 |  |  | N | Electric Utility | 1 | X X X: X; DFO RC RC: WAT |  |  | N | N |  | 10M | [23 empty] | N
Vintage1925 | hydro | TRUE | 11135 | City of Logan - (UT) | 3675 | Hydro III | UT | Cache | HY2 | Conventional Hydroelectric | HY |  | S | X | X |  |  | 0.7 | 0.8 | 0.7 | 0.2 | 0.1 | N |  |  | OP | X | 12 | 1925 |  |  | N | Electric Utility | 1 | X X X: X; DFO RC RC: WAT |  |  | N | N |  | 10M | [23 empty] | N
Vintage1939 | hydro | TRUE | 11588 | City of Manti - (UT) | 3676 | Manti Upper | UT | Sanpete | 1 | Conventional Hydroelectric | HY |  | S | X | X |  |  | 0.6 | 1 | 0.4 | 0.1 | 0.1 | N |  |  | OP | X | 1 | 1939 |  |  | N | Electric Utility | 1 | X X X: X; DFO RC RC: WAT |  |  | N | N |  | 10M | [23 empty] | N
Vintage1988 | hydro | TRUE | 11588 | City of Manti - (UT) | 3676 | Manti Upper | UT | Sanpete | HC2 | Conventional Hydroelectric | HY |  | S | X | X |  |  | 1 | 0.8 | 0.8 | 0.1 | 0.1 | N |  |  | OP | X | 1 | 1988 |  |  | N | Electric Utility | 1 | X X X: X; DFO RC RC: WAT |  |  | N | N |  | 10M | [23 empty] | N
Vintage1988 | hydro | TRUE | 17845 | City of Springville - (UT) | 3688 | Bartholomew | UT | Utah | 2 | Conventional Hydroelectric | HY |  | S | X | X |  |  | 1 | 0.85 | 1 | 1 | 0.1 | N |  |  | OP | X | 4 | 1988 |  |  | N | Electric Utility | 1 | X X X: X; DFO RC RC: WAT |  |  | N | N |  | 10M | [23 empty] | N
Vintage1983 | hydro | TRUE | 18205 | Strawberry Water Users Assn | 3691 | Spanish Fork | UT | Utah | 1 | Conventional Hydroelectric | HY |  | S | X | X |  |  | 1.7 | 0.9 | 1.7 | 1.7 | 0.1 | N |  |  | OP | X | 10 | 1983 |  |  | N | Electric Utility | 1 | X X X: X; DFO RC RC: WAT |  |  | N |  |  | 10M
Vintage1983 | hydro | TRUE | 18205 | Strawberry Water Users Assn | 3691 | Spanish Fork | UT | Utah | 2 | Conventional Hydroelectric | HY |  | S | X | X |  |  | 1.7 | 0.9 | 1.7 | 1.7 | 0.1 | N |  |  | OP | X | 10 | 1983 |  |  | N | Electric Utility | 1 | X X X: X; DFO RC RC: WAT |  |  | N |  |  | 10M
Vintage1937 | hydro | TRUE | 18205 | Strawberry Water Users Assn | 3691 | Spanish Fork | UT | Utah | 3 | Conventional Hydroelectric | HY |  | S | X | X |  |  | 0.2 | 0.8 | 0.2 | 0.2 | 0.1 | N |  |  | OP | X | 10 | 1937 |  |  | N | Electric Utility | 1 | X X X: X; DFO RC RC: WAT |  |  | N |  |  | 10M
Vintage1958 | hydro | TRUE | 20255 | Weber Basin Water Conserv Dist | 3697 | Gateway | UT | Morgan | 1 | Conventional Hydroelectric | HY |  | W | X | X |  |  | 2 | 0.9 | 2 | 2 | 0.3 | N |  |  | OP | X | 8 | 1958 |  |  | N | Electric Utility | 1 | X X X: X; DFO RC RC: WAT | [5 empty] | 12H | [20 empty] | N
Vintage1958 | hydro | TRUE | 20255 | Weber Basin Water Conserv Dist | 3697 | Gateway | UT | Morgan | 2 | Conventional Hydroelectric | HY |  | W | X | X |  |  | 2 | 0.9 | 2 | 2 | 0.3 | N |  |  | OP | X | 8 | 1958 |  |  | N | Electric Utility | 1 | X X X: X; DFO RC RC: WAT | [5 empty] | 12H | [20 empty] | N
Vintage1958 | hydro | TRUE | 20255 | Weber Basin Water Conserv Dist | 3698 | Wanship | UT | Summit | 1 | Conventional Hydroelectric | HY |  | W | X | X |  |  | 1.9 | 0.9 | 1.9 | 1.9 | 0.3 | N |  |  | OP | X | 8 | 1958 |  |  | N | Electric Utility | 1 | X X X: X; DFO RC RC: WAT | [5 empty] | 12H | [20 empty] | N
Vintage1958 | hydro | TRUE | 6957 | Garkane Energy Coop, Inc | 3699 | Boulder | UT | Garfield | 1 | Conventional Hydroelectric | HY |  | S | X | X |  |  | 1.4 | 0.9 | 1.4 | 1.4 | 0.5 | N |  |  | OP | X | 8 | 1958 |  |  | N | Electric Utility | 1 | X X X: X; DFO RC RC: WAT |  |  | N | N |  | 1H | [23 empty] | N
Vintage1958 | hydro | TRUE | 6957 | Garkane Energy Coop, Inc | 3699 | Boulder | UT | Garfield | 2 | Conventional Hydroelectric | HY |  | S | X | X |  |  | 1.4 | 0.9 | 1.4 | 1.4 | 0.5 | N |  |  | OP | X | 8 | 1958 |  |  | N | Electric Utility | 1 | X X X: X; DFO RC RC: WAT |  |  | N | N |  | 1H | [23 empty] | N
Vintage1961 | hydro | TRUE | 6957 | Garkane Energy Coop, Inc | 3699 | Boulder | UT | Garfield | 3 | Conventional Hydroelectric | HY |  | S | X | X |  |  | 1.4 | 0.9 | 1.4 | 1.4 | 0.5 | N |  |  | OP | X | 9 | 1961 |  |  | N | Electric Utility | 1 | X X X: X; DFO RC RC: WAT |  |  | N | N |  | 1H | [23 empty] | N
Vintage1920 | hydro | TRUE | 12866 | Moon Lake Electric Assn Inc | 3704 | Uintah | UT | Duchesne | 1 | Conventional Hydroelectric | HY |  | S | X | X |  |  | 0.6 | 0.8 | 0.6 | 0.6 | 0.3 | N |  |  | OP | X | 7 | 1920 |  |  | N | Electric Utility | 1 | X X X: X; DFO RC RC: WAT |  |  | N | N |  | 10M |  |  |  | N | [19 empty] | N
Vintage1940 | hydro | TRUE | 12866 | Moon Lake Electric Assn Inc | 3704 | Uintah | UT | Duchesne | 2 | Conventional Hydroelectric | HY |  | S | X | X |  |  | 0.6 | 0.8 | 0.6 | 0.6 | 0.3 | N |  |  | OP | X | 9 | 1940 |  |  | N | Electric Utility | 1 | X X X: X; DFO RC RC: WAT |  |  | N | N | 0 | 10M | [23 empty] | N
Vintage1961 | petroleum | TRUE | 7601 | Green Mountain Power Corp | 3708 | Ascutney | VT | Windsor | GT4 | Petroleum Liquids | GT |  | S | X | X |  |  | 13.2 | 0.8 | 9 | 13.4 | 7 | N |  |  | OP | X | 8 | 1961 |  |  | N | Electric Utility | 1 | X X X: X; DFO RC RC: DFO |  |  | N |  |  | 10M | [23 empty] | N
Vintage1982 | hydro | TRUE | 7601 | Green Mountain Power Corp | 3709 | Smith (VT) | VT | Orange | 1 | Conventional Hydroelectric | HY |  | S | X | X |  |  | 1 | 0.8 | 0.7 | 0.9 | 0.2 | N |  |  | OP | X | 12 | 1982 |  |  | N | Electric Utility | 1 | X X X: X; DFO RC RC: WAT |  |  |  |  | 0 | 10M
Vintage1982 | hydro | TRUE | 7601 | Green Mountain Power Corp | 3709 | Smith (VT) | VT | Orange | HC2 | Conventional Hydroelectric | HY |  | S | X | X |  |  | 0.5 | 0.8 | 0.2 | 0.4 | 0.2 | N |  |  | OP | X | 12 | 1982 |  |  | N | Electric Utility | 1 | X X X: X; DFO RC RC: WAT | [5 empty] | 10M
Vintage1907 | hydro | TRUE | 7601 | Green Mountain Power Corp | 3710 | Cavendish | VT | Windsor | 1 | Conventional Hydroelectric | HY |  | S | X | X |  |  | 0.6 | 0.8 | 0.4 | 0.5 | 0.2 | N |  |  | OP | X | 2 | 1907 |  |  | N | Electric Utility | 1 | X X X: X; DFO RC RC: WAT |  |  |  |  | 0 | 10M
Vintage1907 | hydro | TRUE | 7601 | Green Mountain Power Corp | 3710 | Cavendish | VT | Windsor | 2 | Conventional Hydroelectric | HY |  | S | X | X |  |  | 0.6 | 0.8 | 0.4 | 0.5 | 0.2 | N |  |  | OP | X | 2 | 1907 |  |  | N | Electric Utility | 1 | X X X: X; DFO RC RC: WAT |  |  |  |  | 0 | 10M
Vintage1907 | hydro | TRUE | 7601 | Green Mountain Power Corp | 3710 | Cavendish | VT | Windsor | 3 | Conventional Hydroelectric | HY |  | S | X | X |  |  | 0.5 | 0.8 | 0.3 | 0.4 | 0.2 | N |  |  | OP | X | 2 | 1907 |  |  | N | Electric Utility | 1 | X X X: X; DFO RC RC: WAT | [5 empty] | 10M
Vintage1937 | hydro | TRUE | 7601 | Green Mountain Power Corp | 3711 | Clark Falls | VT | Chittenden | 1 | Conventional Hydroelectric | HY |  | S | X | X |  |  | 3 | 0.8 | 3 | 3 | 0.5 | N |  |  | OP | X | 2 | 1937 |  |  | N | Electric Utility | 1 | X X X: X; DFO RC RC: WAT | [5 empty] | 10M
Vintage1919 | hydro | TRUE | 7601 | Green Mountain Power Corp | 3712 | Fairfax Falls | VT | Franklin | 1 | Conventional Hydroelectric | HY |  | S | X | X |  |  | 1.4 | 0.8 | 1.4 | 1.4 | 0.2 | N |  |  | OP | X | 2 | 1919 |  |  | N | Electric Utility | 1 | X X X: X; DFO RC RC: WAT |  |  |  |  | 0 | 10M
Vintage1919 | hydro | TRUE | 7601 | Green Mountain Power Corp | 3712 | Fairfax Falls | VT | Franklin | 2 | Conventional Hydroelectric | HY |  | S | X | X |  |  | 2.1 | 0.8 | 2 | 2 | 0.2 | N |  |  | OP | X | 2 | 1919 |  |  | N | Electric Utility | 1 | X X X: X; DFO RC RC: WAT | [5 empty] | 10M
Vintage1920 | hydro | TRUE | 7601 | Green Mountain Power Corp | 3714 | Glen | VT | Rutland | 1 | Conventional Hydroelectric | HY |  | S | X | X |  |  | 1 | 0.8 | 1 | 1 | 0.2 | N |  |  | OP | X | 8 | 1920 |  |  | N | Electric Utility | 1 | X X X: X; DFO RC RC: WAT |  |  |  |  | 0 | 10M
Vintage1920 | hydro | TRUE | 7601 | Green Mountain Power Corp | 3714 | Glen | VT | Rutland | 2 | Conventional Hydroelectric | HY |  | S | X | X |  |  | 1 | 0.8 | 1 | 1 | 0.2 | N |  |  | OP | X | 8 | 1920 |  |  | N | Electric Utility | 1 | X X X: X; DFO RC RC: WAT | [5 empty] | 10M
Vintage1917 | hydro | TRUE | 7601 | Green Mountain Power Corp | 3716 | Lower Middlebury | VT | Addison | 1 | Conventional Hydroelectric | HY |  | S | X | X |  |  | 0.8 | 0.8 | 0.6 | 0.6 | 0.2 | N |  |  | OP | X | 8 | 1917 |  |  | N | Electric Utility | 1 | X X X: X; DFO RC RC: WAT |  |  |  |  | 0 | 10M
Vintage1917 | hydro | TRUE | 7601 | Green Mountain Power Corp | 3716 | Lower Middlebury | VT | Addison | 2 | Conventional Hydroelectric | HY |  | S | X | X |  |  | 0.8 | 0.8 | 0.6 | 0.6 | 0.2 | N |  |  | OP | X | 8 | 1917 |  |  | N | Electric Utility | 1 | X X X: X; DFO RC RC: WAT |  |  |  |  | 0 | 10M
Vintage1917 | hydro | TRUE | 7601 | Green Mountain Power Corp | 3716 | Lower Middlebury | VT | Addison | 3 | Conventional Hydroelectric | HY |  | S | X | X |  |  | 0.8 | 0.8 | 0.8 | 0.8 | 0.2 | N |  |  | OP | X | 8 | 1917 |  |  | N | Electric Utility | 1 | X X X: X; DFO RC RC: WAT | [5 empty] | 10M
Vintage1929 | hydro | TRUE | 7601 | Green Mountain Power Corp | 3717 | Milton | VT | Chittenden | 1 | Conventional Hydroelectric | HY |  | S | X | X |  |  | 3.7 | 0.8 | 3.5 | 3.5 | 0.5 | N |  |  | OP | X | 2 | 1929 |  |  | N | Electric Utility | 1 | X X X: X; DFO RC RC: WAT |  |  |  |  | 0 | 10M
Vintage1929 | hydro | TRUE | 7601 | Green Mountain Power Corp | 3717 | Milton | VT | Chittenden | 2 | Conventional Hydroelectric | HY |  | S | X | X |  |  | 3.7 | 0.8 | 3.5 | 3.5 | 0.5 | N |  |  | OP | X | 8 | 1929 |  |  | N | Electric Utility | 1 | X X X: X; DFO RC RC: WAT | [5 empty] | 10M
Vintage1948 | hydro | TRUE | 7601 | Green Mountain Power Corp | 3720 | Peterson | VT | Chittenden | 1 | Conventional Hydroelectric | HY |  | S | X | X |  |  | 6.3 | 0.8 | 5.8 | 6.3 | 0.2 | N |  |  | OP | X | 2 | 1948 |  |  | N | Electric Utility | 1 | X X X: X; DFO RC RC: WAT | [5 empty] | 10M
Vintage1914 | hydro | TRUE | 7601 | Green Mountain Power Corp | 3722 | Pittsford | VT | Rutland | 1 | Conventional Hydroelectric | HY |  | S | X | X |  |  | 1.3 | 0.8 | 1.3 | 1.4 | 0.2 | N |  |  | OP | X | 2 | 1914 |  |  | N | Electric Utility | 1 | X X X: X; DFO RC RC: WAT |  |  |  |  | 0 | 10M
Vintage1914 | hydro | TRUE | 7601 | Green Mountain Power Corp | 3722 | Pittsford | VT | Rutland | 2 | Conventional Hydroelectric | HY |  | S | X | X |  |  | 1.3 | 0.8 | 1.3 | 1.4 | 0.2 | N |  |  | OP | X | 2 | 1914 |  |  | N | Electric Utility | 1 | X X X: X; DFO RC RC: WAT |  |  |  |  | 0 | 10M
Vintage1914 | hydro | TRUE | 7601 | Green Mountain Power Corp | 3722 | Pittsford | VT | Rutland | 3 | Conventional Hydroelectric | HY |  | S | X | X |  |  | 1 | 0.8 | 0.6 | 0.6 | 0.2 | N |  |  | OP | X | 2 | 1914 |  |  | N | Electric Utility | 1 | X X X: X; DFO RC RC: WAT | [5 empty] | 10M
Vintage1962 | petroleum | TRUE | 7601 | Green Mountain Power Corp | 3723 | Rutland | VT | Rutland | GT5 | Petroleum Liquids | GT |  | S | X | X |  |  | 13.2 | 0.8 | 8.4 | 12.8 | 7 | N |  |  | OP | X | 12 | 1962 |  |  | N | Electric Utility | 1 | X X X: X; DFO RC RC: DFO |  |  | N |  |  | 10M | [23 empty] | N
Vintage1917 | hydro | TRUE | 7601 | Green Mountain Power Corp | 3724 | Salisbury | VT | Addison | 1 | Conventional Hydroelectric | HY |  | S | X | X |  |  | 1.3 | 0.8 | 1.2 | 1.2 | 0.2 | N |  |  | OP | X | 2 | 1917 |  |  | N | Electric Utility | 1 | X X X: X; DFO RC RC: WAT | [5 empty] | 10M
Vintage1917 | hydro | TRUE | 7601 | Green Mountain Power Corp | 3725 | Silver Lake (VT) | VT | Addison | 1 | Conventional Hydroelectric | HY |  | S | X | X |  |  | 2.2 | 0.8 | 2.2 | 2.2 | 0.2 | N |  |  | OP | X | 2 | 1917 |  |  | N | Electric Utility | 1 | X X X: X; DFO RC RC: WAT | [5 empty] | 10M
Vintage1951 | hydro | TRUE | 7601 | Green Mountain Power Corp | 3728 | Weybridge | VT | Addison | 1 | Conventional Hydroelectric | HY |  | S | X | X |  |  | 3 | 0.8 | 3.4 | 3.4 | 0.5 | N |  |  | OP | X | 2 | 1951 |  |  | N | Electric Utility | 1 | X X X: X; DFO RC RC: WAT | [5 empty] | 10M
Vintage1940 | hydro | TRUE | 49852 | Great Bay Hydro Corp | 3731 | Newport | VT | Orleans | 1 | Conventional Hydroelectric | HY |  | S | X | X | node #4447 | node #4447 | 1.7 | 0.8 | 1.7 | 1.7 | 0.1 | N |  |  | OP | X | 1 | 1940 |  |  | N | IPP Non-CHP | 2 | X X X: X; DFO RC RC: WAT |  |  | N | N | 0 | 10M | [23 empty] | N
Vintage1944 | hydro | TRUE | 49852 | Great Bay Hydro Corp | 3731 | Newport | VT | Orleans | 2 | Conventional Hydroelectric | HY |  | S | X | X | node #4447 | node #4447 | 1.7 | 0.8 | 1.7 | 1.7 | 0.1 | N |  |  | OP | X | 1 | 1944 |  |  | N | IPP Non-CHP | 2 | X X X: X; DFO RC RC: WAT |  |  | N | N |  | 10M | [23 empty] | N
Vintage1936 | hydro | TRUE | 49852 | Great Bay Hydro Corp | 3731 | Newport | VT | Orleans | 3 | Conventional Hydroelectric | HY |  | S | X | X | node #4447 | node #4447 | 0.6 | 0.8 | 0.6 | 0.6 | 0.1 | N |  |  | OP | X | 1 | 1936 |  |  | N | IPP Non-CHP | 2 | X X X: X; DFO RC RC: WAT |  |  | N | N |  | 10M | [23 empty] | N
Vintage1972 | other | TRUE | 7601 | Green Mountain Power Corp | 3734 | Berlin 5 | VT | Washington | GT1 | Petroleum Liquids | GT |  | S | X | X |  |  | 41.8 | 0.8 | 35 | 45.7 | 24 | N |  |  | OP | X | 6 | 1972 |  |  | N | Electric Utility | 1 | X X X: X; DFO RC RC: KER |  |  | N |  |  | 10M | [23 empty] | N | N
Vintage1965 | petroleum | TRUE | 7601 | Green Mountain Power Corp | 3735 | Colchester 16 | VT | Chittenden | GT1 | Petroleum Liquids | GT |  | S | X | X |  |  | 18 | 0.8 | 8.7 | 13.9 | 3 | N |  |  | OP | X | 10 | 1965 |  |  | N | Electric Utility | 1 | X X X: X; DFO RC RC: DFO |  |  | N |  |  | 1H | [23 empty] | N | N
Vintage1917 | hydro | TRUE | 7601 | Green Mountain Power Corp | 3737 | Essex Junction 19 | VT | Chittenden | H1 | Conventional Hydroelectric | HY |  | S | X | X |  |  | 1.8 | 0.8 | 1.8 | 1.8 | 0.3 | N |  |  | OP | X | 1 | 1917 |  |  | N | Electric Utility | 1 | X X X: X; DFO RC RC: WAT |  |  | N |  | 0 | 10M
Vintage1917 | hydro | TRUE | 7601 | Green Mountain Power Corp | 3737 | Essex Junction 19 | VT | Chittenden | H2 | Conventional Hydroelectric | HY |  | S | X | X |  |  | 1.8 | 0.8 | 1.8 | 1.8 | 0.3 | N |  |  | OP | X | 1 | 1917 |  |  | N | Electric Utility | 1 | X X X: X; DFO RC RC: WAT |  |  | N |  | 0 | 10M
Vintage1917 | hydro | TRUE | 7601 | Green Mountain Power Corp | 3737 | Essex Junction 19 | VT | Chittenden | H3 | Conventional Hydroelectric | HY |  | S | X | X |  |  | 1.8 | 0.8 | 1.8 | 1.8 | 0.3 | N |  |  | OP | X | 1 | 1917 |  |  | N | Electric Utility | 1 | X X X: X; DFO RC RC: WAT |  |  | N |  | 0 | 10M
Vintage1917 | hydro | TRUE | 7601 | Green Mountain Power Corp | 3737 | Essex Junction 19 | VT | Chittenden | H4 | Conventional Hydroelectric | HY |  | S | X | X |  |  | 1.8 | 0.8 | 1.8 | 1.8 | 0.3 | N |  |  | OP | X | 1 | 1917 |  |  | N | Electric Utility | 1 | X X X: X; DFO RC RC: WAT |  |  | N |  | 0 | 10M | [23 empty] | N
Vintage2008 | hydro | TRUE | 7601 | Green Mountain Power Corp | 3737 | Essex Junction 19 | VT | Chittenden | H9 | Conventional Hydroelectric | HY |  | S | X | X |  |  | 0.8 | 0.8 | 0.8 | 0.8 | 0.3 | N |  |  | OP | X | 3 | 2008 |  |  | N | Electric Utility | 1 | X X X: X; DFO RC RC: WAT | [5 empty] | 10M | [23 empty] | N
Vintage2007 | petroleum | TRUE | 7601 | Green Mountain Power Corp | 3737 | Essex Junction 19 | VT | Chittenden | IC-5 | Petroleum Liquids | IC |  | S | X | X |  |  | 2 | 0.8 | 1.8 | 1.8 | 1.8 | N |  |  | OP | X | 10 | 2007 |  |  | N | Electric Utility | 1 | X X X: X; DFO RC RC: DFO | [5 empty] | 10M | [23 empty] | N
Vintage2007 | petroleum | TRUE | 7601 | Green Mountain Power Corp | 3737 | Essex Junction 19 | VT | Chittenden | IC-6 | Petroleum Liquids | IC |  | S | X | X |  |  | 2 | 0.8 | 1.8 | 1.8 | 1.8 | N |  |  | OP | X | 10 | 2007 |  |  | N | Electric Utility | 1 | X X X: X; DFO RC RC: DFO | [5 empty] | 10M | [23 empty] | N
Vintage2007 | petroleum | TRUE | 7601 | Green Mountain Power Corp | 3737 | Essex Junction 19 | VT | Chittenden | IC-7 | Petroleum Liquids | IC |  | S | X | X |  |  | 2 | 0.8 | 1.8 | 1.8 | 1.8 | N |  |  | OP | X | 10 | 2007 |  |  | N | Electric Utility | 1 | X X X: X; DFO RC RC: DFO | [5 empty] | 10M | [23 empty] | N
Vintage2007 | petroleum | TRUE | 7601 | Green Mountain Power Corp | 3737 | Essex Junction 19 | VT | Chittenden | IC-8 | Petroleum Liquids | IC |  | S | X | X |  |  | 2 | 0.8 | 1.8 | 1.8 | 1.8 | N |  |  | OP | X | 10 | 2007 |  |  | N | Electric Utility | 1 | X X X: X; DFO RC RC: DFO | [5 empty] | 10M | [23 empty] | N
Vintage1927 | hydro | TRUE | 7601 | Green Mountain Power Corp | 3739 | Marshfield 6 | VT | Washington | 1 | Conventional Hydroelectric | HY |  | S | X | X |  |  | 5 | 0.8 | 5 | 5 | 2.5 | N |  |  | OP | X | 1 | 1927 |  |  | N | Electric Utility | 1 | X X X: X; DFO RC RC: WAT |  |  | N |  | 0 | 10M
Vintage1928 | hydro | TRUE | 7601 | Green Mountain Power Corp | 3740 | Middlesex 2 | VT | Washington | 1 | Conventional Hydroelectric | HY |  | S | X | X |  |  | 1.6 | 0.8 | 1.6 | 1.6 | 0.2 | N |  |  | OP | X | 1 | 1928 |  |  | N | Electric Utility | 1 | X X X: X; DFO RC RC: WAT |  |  | N |  | 0 | 10M
Vintage1928 | hydro | TRUE | 7601 | Green Mountain Power Corp | 3740 | Middlesex 2 | VT | Washington | 2 | Conventional Hydroelectric | HY |  | S | X | X |  |  | 1.6 | 0.8 | 1.6 | 1.6 | 0.2 | N |  |  | OP | X | 1 | 1928 |  |  | N | Electric Utility | 1 | X X X: X; DFO RC RC: WAT |  |  | N |  | 0 | 10M
Vintage1917 | hydro | TRUE | 7601 | Green Mountain Power Corp | 3743 | West Danville 15 | VT | Caledonia | 1 | Conventional Hydroelectric | HY |  | S | X | X |  |  | 1 | 0.8 | 1 | 1 | 0.2 | N |  |  | OP | X | 1 | 1917 |  |  | N | Electric Utility | 1 | X X X: X; DFO RC RC: WAT |  |  | N |  | 0 | 10M
Vintage1928 | hydro | TRUE | 61122 | Great River Hydro, LLC | 3745 | Bellows Falls | VT | Windham | GEN1 | Conventional Hydroelectric | HY |  | S | X | X | 335 |  | 13.6 | 0.8 | 15.7 | 15.7 | 4 | N |  |  | OP | X | 3 | 1928 |  |  | N | IPP Non-CHP | 2 | X X X: X; DFO RC RC: WAT |  |  | N | N | 0 | 10M | [23 empty] | N
Vintage1928 | hydro | TRUE | 61122 | Great River Hydro, LLC | 3745 | Bellows Falls | VT | Windham | GEN2 | Conventional Hydroelectric | HY |  | S | X | X | 335 |  | 13.6 | 0.8 | 15.7 | 15.7 | 4 | N |  |  | OP | X | 3 | 1928 |  |  | N | IPP Non-CHP | 2 | X X X: X; DFO RC RC: WAT |  |  | N | N | 0 | 10M | [23 empty] | N
Vintage1928 | hydro | TRUE | 61122 | Great River Hydro, LLC | 3745 | Bellows Falls | VT | Windham | GEN3 | Conventional Hydroelectric | HY |  | S | X | X | 335 |  | 13.6 | 0.8 | 15.7 | 15.7 | 4 | N |  |  | OP | X | 4 | 1928 |  |  | N | IPP Non-CHP | 2 | X X X: X; DFO RC RC: WAT |  |  | N | N | 0 | 10M | [23 empty] | N
Vintage1924 | hydro | TRUE | 61122 | Great River Hydro, LLC | 3746 | Harriman | VT | Windham | GEN1 | Conventional Hydroelectric | HY |  | S | X | X | 435 |  | 11.2 | 0.8 | 13.6 | 12.8 | 8 | N |  |  | OP | X | 5 | 1924 |  |  | N | IPP Non-CHP | 2 | X X X: X; DFO RC RC: WAT |  |  | N | N | 0 | 10M | [23 empty] | N
Vintage1924 | hydro | TRUE | 61122 | Great River Hydro, LLC | 3746 | Harriman | VT | Windham | GEN2 | Conventional Hydroelectric | HY |  | S | X | X | 435 |  | 11.2 | 0.8 | 13.6 | 12.8 | 8 | N |  |  | OP | X | 6 | 1924 |  |  | N | IPP Non-CHP | 2 | X X X: X; DFO RC RC: WAT |  |  | N | N | 0 | 10M | [23 empty] | N
Vintage1924 | hydro | TRUE | 61122 | Great River Hydro, LLC | 3746 | Harriman | VT | Windham | GEN3 | Conventional Hydroelectric | HY |  | S | X | X | 435 |  | 11.2 | 0.8 | 13.6 | 12.8 | 8 | N |  |  | OP | X | 11 | 1924 |  |  | N | IPP Non-CHP | 2 | X X X: X; DFO RC RC: WAT |  |  | N | N | 0 | 10M | [23 empty] | N
Vintage1927 | hydro | TRUE | 62775 | Central Rivers Power NH, LLC | 3750 | Canaan | VT | Essex | 1 | Conventional Hydroelectric | HY |  | S | X | X | 4002 Z_NewHampshire |  | 1.1 | 0.8 | 1.1 | 1.1 | 0.1 | N |  |  | OP | X | 8 | 1927 |  |  | N | IPP Non-CHP | 2 | X X X: X; DFO RC RC: WAT |  |  |  |  | 0 | 10M
Vintage1931 | hydro | TRUE | 1299 | Barton Village, Inc | 3753 | West Charleston | VT | Orleans | 1 | Conventional Hydroelectric | HY |  | S | X | X |  |  | 0.7 | 0.8 | 0.7 | 0.7 | 0 | N |  |  | OP | X | 7 | 1931 |  |  | N | Electric Utility | 1 | X X X: X; DFO RC RC: WAT |  |  |  |  | 0 | 10M
Vintage1948 | hydro | TRUE | 1299 | Barton Village, Inc | 3753 | West Charleston | VT | Orleans | 2 | Conventional Hydroelectric | HY |  | S | X | X |  |  | 0.7 | 0.8 | 0.6 | 0.6 | 0 | N |  |  | OP | X | 10 | 1948 |  |  | N | Electric Utility | 1 | X X X: X; DFO RC RC: WAT | [5 empty] | 10M
Vintage1971 | petroleum | TRUE | 2548 | City of Burlington Electric - (VT) | 3754 | Burlington GT | VT | Chittenden | GT1 | Petroleum Liquids | GT |  | S | X | X | 363 | 363 | 25.5 | 0.85 | 19.7 | 23.4 | 5 | N |  |  | OP | X | 9 | 1971 |  |  | N | Electric Utility | 1 | X X X: X; DFO RC RC: DFO; DFO DFO DFO: DFO |  |  | N | N |  | 1H | [23 empty] | N | N | N
Vintage1915 | hydro | TRUE | 11359 | Village of Lyndonville - (VT) | 3762 | Great Falls (VT) | VT | Caledonia | 1 | Conventional Hydroelectric | HY |  | S | X | X |  |  | 0.3 | 0.85 | 0.3 | 0.3 | 0.1 | N |  |  | OP | X | 8 | 1915 |  |  | N | Electric Utility | 1 | X X X: X; DFO RC RC: WAT |  |  | N | N |  | 1H | [23 empty] | N
Vintage1915 | hydro | TRUE | 11359 | Village of Lyndonville - (VT) | 3762 | Great Falls (VT) | VT | Caledonia | 2 | Conventional Hydroelectric | HY |  | S | X | X |  |  | 0.3 | 0.85 | 0.3 | 0.3 | 0.1 | N |  |  | OP | X | 8 | 1915 |  |  | N | Electric Utility | 1 | X X X: X; DFO RC RC: WAT |  |  | N | N |  | 1H | [23 empty] | N
Vintage1979 | hydro | TRUE | 11359 | Village of Lyndonville - (VT) | 3762 | Great Falls (VT) | VT | Caledonia | 3 | Conventional Hydroelectric | HY |  | S | X | X |  |  | 1.3 | 0.85 | 1.3 | 1.3 | 0.1 | N |  |  | OP | X | 2 | 1979 |  |  | N | Electric Utility | 1 | X X X: X; DFO RC RC: WAT |  |  | N | N |  | 1H | [23 empty] | N
Vintage1924 | hydro | TRUE | 12989 | Village of Morrisville - (VT) | 3764 | Morrisville | VT | Lamoille | 1 | Conventional Hydroelectric | HY |  | S | X | X | 4466 |  | 0.6 | 0.8 | 0.5 | 0.6 | 0.1 | N |  |  | OP | X | 8 | 1924 |  |  | N | Electric Utility | 1 | X X X: X; DFO RC RC: WAT |  |  | N | N | 0 | 1H
Vintage1924 | hydro | TRUE | 12989 | Village of Morrisville - (VT) | 3764 | Morrisville | VT | Lamoille | 2 | Conventional Hydroelectric | HY |  | S | X | X | 4466 |  | 1.2 | 0.8 | 1 | 1.2 | 0.1 | N |  |  | OP | X | 8 | 1924 |  |  | N | Electric Utility | 1 | X X X: X; DFO RC RC: WAT |  |  | N | N | 0 | 1H
Vintage1914 | hydro | TRUE | 12989 | Village of Morrisville - (VT) | 3765 | Cadys Falls | VT | Lamoille | 1 | Conventional Hydroelectric | HY |  | S | X | X | 4466 |  | 0.8 | 0.8 | 0.5 | 0.5 | 0.1 | N |  |  | OP | X | 8 | 1914 |  |  | N | Electric Utility | 1 | X X X: X; DFO RC RC: WAT |  |  | N | N | 0 | 1H
Vintage1947 | hydro | TRUE | 12989 | Village of Morrisville - (VT) | 3765 | Cadys Falls | VT | Lamoille | 2 | Conventional Hydroelectric | HY |  | S | X | X | 4466 |  | 0.8 | 0.8 | 0.6 | 0.6 | 0.1 | N |  |  | OP | X | 8 | 1947 |  |  | N | Electric Utility | 1 | X X X: X; DFO RC RC: WAT |  |  | N | N | 0 | 1H
Vintage1912 | hydro | TRUE | 733 | Appalachian Power Co | 3772 | Buck Hydro | VA | Carroll | 1 | Conventional Hydroelectric | HY |  | S | X | X |  |  | 2.8 | 0.9 | 3 | 5.3 | 0.2 | N |  |  | OP | X | 1 | 1912 |  |  | N | Electric Utility | 1 | X X X: X; DFO RC RC: WAT |  |  |  |  | 0 | 12H
Vintage1912 | hydro | TRUE | 733 | Appalachian Power Co | 3772 | Buck Hydro | VA | Carroll | 2 | Conventional Hydroelectric | HY |  | S | X | X |  |  | 2.8 | 0.9 | 3 | 5.3 | 0.2 | N |  |  | OP | X | 1 | 1912 |  |  | N | Electric Utility | 1 | X X X: X; DFO RC RC: WAT |  |  |  |  | 0 | 12H
Vintage1912 | hydro | TRUE | 733 | Appalachian Power Co | 3772 | Buck Hydro | VA | Carroll | 3 | Conventional Hydroelectric | HY |  | S | X | X |  |  | 2.8 | 0.9 | 3 | 5.3 | 0.2 | N |  |  | OP | X | 1 | 1912 |  |  | N | Electric Utility | 1 | X X X: X; DFO RC RC: WAT |  |  |  |  | 0 | 12H
Vintage1912 | hydro | TRUE | 733 | Appalachian Power Co | 3773 | Byllesby 2 | VA | Carroll | 1 | Conventional Hydroelectric | HY |  | S | X | X |  |  | 5.4 | 0.9 | 7.9 | 4.4 | 1 | N |  |  | OP | X | 1 | 1912 |  |  | N | Electric Utility | 1 | X X X: X; DFO RC RC: WAT |  |  |  |  | 0 | 12H
Vintage1912 | hydro | TRUE | 733 | Appalachian Power Co | 3773 | Byllesby 2 | VA | Carroll | 2 | Conventional Hydroelectric | HY |  | S | X | X |  |  | 5.4 | 0.9 | 7.9 | 4.4 | 1 | N |  |  | OP | X | 1 | 1912 |  |  | N | Electric Utility | 1 | X X X: X; DFO RC RC: WAT |  |  |  |  | 0 | 12H
Vintage1912 | hydro | TRUE | 733 | Appalachian Power Co | 3773 | Byllesby 2 | VA | Carroll | 3 | Conventional Hydroelectric | HY |  | S | X | X |  |  | 5.4 | 0.9 | 7.9 | 4.4 | 1 | N |  |  | OP | X | 1 | 1912 |  |  | N | Electric Utility | 1 | X X X: X; DFO RC RC: WAT |  |  |  |  | 0 | 12H
Vintage1912 | hydro | TRUE | 733 | Appalachian Power Co | 3773 | Byllesby 2 | VA | Carroll | 4 | Conventional Hydroelectric | HY |  | S | X | X |  |  | 5.4 | 0.9 | 7.9 | 4.4 | 1 | N |  |  | OP | X | 1 | 1912 |  |  | N | Electric Utility | 1 | X X X: X; DFO RC RC: WAT |  |  |  |  | 0 | 12H
Vintage1939 | hydro | TRUE | 733 | Appalachian Power Co | 3774 | Claytor | VA | Pulaski | 1 | Conventional Hydroelectric | HY |  | S | X | X |  |  | 18.7 | 0.9 | 14.7 | 28.2 | 14 | N |  |  | OP | X | 8 | 1939 |  |  | N | Electric Utility | 1 | X X X: X; DFO RC RC: WAT |  |  |  |  | 0 | 12H
Vintage1939 | hydro | TRUE | 733 | Appalachian Power Co | 3774 | Claytor | VA | Pulaski | 2 | Conventional Hydroelectric | HY |  | S | X | X |  |  | 18.7 | 0.9 | 14.7 | 28.2 | 14 | N |  |  | OP | X | 8 | 1939 |  |  | N | Electric Utility | 1 | X X X: X; DFO RC RC: WAT |  |  |  |  | 0 | 12H
Vintage1939 | hydro | TRUE | 733 | Appalachian Power Co | 3774 | Claytor | VA | Pulaski | 3 | Conventional Hydroelectric | HY |  | S | X | X |  |  | 18.7 | 0.9 | 14.7 | 28.2 | 14 | N |  |  | OP | X | 8 | 1939 |  |  | N | Electric Utility | 1 | X X X: X; DFO RC RC: WAT |  |  |  |  | 0 | 12H
Vintage1939 | hydro | TRUE | 733 | Appalachian Power Co | 3774 | Claytor | VA | Pulaski | 4 | Conventional Hydroelectric | HY |  | S | X | X |  |  | 18.7 | 0.9 | 14.7 | 28.2 | 14 | N |  |  | OP | X | 8 | 1939 |  |  | N | Electric Utility | 1 | X X X: X; DFO RC RC: WAT |  |  |  |  | 0 | 12H
Vintage1958 | natural gas steam turbine | TRUE | 733 | Appalachian Power Co | 3775 | Clinch River | VA | Russell | 1 | Natural Gas Steam Turbine | ST |  | S | X | X |  |  | 237.5 | 0.8 | 230 | 235 | 60 | N |  |  | OP | X | 9 | 1958 |  |  | N | Electric Utility | 1 | [11 empty] | N | N |  | 12H |  | N |  |  | N | [18 empty] | N | N | N | bar: X X X to DFO RC RC; DFO DFO DFO
Vintage1958 | natural gas steam turbine | TRUE | 733 | Appalachian Power Co | 3775 | Clinch River | VA | Russell | 2 | Natural Gas Steam Turbine | ST |  | S | X | X |  |  | 237.5 | 0.8 | 230 | 235 | 60 | N |  |  | OP | X | 12 | 1958 |  |  | N | Electric Utility | 1 | [11 empty] | N | N |  | 12H |  | N |  |  | N | [18 empty] | N | N | N | bar: X X X to DFO RC RC; DFO DFO DFO
Vintage1964 | hydro | TRUE | 733 | Appalachian Power Co | 3777 | Leesville | VA | Pittsylvania | 1 | Conventional Hydroelectric | HY |  | S | X | X |  |  | 20 | 0.8 | 25 | 25 | 23 | N |  |  | OP | X | 2 | 1964 |  |  | N | Electric Utility | 1 | X X X: X; DFO RC RC: WAT |  |  |  |  | 0 | 12H
Vintage1964 | hydro | TRUE | 733 | Appalachian Power Co | 3777 | Leesville | VA | Pittsylvania | 2 | Conventional Hydroelectric | HY |  | S | X | X |  |  | 20 | 0.8 | 25 | 25 | 23 | N |  |  | OP | X | 3 | 1964 |  |  | N | Electric Utility | 1 | X X X: X; DFO RC RC: WAT |  |  |  |  | 0 | 12H
Vintage1954 | hydro | TRUE | 733 | Appalachian Power Co | 3778 | Niagara | VA | Roanoke | 1 | Conventional Hydroelectric | HY |  | S | X | X |  |  | 2.4 | 0.8 | 0.6 | 1.4 | 0.3 | N |  |  | OP | X | 6 | 1954 |  |  | N | Electric Utility | 1 | X X X: X; DFO RC RC: WAT |  |  |  |  | 0 | 12H
Vintage1954 | hydro | TRUE | 733 | Appalachian Power Co | 3778 | Niagara | VA | Roanoke | 2 | Conventional Hydroelectric | HY |  | S | X | X |  |  | 1.2 | 0.8 | 1.2 | 1.2 | 0.3 | N |  |  | OP | X | 6 | 1954 |  |  | N | Electric Utility | 1 | X X X: X; DFO RC RC: WAT |  |  |  |  | 0 | 12H
Vintage1903 | hydro | TRUE | 57280 | Eagle Creek Renewable Energy, LLC | 3779 | Reusens | VA | Campbell | 1 | Conventional Hydroelectric | HY |  | W | X | X | 32418507 |  | 2.5 | 0.8 | 2.5 | 2.5 | 1 | N |  |  | OP | X | 1 | 1903 |  |  | N | IPP Non-CHP | 2 | X X X: X; DFO RC RC: WAT |  |  |  |  | 0 | 10M
Vintage1903 | hydro | TRUE | 57280 | Eagle Creek Renewable Energy, LLC | 3779 | Reusens | VA | Campbell | 2 | Conventional Hydroelectric | HY |  | W | X | X | 32418507 |  | 2.5 | 0.8 | 2.5 | 2.5 | 1 | N |  |  | OP | X | 1 | 1903 |  |  | N | IPP Non-CHP | 2 | X X X: X; DFO RC RC: WAT |  |  |  |  | 0 | 10M
Vintage1903 | hydro | TRUE | 57280 | Eagle Creek Renewable Energy, LLC | 3779 | Reusens | VA | Campbell | 3 | Conventional Hydroelectric | HY |  | W | X | X | 32418507 |  | 2.5 | 0.8 | 2.5 | 2.5 | 1 | N |  |  | OP | X | 1 | 1903 |  |  | N | IPP Non-CHP | 2 | X X X: X; DFO RC RC: WAT |  |  |  |  | 0 | 10M
Vintage1903 | hydro | TRUE | 57280 | Eagle Creek Renewable Energy, LLC | 3779 | Reusens | VA | Campbell | 4 | Conventional Hydroelectric | HY |  | W | X | X | 32418507 |  | 2.5 | 0.8 | 2.5 | 2.5 | 1 | N |  |  | OS | X | 1 | 1903 |  |  | N | IPP Non-CHP | 2 | X X X: X; DFO RC RC: WAT |  |  |  |  | 0 | 10M
Vintage1903 | hydro | TRUE | 57280 | Eagle Creek Renewable Energy, LLC | 3779 | Reusens | VA | Campbell | 5 | Conventional Hydroelectric | HY |  | W | X | X | 32418507 |  | 2.5 | 0.8 | 2.5 | 2.5 | 1 | N |  |  | OP | X | 1 | 1903 |  |  | N | IPP Non-CHP | 2 | X X X: X; DFO RC RC: WAT |  |  |  |  | 0 | 1H
Vintage1965 | other | TRUE | 733 | Appalachian Power Co | 3780 | Smith Mountain | VA | Pittsylvania | 1 | Hydroelectric Pumped Storage | PS |  | S | X | X |  |  | 66 | 0.95 | 66 | 66 | 65 | N |  |  | OP | X | 12 | 1965 |  |  | N | Electric Utility | 1 | X X X: X; DFO RC RC: WAT |  |  | N |  |  | 12H
Vintage1965 | hydro | TRUE | 733 | Appalachian Power Co | 3780 | Smith Mountain | VA | Pittsylvania | 2 | Conventional Hydroelectric | HY |  | S | X | X |  |  | 150.1 | 0.95 | 174 | 174 | 160 | N |  |  | OP | X | 12 | 1965 |  |  | N | Electric Utility | 1 | X X X: X; DFO RC RC: WAT |  |  | N |  | 0 | 12H
Vintage1980 | other | TRUE | 733 | Appalachian Power Co | 3780 | Smith Mountain | VA | Pittsylvania | 3 | Hydroelectric Pumped Storage | PS |  | S | X | X |  |  | 115.3 | 0.95 | 106 | 106 | 105 | N |  |  | OP | X | 6 | 1980 |  |  | N | Electric Utility | 1 | X X X: X; DFO RC RC: WAT |  |  | N |  |  | 12H
Vintage1966 | hydro | TRUE | 733 | Appalachian Power Co | 3780 | Smith Mountain | VA | Pittsylvania | 4 | Conventional Hydroelectric | HY |  | S | X | X |  |  | 150.1 | 0.95 | 174 | 174 | 160 | N |  |  | OP | X | 2 | 1966 |  |  | N | Electric Utility | 1 | X X X: X; DFO RC RC: WAT |  |  | N |  | 0 | 12H
Vintage1966 | other | TRUE | 733 | Appalachian Power Co | 3780 | Smith Mountain | VA | Pittsylvania | 5 | Hydroelectric Pumped Storage | PS |  | S | X | X |  |  | 66 | 0.95 | 66 | 66 | 65 | N |  |  | OP | X | 2 | 1966 |  |  | N | Electric Utility | 1 | X X X: X; DFO RC RC: WAT |  |  | N |  |  | 12H
Vintage1963 | petroleum | TRUE | 56609 | Calpine Mid-Atlantic Generation LLC | 3782 | Bayview | VA | Northampton | BAYV | Petroleum Liquids | IC |  | S | X | X | 50872 | 50872 | 2 | 0.8 | 2.1 | 2.1 | 2 | N |  |  | SB | Y | 10 | 1963 |  |  | N | IPP Non-CHP | 2 | X X X: X; DFO RC RC: DFO |  |  | N | N |  | 1H | [23 empty] | N | N
Vintage1963 | petroleum | TRUE | 56609 | Calpine Mid-Atlantic Generation LLC | 3782 | Bayview | VA | Northampton | BYV2 | Petroleum Liquids | IC |  | S | X | X | 50873 | 50873 | 2 | 0.8 | 2.1 | 2.1 | 2 | N |  |  | SB | Y | 10 | 1963 |  |  | N | IPP Non-CHP | 2 | X X X: X; DFO RC RC: DFO |  |  | N | N |  | 1H | [23 empty] | N | N
Vintage1963 | petroleum | TRUE | 56609 | Calpine Mid-Atlantic Generation LLC | 3782 | Bayview | VA | Northampton | BYV3 | Petroleum Liquids | IC |  | S | X | X | 50874 | 50874 | 2 | 0.8 | 2.1 | 2.1 | 2 | N |  |  | SB | Y | 10 | 1963 |  |  | N | IPP Non-CHP | 2 | X X X: X; DFO RC RC: DFO |  |  | N | N |  | 1H | [23 empty] | N | N
Vintage1963 | petroleum | TRUE | 56609 | Calpine Mid-Atlantic Generation LLC | 3782 | Bayview | VA | Northampton | BYV4 | Petroleum Liquids | IC |  | S | X | X | 50875 | 50875 | 2 | 0.8 | 2.1 | 2.1 | 2 | N |  |  | SB | Y | 10 | 1963 |  |  | N | IPP Non-CHP | 2 | X X X: X; DFO RC RC: DFO |  |  | N |  |  | 1H | [23 empty] | N
Vintage1963 | petroleum | TRUE | 56609 | Calpine Mid-Atlantic Generation LLC | 3782 | Bayview | VA | Northampton | BYV5 | Petroleum Liquids | IC |  | S | X | X | 50876 | 50876 | 2 | 0.8 | 2.1 | 2.1 | 2 | N |  |  | SB | Y | 10 | 1963 |  |  | N | IPP Non-CHP | 2 | X X X: X; DFO RC RC: DFO |  |  | N |  |  | 1H | [23 empty] | N
Vintage1963 | petroleum | TRUE | 56609 | Calpine Mid-Atlantic Generation LLC | 3782 | Bayview | VA | Northampton | BYV6 | Petroleum Liquids | IC |  | S | X | X | 50877 | 50877 | 2 | 0.8 | 2.1 | 2.1 | 2 | N |  |  | SB | Y | 10 | 1963 |  |  | N | IPP Non-CHP | 2 | X X X: X; DFO RC RC: DFO |  |  | N |  |  | 1H | [23 empty] | N
Vintage1972 | petroleum | TRUE | 56609 | Calpine Mid-Atlantic Generation LLC | 3785 | Tasley | VA | Accomack | TAS | Petroleum Liquids | GT |  | S | X | X | 50924 | 50924 | 27 | 0.8 | 29.9 | 40.3 | 26.9 | N |  |  | SB | Y | 6 | 1972 |  |  | N | IPP Non-CHP | 2 | X X X: X; DFO RC RC: DFO |  |  | N | N |  | 1H | [23 empty] | N | N
Vintage1927 | hydro | TRUE | 57280 | Eagle Creek Renewable Energy, LLC | 3789 | Luray Hydro Station | VA | Page | 1 | Conventional Hydroelectric | HY |  | W | X | X | RIVERTON138KV DUM HYD | IVERTON138 DUM HYD | 0.6 | 1 | 0.4 | 0.6 | 0.2 | N |  |  | OP | X | 1 | 1927 |  |  | N | IPP Non-CHP | 2 | X X X: X; DFO RC RC: WAT |  |  | N |  | 0 | 10M
Vintage1927 | hydro | TRUE | 57280 | Eagle Creek Renewable Energy, LLC | 3789 | Luray Hydro Station | VA | Page | 2 | Conventional Hydroelectric | HY |  | W | X | X | RIVERTON138KV DUM HYD | RIVERTON138KV DUM HYD | 0.4 | 1 | 0.3 | 0.4 | 0.2 | N |  |  | OP | X | 1 | 1927 |  |  | N | IPP Non-CHP | 2 | X X X: X; DFO RC RC: WAT |  |  | N |  | 0 | 10M
Vintage1927 | hydro | TRUE | 57280 | Eagle Creek Renewable Energy, LLC | 3789 | Luray Hydro Station | VA | Page | 3 | Conventional Hydroelectric | HY |  | W | X | X | RIVERTON138KV DUM HYD | RIVERTON138KV DUM HYD | 0.6 | 1 | 0.4 | 0.6 | 0.2 | N |  |  | OP | X | 1 | 1927 |  |  | N | IPP Non-CHP | 2 | X X X: X; DFO RC RC: WAT |  |  | N |  | 0 | 10M
Vintage1923 | hydro | TRUE | 57280 | Eagle Creek Renewable Energy, LLC | 3790 | Newport Hydro Station | VA | Page | 1 | Conventional Hydroelectric | HY |  | W | X | X | RIVERTON138KV DUM HYD | RIVERTON138KV DUM HYD | 0.4 | 1 | 0.3 | 0.4 | 0.2 | N |  |  | OP | X | 1 | 1923 |  |  | N | IPP Non-CHP | 2 | X X X: X; DFO RC RC: WAT |  |  | N | N | 0 | 10M
Vintage1923 | hydro | TRUE | 57280 | Eagle Creek Renewable Energy, LLC | 3790 | Newport Hydro Station | VA | Page | 2 | Conventional Hydroelectric | HY |  | W | X | X | RIVERTON138KV DUM HYD | RIVERTON138KV DUM HYD | 0.4 | 1 | 0.5 | 0.5 | 0.2 | N |  |  | OP | X | 1 | 1923 |  |  | N | IPP Non-CHP | 2 | X X X: X; DFO RC RC: WAT |  |  | N | N | 0 | 10M
Vintage1923 | hydro | TRUE | 57280 | Eagle Creek Renewable Energy, LLC | 3790 | Newport Hydro Station | VA | Page | 3 | Conventional Hydroelectric | HY |  | W | X | X |  |  | 0.6 | 1 | 0.5 | 0.6 | 0.2 | N |  |  | OP | X | 1 | 1923 |  |  | N | IPP Non-CHP | 2 | X X X: X; DFO RC RC: WAT |  |  | N | N | 0 | 10M
Vintage1964 | hard coal | TRUE | 19876 | Virginia Electric & Power Co | 3797 | Chesterfield | VA | Chesterfield | 5 | Conventional Steam Coal | ST |  | S | X | X |  |  | 359 | 0.85 | 336 | 342 | 186 | N |  |  | OP | X | 8 | 1964 | 5 | 2023 | N | Electric Utility | 1 | X X X: X; DFO RC RC: BIT; DFO SUB SUB: DFO; DFO DFO DFO: DFO |  |  | N |  |  | OVER |  | Y |  |  | Y | [18 empty] | N
Vintage1969 | hard coal | TRUE | 19876 | Virginia Electric & Power Co | 3797 | Chesterfield | VA | Chesterfield | 6 | Conventional Steam Coal | ST |  | S | X | X |  |  | 693.9 | 0.9 | 670 | 690 | 400 | N |  |  | OP | X | 12 | 1969 | 5 | 2023 | N | Electric Utility | 1 | X X X: X; DFO RC RC: BIT; DFO SUB SUB: DFO; DFO DFO DFO: DFO |  |  | N |  |  | OVER |  | Y |  |  | Y | [18 empty] | N
Vintage1990 | natural gas combined cycle | TRUE | 19876 | Virginia Electric & Power Co | 3797 | Chesterfield | VA | Chesterfield | CT7 | Natural Gas Fired Combined Cycle | CT | CH7 | S | X | N |  |  | 145 | 0.9 | 142 | 166 | 68 | N |  |  | OP | X | 6 | 1990 |  |  | N | Electric Utility | 1 | X X X: X; DFO RC RC: NG; DFO SUB SUB: DFO |  |  | N |  |  | 12H | [23 empty] | Y | Y | Y
Vintage1992 | natural gas combined cycle | TRUE | 19876 | Virginia Electric & Power Co | 3797 | Chesterfield | VA | Chesterfield | CT8 | Natural Gas Fired Combined Cycle | CT | CH8 | S | X | N |  |  | 148 | 0.9 | 140 | 175 | 63 | N |  |  | OP | X | 5 | 1992 |  |  | N | Electric Utility | 1 | X X X: X; DFO RC RC: NG; DFO SUB SUB: DFO |  |  | N |  |  | 12H | [23 empty] | Y | Y | Y
Vintage1990 | natural gas combined cycle | TRUE | 19876 | Virginia Electric & Power Co | 3797 | Chesterfield | VA | Chesterfield | CW7 | Natural Gas Fired Combined Cycle | CA | CH7 | S | N | X |  |  | 74.4 | 0.9 | 55 | 60 | 32 | N |  |  | OP | X | 6 | 1990 |  |  | N | Electric Utility | 1 | X X X: X; DFO RC RC: NG; DFO SUB SUB: DFO |  |  | N |  |  | 12H | [23 empty] | Y |  | N
Vintage1992 | natural gas combined cycle | TRUE | 19876 | Virginia Electric & Power Co | 3797 | Chesterfield | VA | Chesterfield | CW8 | Natural Gas Fired Combined Cycle | CA | CH8 | S | N | X |  |  | 79.2 | 0.9 | 55 | 61 | 37 | N |  |  | OP | X | 5 | 1992 |  |  | N | Electric Utility | 1 | X X X: X; DFO RC RC: NG; DFO SUB SUB: DFO |  |  | N |  |  | 12H | [23 empty] | Y |  | N
Vintage1930 | hydro | TRUE | 61891 | Cushaw Hydro LLC | 3798 | Cushaw | VA | Amherst | 1 | Conventional Hydroelectric | HY |  | S | X | X |  |  | 1.5 | 0.8 | 0.4 | 0.4 | 0.4 | N |  |  | OP | X | 1 | 1930 |  |  | N | Electric Utility | 1 | X X X: X; DFO RC RC: WAT |  |  |  |  | 0 | 10M
Vintage1930 | hydro | TRUE | 61891 | Cushaw Hydro LLC | 3798 | Cushaw | VA | Amherst | 2 | Conventional Hydroelectric | HY |  | S | X | X |  |  | 1.5 | 0.8 | 0.4 | 0.4 | 0.4 | N |  |  | OP | X | 1 | 1930 |  |  | N | Electric Utility | 1 | X X X: X; DFO RC RC: WAT |  |  |  |  | 0 | 10M
Vintage1930 | hydro | TRUE | 61891 | Cushaw Hydro LLC | 3798 | Cushaw | VA | Amherst | 3 | Conventional Hydroelectric | HY |  | S | X | X |  |  | 1.5 | 0.8 | 0.4 | 0.4 | 0.4 | N |  |  | OP | X | 1 | 1930 |  |  | N | Electric Utility | 1 | X X X: X; DFO RC RC: WAT | [5 empty] | 10M
Vintage1930 | hydro | TRUE | 61891 | Cushaw Hydro LLC | 3798 | Cushaw | VA | Amherst | 4 | Conventional Hydroelectric | HY |  | S | X | X |  |  | 1.5 | 0.8 | 0.4 | 0.4 | 0.4 | N |  |  | OP | X | 1 | 1930 |  |  | N | Electric Utility | 1 | X X X: X; DFO RC RC: WAT |  |  |  |  | 0 | 10M
Vintage1930 | hydro | TRUE | 61891 | Cushaw Hydro LLC | 3798 | Cushaw | VA | Amherst | 5 | Conventional Hydroelectric | HY |  | S | X | X |  |  | 1.5 | 0.8 | 0.4 | 0.4 | 0.4 | N |  |  | OP | X | 1 | 1930 |  |  | N | Electric Utility | 1 | X X X: X; DFO RC RC: WAT | [5 empty] | 10M
Vintage1971 | petroleum | TRUE | 19876 | Virginia Electric & Power Co | 3799 | Low Moor | VA | Alleghany | GT1 | Petroleum Liquids | GT |  | S | X | X |  |  | 20.7 | 0.85 | 12 | 17 | 3 | N |  |  | OP | X | 7 | 1971 |  |  | N | Electric Utility | 1 | X X X: X; DFO RC RC: DFO | [5 empty] | 1H | [23 empty] | N
Vintage1971 | petroleum | TRUE | 19876 | Virginia Electric & Power Co | 3799 | Low Moor | VA | Alleghany | GT2 | Petroleum Liquids | GT |  | S | X | X |  |  | 20.7 | 0.85 | 12 | 16 | 3 | N |  |  | OP | X | 7 | 1971 |  |  | N | Electric Utility | 1 | X X X: X; DFO RC RC: DFO | [5 empty] | 1H | [23 empty] | N
Vintage1971 | petroleum | TRUE | 19876 | Virginia Electric & Power Co | 3799 | Low Moor | VA | Alleghany | GT3 | Petroleum Liquids | GT |  | S | X | X |  |  | 20.7 | 0.85 | 12 | 15 | 3 | N |  |  | OP | X | 8 | 1971 |  |  | N | Electric Utility | 1 | X X X: X; DFO RC RC: DFO | [5 empty] | 1H | [23 empty] | N
Vintage1971 | petroleum | TRUE | 19876 | Virginia Electric & Power Co | 3799 | Low Moor | VA | Alleghany | GT4 | Petroleum Liquids | GT |  | S | X | X |  |  | 20.7 | 0.85 | 12 | 17 | 3 | N |  |  | OP | X | 8 | 1971 |  |  | N | Electric Utility | 1 | X X X: X; DFO RC RC: DFO | [5 empty] | 1H | [23 empty] | N
Vintage1971 | petroleum | TRUE | 19876 | Virginia Electric & Power Co | 3800 | Northern Neck | VA | Richmond | GT1 | Petroleum Liquids | GT |  | S | X | X |  |  | 20.7 | 0.85 | 12 | 18 | 3 | N |  |  | OP | X | 7 | 1971 |  |  | N | Electric Utility | 1 | X X X: X; DFO RC RC: DFO | [5 empty] | 1H | [23 empty] | N
Vintage1971 | petroleum | TRUE | 19876 | Virginia Electric & Power Co | 3800 | Northern Neck | VA | Richmond | GT2 | Petroleum Liquids | GT |  | S | X | X |  |  | 20.7 | 0.85 | 11 | 17 | 3 | N |  |  | OP | X | 8 | 1971 |  |  | N | Electric Utility | 1 | X X X: X; DFO RC RC: DFO | [5 empty] | 1H | [23 empty] | N
Vintage1971 | petroleum | TRUE | 19876 | Virginia Electric & Power Co | 3800 | Northern Neck | VA | Richmond | GT3 | Petroleum Liquids | GT |  | S | X | X |  |  | 20.7 | 0.85 | 12 | 17 | 3 | N |  |  | OP | X | 7 | 1971 |  |  | N | Electric Utility | 1 | X X X: X; DFO RC RC: DFO | [5 empty] | 1H | [23 empty] | N
Vintage1971 | petroleum | TRUE | 19876 | Virginia Electric & Power Co | 3800 | Northern Neck | VA | Richmond | GT4 | Petroleum Liquids | GT |  | S | X | X |  |  | 20.7 | 0.85 | 12 | 18 | 3 | N |  |  | OP | X | 8 | 1971 |  |  | N | Electric Utility | 1 | X X X: X; DFO RC RC: DFO | [5 empty] | 1H | [23 empty] | N
Vintage1969 | petroleum | TRUE | 19876 | Virginia Electric & Power Co | 3803 | Chesapeake | VA | Chesapeake City | 6 | Petroleum Liquids | GT |  | S | X | X |  |  | 16.3 | 0.85 | 12 | 16 | 3 | N |  |  | OP | X | 7 | 1969 |  |  | N | Electric Utility | 1 | X X X: X; DFO RC RC: DFO |  |  | N |  |  | 1H | [23 empty] | N
Vintage1967 | petroleum | TRUE | 19876 | Virginia Electric & Power Co | 3803 | Chesapeake | VA | Chesapeake City | GT1 | Petroleum Liquids | GT |  | S | X | X |  |  | 18.5 | 0.85 | 15 | 20 | 3 | N |  |  | OP | X | 12 | 1967 |  |  | N | Electric Utility | 1 | X X X: X; DFO RC RC: DFO |  |  | N |  |  | 1H | [23 empty] | N
Vintage1969 | petroleum | TRUE | 19876 | Virginia Electric & Power Co | 3803 | Chesapeake | VA | Chesapeake City | GT2 | Petroleum Liquids | GT |  | S | X | X |  |  | 16.3 | 0.85 | 12 | 17 | 3 | N |  |  | OP | X | 3 | 1969 |  |  | N | Electric Utility | 1 | X X X: X; DFO RC RC: DFO |  |  | N |  |  | 1H | [23 empty] | N
Vintage1969 | petroleum | TRUE | 19876 | Virginia Electric & Power Co | 3803 | Chesapeake | VA | Chesapeake City | GT4 | Petroleum Liquids | GT |  | S | X | X |  |  | 16.3 | 0.85 | 12 | 16 | 3 | N |  |  | OP | X | 5 | 1969 |  |  | N | Electric Utility | 1 | X X X: X; DFO RC RC: DFO |  |  | N |  |  | 1H | [23 empty] | N
Vintage2003 | natural gas combined cycle | TRUE | 19876 | Virginia Electric & Power Co | 3804 | Possum Point | VA | Prince William | 6A | Natural Gas Fired Combined Cycle | CT | G784 | S | X | N |  |  | 174 | 0.85 | 170 | 176.5 | 87 | N |  |  | OP | X | 7 | 2003 |  |  | N | Electric Utility | 1 | X X X: X; DFO RC RC: NG; DFO SUB SUB: DFO |  |  | N |  |  | 12H | [23 empty] | Y | N | Y
Vintage2003 | natural gas combined cycle | TRUE | 19876 | Virginia Electric & Power Co | 3804 | Possum Point | VA | Prince William | 6B | Natural Gas Fired Combined Cycle | CT | G784 | S | X | N |  |  | 174 | 0.85 | 170 | 176.5 | 87 | N |  |  | OP | X | 7 | 2003 |  |  | N | Electric Utility | 1 | X X X: X; DFO RC RC: NG; DFO SUB SUB: DFO |  |  | N |  |  | 12H | [23 empty] | Y | N | Y
Vintage2003 | natural gas combined cycle | TRUE | 19876 | Virginia Electric & Power Co | 3804 | Possum Point | VA | Prince William | 6ST | Natural Gas Fired Combined Cycle | CA | G784 | S | Y | X |  |  | 265 | 0.85 | 233 | 262 | 116 | N |  |  | OP | X | 7 | 2003 |  |  | N | Electric Utility | 1 | X X X: X; DFO RC RC: NG; DFO SUB SUB: DFO |  |  | N |  |  | 12H | [23 empty] | Y |  | N
Vintage1968 | petroleum | TRUE | 19876 | Virginia Electric & Power Co | 3804 | Possum Point | VA | Prince William | GT1 | Petroleum Liquids | GT |  | S | X | X |  |  | 16 | 0.85 | 12 | 19 | 3 | N |  |  | OP | X | 5 | 1968 |  |  | N | Electric Utility | 1 | X X X: X; DFO RC RC: DFO | [5 empty] | 1H | [23 empty] | N
Vintage1968 | petroleum | TRUE | 19876 | Virginia Electric & Power Co | 3804 | Possum Point | VA | Prince William | GT2 | Petroleum Liquids | GT |  | S | X | X |  |  | 16 | 0.85 | 12 | 17 | 3 | N |  |  | OP | X | 5 | 1968 |  |  | N | Electric Utility | 1 | X X X: X; DFO RC RC: DFO | [5 empty] | 1H | [23 empty] | N
Vintage1968 | petroleum | TRUE | 19876 | Virginia Electric & Power Co | 3804 | Possum Point | VA | Prince William | GT3 | Petroleum Liquids | GT |  | S | X | X |  |  | 16 | 0.85 | 12 | 16 | 3 | N |  |  | OP | X | 5 | 1968 |  |  | N | Electric Utility | 1 | X X X: X; DFO RC RC: DFO | [5 empty] | 1H | [23 empty] | N
Vintage1968 | petroleum | TRUE | 19876 | Virginia Electric & Power Co | 3804 | Possum Point | VA | Prince William | GT4 | Petroleum Liquids | GT |  | S | X | X |  |  | 16 | 0.85 | 12 | 18 | 3 | N |  |  | OP | X | 5 | 1968 |  |  | N | Electric Utility | 1 | X X X: X; DFO RC RC: DFO | [5 empty] | 1H | [23 empty] | N
Vintage1968 | petroleum | TRUE | 19876 | Virginia Electric & Power Co | 3804 | Possum Point | VA | Prince William | GT5 | Petroleum Liquids | GT |  | S | X | X |  |  | 16 | 0.85 | 12 | 17 | 3 | N |  |  | OP | X | 5 | 1968 |  |  | N | Electric Utility | 1 | X X X: X; DFO RC RC: DFO | [5 empty] | 1H | [23 empty] | N
Vintage1968 | petroleum | TRUE | 19876 | Virginia Electric & Power Co | 3804 | Possum Point | VA | Prince William | GT6 | Petroleum Liquids | GT |  | S | X | X |  |  | 16 | 0.85 | 12 | 19 | 3 | N |  |  | OP | X | 5 | 1968 |  |  | N | Electric Utility | 1 | X X X: X; DFO RC RC: DFO | [5 empty] | 1H | [23 empty] | N
Vintage1972 | nuclear | TRUE | 19876 | Virginia Electric & Power Co | 3806 | Surry | VA | Surry | 1 | Nuclear | ST |  | S | X | X |  |  | 847.5 | 0.9 | 838 | 875 | 189 | N |  |  | OP | X | 12 | 1972 |  |  | N | Electric Utility | 1 | X X X: X; DFO RC RC: NUC |  |  | N |  |  | OVER | [23 empty] | N
Vintage1973 | nuclear | TRUE | 19876 | Virginia Electric & Power Co | 3806 | Surry | VA | Surry | 2 | Nuclear | ST |  | S | X | X |  |  | 847.5 | 0.9 | 838 | 875 | 189 | N |  |  | OP | X | 5 | 1973 |  |  | N | Electric Utility | 1 | X X X: X; DFO RC RC: NUC |  |  | N |  |  | OVER | [23 empty] | N
Vintage1974 | petroleum | TRUE | 19876 | Virginia Electric & Power Co | 3809 | Yorktown | VA | York | 3 | Petroleum Liquids | ST |  | S | X | X |  |  | 882 | 0.9 | 790 | 792 | 190 | N |  |  | OP | X | 12 | 1974 | 5 | 2023 | N | Electric Utility | 1 | X X X: X; DFO RC RC: RFO; DFO DFO DFO: NG; DFO NG NG: DFO | [5 empty] | OVER | [23 empty] | N |  | N
Vintage1987 | hydro | TRUE | 1456 | Town of Bedford - (VA) | 3821 | Snowden | VA | Bedford | 4 | Conventional Hydroelectric | HY |  | S | X | X |  |  | 2.5 | 0.84 | 2.5 | 2.5 | 0.6 | N |  |  | OP | X | 8 | 1987 |  |  | N | Electric Utility | 1 | X X X: X; DFO RC RC: WAT |  |  | N | N |  | 10M | [23 empty] | N
Vintage1987 | hydro | TRUE | 1456 | Town of Bedford - (VA) | 3821 | Snowden | VA | Bedford | 5 | Conventional Hydroelectric | HY |  | S | X | X |  |  | 2.5 | 0.84 | 2.5 | 2.5 | 0.6 | N |  |  | OP | X | 8 | 1987 |  |  | N | Electric Utility | 1 | X X X: X; DFO RC RC: WAT |  |  | N | N |  | 10M | [23 empty] | N
Vintage1938 | hydro | TRUE | 64642 | Northbrook Virginia Hydro, LLC | 3825 | Pinnacles | VA | Patrick | 1 | Conventional Hydroelectric | HY |  | W | X | X |  |  | 3.7 | 0.93 | 3.5 | 3.5 | 0.1 | N |  |  | OP | X | 6 | 1938 |  |  | N | IPP Non-CHP | 2 | X X X: X; DFO RC RC: WAT |  |  | N | N |  | 1H | [23 empty] | N
Vintage1938 | hydro | TRUE | 64642 | Northbrook Virginia Hydro, LLC | 3825 | Pinnacles | VA | Patrick | 2 | Conventional Hydroelectric | HY |  | W | X | X |  |  | 3.7 | 0.93 | 3.5 | 3.5 | 0.1 | N |  |  | OP | X | 6 | 1938 |  |  | N | IPP Non-CHP | 2 | X X X: X; DFO RC RC: WAT |  |  | N | N |  | 1H | [23 empty] | N
Vintage1938 | hydro | TRUE | 64642 | Northbrook Virginia Hydro, LLC | 3825 | Pinnacles | VA | Patrick | 3 | Conventional Hydroelectric | HY |  | W | X | X |  |  | 3.7 | 0.93 | 3.5 | 3.5 | 0.1 | N |  |  | OP | X | 6 | 1938 |  |  | N | IPP Non-CHP | 2 | X X X: X; DFO RC RC: WAT |  |  | N | N |  | 1H | [23 empty] | N
Vintage1932 | hydro | TRUE | 11770 | City of Martinsville - (VA) | 3826 | Martinsville | VA | Henry | 1 | Conventional Hydroelectric | HY |  | S | X | X | BLUE RIDGE |  | 0.3 | 0.8 | 0.3 | 0.3 | 0.1 | N |  |  | OP | X | 5 | 1932 |  |  | N | Electric Utility | 1 | X X X: X; DFO RC RC: WAT |  |  | N | N | 0 | 10M | [23 empty] | N
Vintage1932 | hydro | TRUE | 11770 | City of Martinsville - (VA) | 3826 | Martinsville | VA | Henry | 2 | Conventional Hydroelectric | HY |  | S | X | X | BLUE RIDGE |  | 1 | 0.8 | 0.9 | 0.9 | 0.3 | N |  |  | OP | X | 5 | 1932 |  |  | N | Electric Utility | 1 | X X X: X; DFO RC RC: WAT |  |  | N | N | 0 | 10M | [23 empty] | N
Vintage1934 | hydro | TRUE | 15619 | City of Radford - (VA) | 3827 | Radford | VA | Pulaski | 1 | Conventional Hydroelectric | HY |  | S | X | X |  |  | 1 | 0.8 | 1 | 1 | 0.3 | N |  |  | OP | X | 10 | 1934 |  |  | N | Electric Utility | 1 | X X X: X; DFO RC RC: WAT |  |  | N | N | 0 | 1H | [23 empty] | N
Vintage1952 | hydro | TRUE | 18574 | USCE-Wilmington District | 3833 | John H Kerr | VA | Mecklenburg | 1 | Conventional Hydroelectric | HY |  | S | X | X | KERRDP 115KV TX1 |  | 13.8 | 0.9 | 13.8 | 13.8 | 13 | N |  |  | OP | X | 12 | 1952 |  |  | N | Electric Utility | 1 | X X X: X; DFO RC RC: WAT |  |  | N | N | 0 | 10M | [23 empty] | N
Vintage1952 | hydro | TRUE | 18574 | USCE-Wilmington District | 3833 | John H Kerr | VA | Mecklenburg | 2 | Conventional Hydroelectric | HY |  | S | X | X | KERRDP 115KV TX1 |  | 46.8 | 0.9 | 46.8 | 46.8 | 32 | N |  |  | OP | X | 11 | 1952 |  |  | N | Electric Utility | 1 | X X X: X; DFO RC RC: WAT |  |  | N | N | 0 | 10M | [23 empty] | N
Vintage1953 | hydro | TRUE | 18574 | USCE-Wilmington District | 3833 | John H Kerr | VA | Mecklenburg | 3 | Conventional Hydroelectric | HY |  | S | X | X | KERRDP 115KV TX1 |  | 46.8 | 0.9 | 46.8 | 46.8 | 32 | N |  |  | OP | X | 1 | 1953 |  |  | N | Electric Utility | 1 | X X X: X; DFO RC RC: WAT |  |  | N | N | 0 | 10M | [23 empty] | N
Vintage1953 | hydro | TRUE | 18574 | USCE-Wilmington District | 3833 | John H Kerr | VA | Mecklenburg | 4 | Conventional Hydroelectric | HY |  | S | X | X | KERRDP 115KV TX1 |  | 46.8 | 0.9 | 46.8 | 46.8 | 32 | N |  |  | OP | X | 3 | 1953 |  |  | N | Electric Utility | 1 | X X X: X; DFO RC RC: WAT |  |  | N | N |  | 10M | [23 empty] | N
Vintage1953 | hydro | TRUE | 18574 | USCE-Wilmington District | 3833 | John H Kerr | VA | Mecklenburg | 5 | Conventional Hydroelectric | HY |  | S | X | X | KERRDP 115KV TX1 |  | 46.8 | 0.9 | 46.8 | 46.8 | 32 | N |  |  | OP | X | 9 | 1953 |  |  | N | Electric Utility | 1 | X X X: X; DFO RC RC: WAT |  |  | N | N | 0 | 10M | [23 empty] | N
Vintage1953 | hydro | TRUE | 18574 | USCE-Wilmington District | 3833 | John H Kerr | VA | Mecklenburg | 6 | Conventional Hydroelectric | HY |  | S | X | X | KERRDP 115KV TX1 |  | 46.8 | 0.9 | 46.8 | 46.8 | 32 | N |  |  | OP | X | 10 | 1953 |  |  | N | Electric Utility | 1 | X X X: X; DFO RC RC: WAT |  |  | N | N | 0 | 10M | [23 empty] | N
Vintage1953 | hydro | TRUE | 18574 | USCE-Wilmington District | 3833 | John H Kerr | VA | Mecklenburg | 7 | Conventional Hydroelectric | HY |  | S | X | X | KERRDP 115KV TX1 |  | 46.8 | 0.9 | 46.8 | 46.8 | 32 | N |  |  | OP | X | 12 | 1953 |  |  | N | Electric Utility | 1 | X X X: X; DFO RC RC: WAT |  |  | N | N |  | 10M | [23 empty] | N
Vintage2008 | hydro | TRUE | 18574 | USCE-Wilmington District | 3833 | John H Kerr | VA | Mecklenburg | A | Conventional Hydroelectric | HY |  | S | X | X | KERRDP 115KV TX1 |  | 1.1 | 0.8 | 1 | 1 | 0 | N |  |  | OP | X | 12 | 2008 |  |  | N | Electric Utility | 1 | X X X: X; DFO RC RC: WAT |  |  | N | N |  | 10M | [23 empty] | N
Vintage2008 | hydro | TRUE | 18574 | USCE-Wilmington District | 3833 | John H Kerr | VA | Mecklenburg | B | Conventional Hydroelectric | HY |  | S | X | X | KERRDP 115KV TX1 |  | 1.1 | 0.8 | 1 | 1 | 0 | N |  |  | OP | X | 8 | 2008 |  |  | N | Electric Utility | 1 | X X X: X; DFO RC RC: WAT |  |  | N | N |  | 10M | [23 empty] | N
Vintage1953 | hydro | TRUE | 18574 | USCE-Wilmington District | 3834 | Philpott Lake | VA | Henry | 1 | Conventional Hydroelectric | HY |  | S | X | X |  |  | 6.7 | 0.9 | 7.5 | 7.5 | 6 | N |  |  | OS | X | 8 | 1953 |  |  | N | Electric Utility | 1 | X X X: X; DFO RC RC: WAT |  |  | N | N |  | 10M | [7 empty] | 3.2 | 3.2 | 6 | 2024 | [12 empty] | N
Vintage1953 | hydro | TRUE | 18574 | USCE-Wilmington District | 3834 | Philpott Lake | VA | Henry | 2 | Conventional Hydroelectric | HY |  | S | X | X |  |  | 6.7 | 0.9 | 7.5 | 7.5 | 6 | N |  |  | OS | X | 8 | 1953 |  |  | N | Electric Utility | 1 | X X X: X; DFO RC RC: WAT |  |  | N | N | 0 | 10M | [7 empty] | 3.2 | 3.2 | 6 | 2024 | [12 empty] | N
Vintage1953 | hydro | TRUE | 18574 | USCE-Wilmington District | 3834 | Philpott Lake | VA | Henry | 3 | Conventional Hydroelectric | HY |  | S | X | X |  |  | 0.6 | 0.8 | 0.6 | 0.6 | 0 | N |  |  | OS | X | 8 | 1953 |  |  | N | Electric Utility | 1 | X X X: X; DFO RC RC: WAT |  |  | N | N |  | 10M | [23 empty] | N
Vintage1973 | hard coal | TRUE | 19099 | TransAlta Centralia Gen LLC | 3845 | Transalta Centralia Generation | WA | Lewis | 2 | Conventional Steam Coal | ST |  | S | X | X |  |  | 729.9 | 0.94 | 670 | 670 | 250 | N |  |  | OP | X | 7 | 1973 | 12 | 2025 | N | IPP Non-CHP | 2 | X X X: X; DFO RC RC: RC; DFO SUB SUB: WC; DFO DFO DFO: SUB; DFO DFO DFO: DFO |  |  | N | N |  | OVER |  | Y |  |  | Y | [18 empty] | N | N | N
Vintage1932 | hydro | TRUE | 14354 | PacifiCorp | 3847 | Merwin | WA | Cowlitz | 1 | Conventional Hydroelectric | HY |  | S | X | X |  |  | 45 | 0.8 | 50 | 50 | 0 | N |  |  | OP | X | 1 | 1932 |  |  | N | Electric Utility | 1 | X X X: X; DFO RC RC: WAT |  |  | N | N |  | 10M | [23 empty] | N
Vintage1949 | hydro | TRUE | 14354 | PacifiCorp | 3847 | Merwin | WA | Cowlitz | 2 | Conventional Hydroelectric | HY |  | S | X | X |  |  | 45 | 0.8 | 50 | 50 | 0 | N |  |  | OP | X | 12 | 1949 |  |  | N | Electric Utility | 1 | X X X: X; DFO RC RC: WAT |  |  | N | N |  | 10M | [23 empty] | N
Vintage1958 | hydro | TRUE | 14354 | PacifiCorp | 3847 | Merwin | WA | Cowlitz | 3 | Conventional Hydroelectric | HY |  | S | X | X |  |  | 45 | 0.8 | 50 | 50 | 0 | N |  |  | OP | X | 9 | 1958 |  |  | N | Electric Utility | 1 | X X X: X; DFO RC RC: WAT |  |  | N | N |  | 10M | [23 empty] | N
Vintage1931 | hydro | TRUE | 14354 | PacifiCorp | 3847 | Merwin | WA | Cowlitz | House | Conventional Hydroelectric | HY |  | S | X | X |  |  | 1 | 0.8 | 1 | 1 | 0 | N |  |  | OP | X | 7 | 1931 |  |  | N | Electric Utility | 1 | X X X: X; DFO RC RC: WAT |  |  | N |  |  | 10M | [23 empty] | N
Vintage1958 | hydro | TRUE | 14354 | PacifiCorp | 3850 | Swift 1 | WA | Skamania | HY11 | Conventional Hydroelectric | HY |  | S | X | X |  |  | 80 | 1 | 87.9 | 87.9 | 0 | N |  |  | OP | X | 12 | 1958 |  |  | N | Electric Utility | 1 | X X X: X; DFO RC RC: WAT |  |  | N | N |  | 10M | [23 empty] | N
Vintage1958 | hydro | TRUE | 14354 | PacifiCorp | 3850 | Swift 1 | WA | Skamania | HY12 | Conventional Hydroelectric | HY |  | S | X | X |  |  | 80 | 1 | 87.9 | 87.9 | 0 | N |  |  | OP | X | 12 | 1958 |  |  | N | Electric Utility | 1 | X X X: X; DFO RC RC: WAT |  |  | N | N |  | 10M | [23 empty] | N
Vintage1958 | hydro | TRUE | 14354 | PacifiCorp | 3850 | Swift 1 | WA | Skamania | HY13 | Conventional Hydroelectric | HY |  | S | X | X |  |  | 80 | 1 | 87.9 | 87.9 | 0 | N |  |  | OP | X | 12 | 1958 |  |  | N | Electric Utility | 1 | X X X: X; DFO RC RC: WAT |  |  | N | N |  | 10M | [23 empty] | N
Vintage1953 | hydro | TRUE | 14354 | PacifiCorp | 3852 | Yale | WA | Cowlitz | 1 | Conventional Hydroelectric | HY |  | S | X | X |  |  | 67 | 1 | 81.8 | 81.8 | 0 | N |  |  | OP | X | 9 | 1953 |  |  | N | Electric Utility | 1 | X X X: X; DFO RC RC: WAT |  |  | N | N |  | 10M | [23 empty] | N
Vintage1953 | hydro | TRUE | 14354 | PacifiCorp | 3852 | Yale | WA | Cowlitz | 2 | Conventional Hydroelectric | HY |  | S | X | X |  |  | 67 | 1 | 81.8 | 81.8 | 0 | N |  |  | OP | X | 11 | 1953 |  |  | N | Electric Utility | 1 | X X X: X; DFO RC RC: WAT |  |  | N | N |  | 10M | [23 empty] | N
Vintage1969 | petroleum | TRUE | 15500 | Puget Sound Energy Inc | 3853 | Crystal Mountain | WA | Pierce | 1 | Petroleum Liquids | IC |  | S | X | X |  |  | 2.7 | 0.8 | 2.5 | 2.5 | 0.2 | N |  |  | SB | Y | 12 | 1969 |  |  | N | Electric Utility | 1 | X X X: X; DFO RC RC: DFO |  |  | N | N |  | 10M | [23 empty] | N | N | N
Vintage1904 | hydro | TRUE | 59866 | Electron Hydro LLC | 3854 | Electron | WA | Pierce | 1 | Conventional Hydroelectric | HY |  | S | X | X |  |  | 5.1 | 0.92 | 5.7 | 5.7 | 0.1 | N |  |  | OP | X | 4 | 1904 |  |  | N | IPP Non-CHP | 2 | X X X: X; DFO RC RC: WAT |  |  | N | N |  | 10M
Vintage1904 | hydro | TRUE | 59866 | Electron Hydro LLC | 3854 | Electron | WA | Pierce | 2 | Conventional Hydroelectric | HY |  | S | X | X |  |  | 5.1 | 0.92 | 5.9 | 5.9 | 0.1 | N |  |  | OP | X | 4 | 1904 |  |  | N | IPP Non-CHP | 2 | X X X: X; DFO RC RC: WAT |  |  | N | N |  | 10M
Vintage1904 | hydro | TRUE | 59866 | Electron Hydro LLC | 3854 | Electron | WA | Pierce | 3 | Conventional Hydroelectric | HY |  | S | X | X |  |  | 5.1 | 0.92 | 6.3 | 6.3 | 0.1 | N |  |  | OP | X | 4 | 1904 |  |  | N | IPP Non-CHP | 2 | X X X: X; DFO RC RC: WAT |  |  | N | N |  | 10M
Vintage1929 | hydro | TRUE | 59866 | Electron Hydro LLC | 3854 | Electron | WA | Pierce | 4 | Conventional Hydroelectric | HY |  | S | X | X |  |  | 7.5 | 0.8 | 7.9 | 7.9 | 1 | N |  |  | OP | X | 4 | 1929 |  |  | N | IPP Non-CHP | 2 | X X X: X; DFO RC RC: WAT |  |  | N | N |  | 10M
Vintage1960 | hydro | TRUE | 15500 | Puget Sound Energy Inc | 3855 | Lower Baker | WA | Skagit | 3 | Conventional Hydroelectric | HY |  | S | X | X |  |  | 80.8 | 0.95 | 74.8 | 74.8 | 2 | N |  |  | OP | X | 3 | 1960 |  |  | N | Electric Utility | 1 | X X X: X; DFO RC RC: WAT |  |  | N | N |  | 10M
Vintage2013 | hydro | TRUE | 15500 | Puget Sound Energy Inc | 3855 | Lower Baker | WA | Skagit | 4 | Conventional Hydroelectric | HY |  | S | X | X |  |  | 30.4 | 0.95 | 30.4 | 30.4 | 2 | N |  |  | OP | X | 7 | 2013 |  |  | N | Electric Utility | 1 | X X X: X; DFO RC RC: WAT |  |  | N | N |  | 10M
Vintage1898 | hydro | TRUE | 15500 | Puget Sound Energy Inc | 3860 | Snoqualmie | WA | King | 1 | Conventional Hydroelectric | HY |  | S | X | X |  |  | 1.5 | 1 | 1.5 | 1.5 | 0.5 | N |  |  | OP | X | 1 | 1898 |  |  | N | Electric Utility | 1 | X X X: X; DFO RC RC: WAT |  |  | N | N |  | 10M | [23 empty] | N
Vintage1898 | hydro | TRUE | 15500 | Puget Sound Energy Inc | 3860 | Snoqualmie | WA | King | 2 | Conventional Hydroelectric | HY |  | S | X | X |  |  | 1.5 | 1 | 1.5 | 1.5 | 0.5 | N |  |  | OP | X | 1 | 1898 |  |  | N | Electric Utility | 1 | X X X: X; DFO RC RC: WAT |  |  | N | N |  | 10M | [23 empty] | N
Vintage1898 | hydro | TRUE | 15500 | Puget Sound Energy Inc | 3860 | Snoqualmie | WA | King | 3 | Conventional Hydroelectric | HY |  | S | X | X |  |  | 1.5 | 1 | 1.5 | 1.5 | 0.5 | N |  |  | OP | X | 1 | 1898 |  |  | N | Electric Utility | 1 | X X X: X; DFO RC RC: WAT |  |  | N | N |  | 10M | [23 empty] | N
Vintage1898 | hydro | TRUE | 15500 | Puget Sound Energy Inc | 3860 | Snoqualmie | WA | King | 4 | Conventional Hydroelectric | HY |  | S | X | X |  |  | 1.5 | 1 | 1.5 | 1.5 | 0.5 | N |  |  | OP | X | 1 | 1898 |  |  | N | Electric Utility | 1 | X X X: X; DFO RC RC: WAT |  |  | N | N |  | 10M | [23 empty] | N
Vintage2013 | hydro | TRUE | 15500 | Puget Sound Energy Inc | 3860 | Snoqualmie | WA | King | 5A | Conventional Hydroelectric | HY |  | S | X | X |  |  | 6.8 | 0.95 | 6.1 | 6.1 | 3.7 | N |  |  | OP | X | 8 | 2013 |  |  | N | Electric Utility | 1 | X X X: X; DFO RC RC: WAT |  |  | N | N |  | 10M | [23 empty] | N
Vintage1959 | hydro | TRUE | 15500 | Puget Sound Energy Inc | 3861 | Upper Baker | WA | Whatcom | 1 | Conventional Hydroelectric | HY |  | S | X | X |  |  | 52.4 | 1 | 52.5 | 52.5 | 0.3 | N |  |  | OP | X | 1 | 1959 |  |  | N | Electric Utility | 1 | X X X: X; DFO RC RC: WAT |  |  | N | N |  | 10M
Vintage1959 | hydro | TRUE | 15500 | Puget Sound Energy Inc | 3861 | Upper Baker | WA | Whatcom | 2 | Conventional Hydroelectric | HY |  | S | X | X |  |  | 52.4 | 1 | 52.5 | 52.5 | 0.3 | N |  |  | OP | X | 1 | 1959 |  |  | N | Electric Utility | 1 | X X X: X; DFO RC RC: WAT |  |  | N | N |  | 10M | [7 empty] | 5 | 5 | 7 | 2022
Vintage1910 | hydro | TRUE | 20169 | Avista Corp | 3866 | Little Falls (WA) | WA | Lincoln | 1 | Conventional Hydroelectric | HY |  | S | X | X |  |  | 10.8 | 0.9 | 10.8 | 10.8 | 2 | N |  |  | OP | X | 7 | 1910 |  |  | N | Electric Utility | 1 | X X X: X; DFO RC RC: WAT |  |  | N |  |  | 10M | [20 empty] | N |  |  | N
Vintage1910 | hydro | TRUE | 20169 | Avista Corp | 3866 | Little Falls (WA) | WA | Lincoln | 2 | Conventional Hydroelectric | HY |  | S | X | X |  |  | 10.8 | 0.9 | 10.8 | 10.8 | 2 | N |  |  | OP | X | 9 | 1910 |  |  | N | Electric Utility | 1 | X X X: X; DFO RC RC: WAT |  |  | N |  |  | 10M | [20 empty] | N |  |  | N
Vintage1910 | hydro | TRUE | 20169 | Avista Corp | 3866 | Little Falls (WA) | WA | Lincoln | 3 | Conventional Hydroelectric | HY |  | S | X | X |  |  | 10.8 | 0.9 | 10.8 | 10.8 | 2 | N |  |  | OP | X | 12 | 1910 |  |  | N | Electric Utility | 1 | X X X: X; DFO RC RC: WAT |  |  | N |  |  | 10M | [20 empty] | N |  |  | N
Vintage1911 | hydro | TRUE | 20169 | Avista Corp | 3866 | Little Falls (WA) | WA | Lincoln | 4 | Conventional Hydroelectric | HY |  | S | X | X |  |  | 10.8 | 0.9 | 10.8 | 10.8 | 2 | N |  |  | OP | X | 11 | 1911 |  |  | N | Electric Utility | 1 | X X X: X; DFO RC RC: WAT |  |  | N |  |  | 10M | [20 empty] | N |  |  | N
Vintage1915 | hydro | TRUE | 20169 | Avista Corp | 3867 | Long Lake | WA | Lincoln | 1 | Conventional Hydroelectric | HY |  | S | X | X |  |  | 17.5 | 0.9 | 22.4 | 22.4 | 3 | N |  |  | OP | X | 10 | 1915 |  |  | N | Electric Utility | 1 | X X X: X; DFO RC RC: WAT |  |  | N |  |  | 10M | [20 empty] | N |  |  | N
Vintage1915 | hydro | TRUE | 20169 | Avista Corp | 3867 | Long Lake | WA | Lincoln | 2 | Conventional Hydroelectric | HY |  | S | X | X |  |  | 17.5 | 0.9 | 22.5 | 22.5 | 3 | N |  |  | OP | X | 10 | 1915 |  |  | N | Electric Utility | 1 | X X X: X; DFO RC RC: WAT |  |  | N |  |  | 10M | [20 empty] | N |  |  | N
Vintage1919 | hydro | TRUE | 20169 | Avista Corp | 3867 | Long Lake | WA | Lincoln | 3 | Conventional Hydroelectric | HY |  | S | X | X |  |  | 17.5 | 0.9 | 22.5 | 22.5 | 3 | N |  |  | OP | X | 12 | 1919 |  |  | N | Electric Utility | 1 | X X X: X; DFO RC RC: WAT |  |  | N |  |  | 10M | [20 empty] | N |  |  | N
Vintage1924 | hydro | TRUE | 20169 | Avista Corp | 3867 | Long Lake | WA | Lincoln | 4 | Conventional Hydroelectric | HY |  | S | X | X |  |  | 17.5 | 0.9 | 22.1 | 22.1 | 3 | N |  |  | OP | X | 2 | 1924 |  |  | N | Electric Utility | 1 | X X X: X; DFO RC RC: WAT |  |  | N |  |  | 10M | [20 empty] | N |  |  | N
Vintage1915 | hydro | TRUE | 9143 | Hydro Technology Systems Inc | 3868 | Meyers Falls | WA | Stevens | UN1 | Conventional Hydroelectric | HY |  | S | X | X |  |  | 0.9 | 1 | 0.9 | 0.9 | 0.2 | N |  |  | OP | X | 6 | 1915 |  |  | N | IPP Non-CHP | 2 | X X X: X; DFO RC RC: WAT |  |  | N | N |  | 10M | [23 empty] | N
Vintage1915 | hydro | TRUE | 9143 | Hydro Technology Systems Inc | 3868 | Meyers Falls | WA | Stevens | UN2 | Conventional Hydroelectric | HY |  | S | X | X |  |  | 0.3 | 1 | 0.3 | 0.3 | 0.1 | N |  |  | OP | X | 6 | 1915 |  |  | N | IPP Non-CHP | 2 | X X X: X; DFO RC RC: WAT |  |  | N | N |  | 10M | [23 empty] | N
Vintage2006 | hydro | TRUE | 9143 | Hydro Technology Systems Inc | 3868 | Meyers Falls | WA | Stevens | UNA | Conventional Hydroelectric | HY |  | S | X | X |  |  | 0.2 | 1 | 0.2 | 0.2 | 0.1 | N |  |  | OP | X | 1 | 2006 |  |  | N | IPP Non-CHP | 2 | X X X: X; DFO RC RC: WAT |  |  | N | N |  | 10M
Vintage2006 | hydro | TRUE | 9143 | Hydro Technology Systems Inc | 3868 | Meyers Falls | WA | Stevens | UNB | Conventional Hydroelectric | HY |  | S | X | X |  |  | 0.2 | 1 | 0.2 | 0.2 | 0.1 | N |  |  | OP | X | 1 | 2006 |  |  | N | IPP Non-CHP | 2 | X X X: X; DFO RC RC: WAT |  |  | N | N |  | 10M
Vintage1910 | hydro | TRUE | 20169 | Avista Corp | 3869 | Nine Mile | WA | Spokane | 1 | Conventional Hydroelectric | HY |  | S | X | X |  |  | 8.8 | 0.8 | 8.8 | 8.8 | 2 | N |  |  | OP | X | 7 | 1910 |  |  | N | Electric Utility | 1 | X X X: X; DFO RC RC: WAT |  |  | N |  |  | 10M | [20 empty] | N |  |  | N
Vintage1908 | hydro | TRUE | 20169 | Avista Corp | 3869 | Nine Mile | WA | Spokane | 2 | Conventional Hydroelectric | HY |  | S | X | X |  |  | 8.8 | 1 | 8.8 | 8.8 | 2 | N |  |  | OP | X | 7 | 1908 |  |  | N | Electric Utility | 1 | X X X: X; DFO RC RC: WAT |  |  | N |  |  | 10M | [20 empty] | N |  |  | N
Vintage1994 | hydro | TRUE | 20169 | Avista Corp | 3869 | Nine Mile | WA | Spokane | 3N | Conventional Hydroelectric | HY |  | S | X | X |  |  | 10 | 0.95 | 10 | 10 | 2 | N |  |  | OP | X | 6 | 1994 |  |  | N | Electric Utility | 1 | X X X: X; DFO RC RC: WAT |  |  | N |  |  | 10M | [20 empty] | N |  |  | N
Vintage1994 | hydro | TRUE | 20169 | Avista Corp | 3869 | Nine Mile | WA | Spokane | 4N | Conventional Hydroelectric | HY |  | S | X | X |  |  | 10 | 0.95 | 10 | 10 | 2 | N |  |  | OP | X | 6 | 1994 |  |  | N | Electric Utility | 1 | X X X: X; DFO RC RC: WAT |  |  | N |  |  | 10M | [20 empty] | N |  |  | N
Vintage1930 | hydro | TRUE | 3295 | City of Centralia - (WA) | 3878 | Yelm | WA | Thurston | 1 | Conventional Hydroelectric | HY |  | S | X | X |  |  | 3 | 0.8 | 2.7 | 2.7 | 0.5 | N |  |  | OP | X | 12 | 1930 |  |  | N | Electric Utility | 1 | X X X: X; DFO RC RC: WAT |  |  | N | N |  | 1H | [23 empty] | N
Vintage1930 | hydro | TRUE | 3295 | City of Centralia - (WA) | 3878 | Yelm | WA | Thurston | 2 | Conventional Hydroelectric | HY |  | S | X | X |  |  | 3 | 0.8 | 2.7 | 2.7 | 0.5 | N |  |  | OP | X | 12 | 1930 |  |  | N | Electric Utility | 1 | X X X: X; DFO RC RC: WAT |  |  | N | N |  | 1H | [23 empty] | N
Vintage1955 | hydro | TRUE | 3295 | City of Centralia - (WA) | 3878 | Yelm | WA | Thurston | 3 | Conventional Hydroelectric | HY |  | S | X | X |  |  | 6 | 0.8 | 6 | 6 | 0.5 | N |  |  | OP | X | 12 | 1955 |  |  | N | Electric Utility | 1 | X X X: X; DFO RC RC: WAT |  |  | N | N | 0 | 1H | [23 empty] | N
Vintage1961 | hydro | TRUE | 3413 | PUD No 1 of Chelan County | 3883 | Rocky Reach | WA | Chelan | C-1 | Conventional Hydroelectric | HY |  | S | X | X |  |  | 114 | 0.95 | 104.9 | 104.9 | 35 | N |  |  | OP | X | 6 | 1961 |  |  | N | Electric Utility | 1 | X X X: X; DFO RC RC: WAT |  |  | N | N |  | 10M | [20 empty] | N |  |  | N
Vintage1974 | hydro | TRUE | 3413 | PUD No 1 of Chelan County | 3883 | Rocky Reach | WA | Chelan | C-10 | Conventional Hydroelectric | HY |  | S | X | X |  |  | 125.4 | 0.95 | 129.9 | 129.9 | 35 | N |  |  | OP | X | 1 | 1974 |  |  | N | Electric Utility | 1 | X X X: X; DFO RC RC: WAT |  |  | N | N |  | 10M | [20 empty] | Y | 12 | 2024 | N
Vintage1974 | hydro | TRUE | 3413 | PUD No 1 of Chelan County | 3883 | Rocky Reach | WA | Chelan | C-11 | Conventional Hydroelectric | HY |  | S | X | X |  |  | 125.4 | 0.95 | 129.9 | 129.9 | 35 | N |  |  | OP | X | 2 | 1974 |  |  | N | Electric Utility | 1 | X X X: X; DFO RC RC: WAT |  |  | N | N |  | 10M | [20 empty] | Y | 11 | 2023 | N
Vintage1961 | hydro | TRUE | 3413 | PUD No 1 of Chelan County | 3883 | Rocky Reach | WA | Chelan | C-2 | Conventional Hydroelectric | HY |  | S | X | X |  |  | 114 | 0.95 | 104.9 | 104.9 | 35 | N |  |  | OP | X | 6 | 1961 |  |  | N | Electric Utility | 1 | X X X: X; DFO RC RC: WAT |  |  | N | N |  | 10M | [23 empty] | N
Vintage1961 | hydro | TRUE | 3413 | PUD No 1 of Chelan County | 3883 | Rocky Reach | WA | Chelan | C-3 | Conventional Hydroelectric | HY |  | S | X | X |  |  | 114 | 0.95 | 104.9 | 104.9 | 35 | N |  |  | OP | X | 6 | 1961 |  |  | N | Electric Utility | 1 | X X X: X; DFO RC RC: WAT |  |  | N | N |  | 10M | [20 empty] | N |  |  | N
Vintage1961 | hydro | TRUE | 3413 | PUD No 1 of Chelan County | 3883 | Rocky Reach | WA | Chelan | C-4 | Conventional Hydroelectric | HY |  | S | X | X |  |  | 114 | 0.95 | 104.9 | 104.9 | 35 | N |  |  | OA | X | 8 | 1961 |  |  | N | Electric Utility | 1 | X X X: X; DFO RC RC: WAT |  |  | N | N |  | 10M | [20 empty] | Y | 8 | 2022 | N
Vintage1961 | hydro | TRUE | 3413 | PUD No 1 of Chelan County | 3883 | Rocky Reach | WA | Chelan | C-5 | Conventional Hydroelectric | HY |  | S | X | X |  |  | 114 | 0.95 | 104.9 | 104.9 | 35 | N |  |  | OA | X | 8 | 1961 |  |  | N | Electric Utility | 1 | X X X: X; DFO RC RC: WAT |  |  | N | N |  | 10M | [20 empty] | Y | 1 | 2023 | N
Vintage1961 | hydro | TRUE | 3413 | PUD No 1 of Chelan County | 3883 | Rocky Reach | WA | Chelan | C-6 | Conventional Hydroelectric | HY |  | S | X | X |  |  | 114 | 0.95 | 104.9 | 104.9 | 35 | N |  |  | OA | X | 8 | 1961 |  |  | N | Electric Utility | 1 | X X X: X; DFO RC RC: WAT |  |  | N | N |  | 10M | [20 empty] | Y | 5 | 2022 | N
Vintage1961 | hydro | TRUE | 3413 | PUD No 1 of Chelan County | 3883 | Rocky Reach | WA | Chelan | C-7 | Conventional Hydroelectric | HY |  | S | X | X |  |  | 114 | 0.95 | 104.9 | 104.9 | 35 | N |  |  | OP | X | 9 | 1961 |  |  | N | Electric Utility | 1 | X X X: X; DFO RC RC: WAT |  |  | N | N |  | 10M | [20 empty] | N |  |  | N
Vintage1973 | hydro | TRUE | 3413 | PUD No 1 of Chelan County | 3883 | Rocky Reach | WA | Chelan | C-8 | Conventional Hydroelectric | HY |  | S | X | X |  |  | 125.4 | 0.95 | 129.9 | 129.9 | 40 | N |  |  | OP | X | 8 | 1973 |  |  | N | Electric Utility | 1 | X X X: X; DFO RC RC: WAT |  |  | N | N |  | 10M | [20 empty] | N |  |  | N
Vintage1973 | hydro | TRUE | 3413 | PUD No 1 of Chelan County | 3883 | Rocky Reach | WA | Chelan | C-9 | Conventional Hydroelectric | HY |  | S | X | X |  |  | 125.4 | 0.95 | 129.9 | 129.9 | 80 | N |  |  | OP | X | 11 | 1973 |  |  | N | Electric Utility | 1 | X X X: X; DFO RC RC: WAT |  |  | N | N |  | 10M | [20 empty] | N |  |  | N
Vintage1967 | hydro | TRUE | 5326 | PUD No 1 of Douglas County | 3886 | Wells | WA | Douglas | U-1 | Conventional Hydroelectric | HY |  | S | X | X |  |  | 77.4 | 0.95 | 84 | 84 | 55 | N |  |  | OP | X | 9 | 1967 |  |  | N | Electric Utility | 1 | X X X: X; DFO RC RC: WAT |  |  | N | N |  | 10M | [23 empty] | N
Vintage1969 | hydro | TRUE | 5326 | PUD No 1 of Douglas County | 3886 | Wells | WA | Douglas | U-10 | Conventional Hydroelectric | HY |  | S | X | X |  |  | 77.4 | 0.95 | 84 | 84 | 55 | N |  |  | OA | X | 1 | 1969 |  |  | N | Electric Utility | 1 | X X X: X; DFO RC RC: WAT |  |  | N | N |  | 10M | [23 empty] | N
Vintage1967 | hydro | TRUE | 5326 | PUD No 1 of Douglas County | 3886 | Wells | WA | Douglas | U-2 | Conventional Hydroelectric | HY |  | S | X | X |  |  | 77.4 | 0.95 | 84 | 84 | 55 | N |  |  | OP | X | 10 | 1967 |  |  | N | Electric Utility | 1 | X X X: X; DFO RC RC: WAT |  |  | N | N |  | 10M | [23 empty] | N
Vintage1967 | hydro | TRUE | 5326 | PUD No 1 of Douglas County | 3886 | Wells | WA | Douglas | U-3 | Conventional Hydroelectric | HY |  | S | X | X |  |  | 77.4 | 0.95 | 84 | 84 | 55 | N |  |  | OP | X | 9 | 1967 |  |  | N | Electric Utility | 1 | X X X: X; DFO RC RC: WAT |  |  | N | N |  | 10M | [23 empty] | N
Vintage1967 | hydro | TRUE | 5326 | PUD No 1 of Douglas County | 3886 | Wells | WA | Douglas | U-4 | Conventional Hydroelectric | HY |  | S | X | X |  |  | 77.4 | 0.95 | 84 | 84 | 55 | N |  |  | OP | X | 9 | 1967 |  |  | N | Electric Utility | 1 | X X X: X; DFO RC RC: WAT |  |  | N | N |  | 10M | [23 empty] | N
Vintage1967 | hydro | TRUE | 5326 | PUD No 1 of Douglas County | 3886 | Wells | WA | Douglas | U-5 | Conventional Hydroelectric | HY |  | S | X | X |  |  | 77.4 | 0.95 | 84 | 84 | 55 | N |  |  | OP | X | 9 | 1967 |  |  | N | Electric Utility | 1 | X X X: X; DFO RC RC: WAT |  |  | N | N |  | 10M | [23 empty] | N
Vintage1967 | hydro | TRUE | 5326 | PUD No 1 of Douglas County | 3886 | Wells | WA | Douglas | U-6 | Conventional Hydroelectric | HY |  | S | X | X |  |  | 77.4 | 0.95 | 84 | 84 | 55 | N |  |  | OP | X | 9 | 1967 |  |  | N | Electric Utility | 1 | X X X: X; DFO RC RC: WAT |  |  | N | N |  | 10M | [23 empty] | N
Vintage1967 | hydro | TRUE | 5326 | PUD No 1 of Douglas County | 3886 | Wells | WA | Douglas | U-7 | Conventional Hydroelectric | HY |  | S | X | X |  |  | 77.4 | 0.95 | 84 | 84 | 55 | N |  |  | OP | X | 9 | 1967 |  |  | N | Electric Utility | 1 | X X X: X; DFO RC RC: WAT |  |  | N | N |  | 10M | [23 empty] | N
Vintage1968 | hydro | TRUE | 5326 | PUD No 1 of Douglas County | 3886 | Wells | WA | Douglas | U-8 | Conventional Hydroelectric | HY |  | S | X | X |  |  | 77.4 | 0.95 | 84 | 84 | 55 | N |  |  | OP | X | 10 | 1968 |  |  | N | Electric Utility | 1 | X X X: X; DFO RC RC: WAT |  |  | N | N |  | 10M | [23 empty] | N
Vintage1969 | hydro | TRUE | 5326 | PUD No 1 of Douglas County | 3886 | Wells | WA | Douglas | U-9 | Conventional Hydroelectric | HY |  | S | X | X |  |  | 77.4 | 0.95 | 84 | 84 | 55 | N |  |  | OP | X | 1 | 1969 |  |  | N | Electric Utility | 1 | X X X: X; DFO RC RC: WAT |  |  | N | N |  | 10M | [23 empty] | N
Vintage1961 | hydro | TRUE | 14624 | PUD No 2 of Grant County | 3887 | Priest Rapids | WA | Grant | 1 | Conventional Hydroelectric | HY |  | S | X | X |  |  | 95 | 0.95 | 95 | 95 | 50 | N |  |  | OP | X | 7 | 1961 |  |  | N | Electric Utility | 1 | X X X: X; DFO RC RC: WAT | [5 empty] | 10M
Vintage1959 | hydro | TRUE | 14624 | PUD No 2 of Grant County | 3887 | Priest Rapids | WA | Grant | 10 | Conventional Hydroelectric | HY |  | S | X | X |  |  | 95 | 0.95 | 95 | 95 | 50 | N |  |  | OP | X | 11 | 1959 |  |  | N | Electric Utility | 1 | X X X: X; DFO RC RC: WAT | [5 empty] | 10M
Vintage1961 | hydro | TRUE | 14624 | PUD No 2 of Grant County | 3887 | Priest Rapids | WA | Grant | 2 | Conventional Hydroelectric | HY |  | S | X | X |  |  | 97.8 | 0.95 | 95 | 95 | 50 | N |  |  | OP | X | 5 | 1961 |  |  | N | Electric Utility | 1 | X X X: X; DFO RC RC: WAT | [5 empty] | 10M
Vintage1960 | hydro | TRUE | 14624 | PUD No 2 of Grant County | 3887 | Priest Rapids | WA | Grant | 3 | Conventional Hydroelectric | HY |  | S | X | X |  |  | 95 | 0.95 | 95 | 95 | 50 | N |  |  | OP | X | 9 | 1960 |  |  | N | Electric Utility | 1 | X X X: X; DFO RC RC: WAT | [5 empty] | 10M
Vintage1960 | hydro | TRUE | 14624 | PUD No 2 of Grant County | 3887 | Priest Rapids | WA | Grant | 4 | Conventional Hydroelectric | HY |  | S | X | X |  |  | 95 | 0.95 | 95 | 95 | 50 | N |  |  | OP | X | 9 | 1960 |  |  | N | Electric Utility | 1 | X X X: X; DFO RC RC: WAT | [5 empty] | 10M
Vintage1960 | hydro | TRUE | 14624 | PUD No 2 of Grant County | 3887 | Priest Rapids | WA | Grant | 5 | Conventional Hydroelectric | HY |  | S | X | X |  |  | 95 | 0.95 | 95 | 95 | 50 | N |  |  | OP | X | 4 | 1960 |  |  | N | Electric Utility | 1 | X X X: X; DFO RC RC: WAT | [5 empty] | 10M
Vintage1960 | hydro | TRUE | 14624 | PUD No 2 of Grant County | 3887 | Priest Rapids | WA | Grant | 6 | Conventional Hydroelectric | HY |  | S | X | X |  |  | 95 | 0.95 | 95 | 95 | 50 | N |  |  | OP | X | 2 | 1960 |  |  | N | Electric Utility | 1 | X X X: X; DFO RC RC: WAT | [5 empty] | 10M
Vintage1960 | hydro | TRUE | 14624 | PUD No 2 of Grant County | 3887 | Priest Rapids | WA | Grant | 7 | Conventional Hydroelectric | HY |  | S | X | X |  |  | 95 | 0.95 | 95 | 95 | 50 | N |  |  | OP | X | 1 | 1960 |  |  | N | Electric Utility | 1 | X X X: X; DFO RC RC: WAT | [5 empty] | 10M
Vintage1959 | hydro | TRUE | 14624 | PUD No 2 of Grant County | 3887 | Priest Rapids | WA | Grant | 8 | Conventional Hydroelectric | HY |  | S | X | X |  |  | 95 | 0.95 | 95 | 95 | 50 | N |  |  | OP | X | 12 | 1959 |  |  | N | Electric Utility | 1 | X X X: X; DFO RC RC: WAT | [5 empty] | 10M
Vintage1959 | hydro | TRUE | 14624 | PUD No 2 of Grant County | 3887 | Priest Rapids | WA | Grant | 9 | Conventional Hydroelectric | HY |  | S | X | X |  |  | 97.8 | 0.95 | 95 | 95 | 50 | N |  |  | OP | X | 10 | 1959 |  |  | N | Electric Utility | 1 | X X X: X; DFO RC RC: WAT | [5 empty] | 10M
Vintage2014 | hydro | TRUE | 14624 | PUD No 2 of Grant County | 3888 | Wanapum | WA | Grant | 10A | Conventional Hydroelectric | HY |  | S | X | X |  |  | 122 | 0.95 | 122 | 122 | 50 | N |  |  | OP | X | 6 | 2014 |  |  | N | Electric Utility | 1 | X X X: X; DFO RC RC: WAT | [5 empty] | 10M
Vintage2013 | hydro | TRUE | 14624 | PUD No 2 of Grant County | 3888 | Wanapum | WA | Grant | 1A | Conventional Hydroelectric | HY |  | S | X | X |  |  | 122 | 0.95 | 122 | 122 | 50 | N |  |  | OP | X | 10 | 2013 |  |  | N | Electric Utility | 1 | X X X: X; DFO RC RC: WAT | [5 empty] | 10M
Vintage2012 | hydro | TRUE | 14624 | PUD No 2 of Grant County | 3888 | Wanapum | WA | Grant | 2A | Conventional Hydroelectric | HY |  | S | X | X |  |  | 122 | 0.95 | 122 | 122 | 50 | N |  |  | OP | X | 12 | 2012 |  |  | N | Electric Utility | 1 | X X X: X; DFO RC RC: WAT | [5 empty] | 10M
Vintage2017 | hydro | TRUE | 14624 | PUD No 2 of Grant County | 3888 | Wanapum | WA | Grant | 3A | Conventional Hydroelectric | HY |  | S | X | X |  |  | 122 | 0.95 | 122 | 122 | 50 | N |  |  | OP | X | 8 | 2017 |  |  | N | Electric Utility | 1 | X X X: X; DFO RC RC: WAT | [5 empty] | 10M
Vintage2020 | hydro | TRUE | 14624 | PUD No 2 of Grant County | 3888 | Wanapum | WA | Grant | 4A | Conventional Hydroelectric | HY |  | S | X | X |  |  | 122 | 0.95 | 122 | 122 | 50 | N |  |  | OP | X | 9 | 2020 |  |  | N | Electric Utility | 1 | X X X: X; DFO RC RC: WAT | [5 empty] | 10M
Vintage2012 | hydro | TRUE | 14624 | PUD No 2 of Grant County | 3888 | Wanapum | WA | Grant | 5A | Conventional Hydroelectric | HY |  | S | X | X |  |  | 122 | 0.95 | 122 | 122 | 50 | N |  |  | OP | X | 2 | 2012 |  |  | N | Electric Utility | 1 | X X X: X; DFO RC RC: WAT |  |  | N |  |  | 10M
Vintage2016 | hydro | TRUE | 14624 | PUD No 2 of Grant County | 3888 | Wanapum | WA | Grant | 6A | Conventional Hydroelectric | HY |  | S | X | X |  |  | 122 | 0.95 | 122 | 122 | 50 | N |  |  | OP | X | 7 | 2016 |  |  | N | Electric Utility | 1 | X X X: X; DFO RC RC: WAT | [5 empty] | 10M
Vintage2011 | hydro | TRUE | 14624 | PUD No 2 of Grant County | 3888 | Wanapum | WA | Grant | 7A | Conventional Hydroelectric | HY |  | S | X | X |  |  | 122 | 0.95 | 122 | 122 | 50 | N |  |  | OP | X | 4 | 2011 |  |  | N | Electric Utility | 1 | X X X: X; DFO RC RC: WAT | [5 empty] | 10M
Vintage2018 | hydro | TRUE | 14624 | PUD No 2 of Grant County | 3888 | Wanapum | WA | Grant | 8A | Conventional Hydroelectric | HY |  | S | X | X |  |  | 122 | 0.95 | 122 | 122 | 50 | N |  |  | OP | X | 11 | 2018 |  |  | N | Electric Utility | 1 | X X X: X; DFO RC RC: WAT | [5 empty] | 10M
Vintage2015 | hydro | TRUE | 14624 | PUD No 2 of Grant County | 3888 | Wanapum | WA | Grant | 9A | Conventional Hydroelectric | HY |  | S | X | X |  |  | 122 | 0.95 | 122 | 122 | 50 | N |  |  | OP | X | 6 | 2015 |  |  | N | Electric Utility | 1 | X X X: X; DFO RC RC: WAT | [5 empty] | 10M
Vintage1955 | hydro | TRUE | 14653 | PUD No 1 of Pend Oreille County | 3891 | Box Canyon | WA | Pend Oreille | 1 | Conventional Hydroelectric | HY |  | S | X | X |  |  | 22.5 | 0.9 | 22.5 | 22.5 | 0 | N |  |  | OP | X | 6 | 1955 |  |  | N | Electric Utility | 1 | X X X: X; DFO RC RC: WAT |  |  | N | N |  | 10M | [20 empty] | N |  |  | N
Vintage1955 | hydro | TRUE | 14653 | PUD No 1 of Pend Oreille County | 3891 | Box Canyon | WA | Pend Oreille | 2 | Conventional Hydroelectric | HY |  | S | X | X |  |  | 22.5 | 0.9 | 22.5 | 22.5 | 0 | N |  |  | OP | X | 7 | 1955 |  |  | N | Electric Utility | 1 | X X X: X; DFO RC RC: WAT |  |  | N | N |  | 10M | [20 empty] | N |  |  | N
Vintage1955 | hydro | TRUE | 14653 | PUD No 1 of Pend Oreille County | 3891 | Box Canyon | WA | Pend Oreille | 3 | Conventional Hydroelectric | HY |  | S | X | X |  |  | 22.5 | 0.9 | 22.5 | 22.5 | 0 | N |  |  | OP | X | 8 | 1955 |  |  | N | Electric Utility | 1 | X X X: X; DFO RC RC: WAT |  |  | N | N |  | 10M | [20 empty] | N |  |  | N
Vintage1955 | hydro | TRUE | 14653 | PUD No 1 of Pend Oreille County | 3891 | Box Canyon | WA | Pend Oreille | 4 | Conventional Hydroelectric | HY |  | S | X | X |  |  | 22.5 | 0.9 | 22.5 | 22.5 | 0 | N |  |  | OP | X | 8 | 1955 |  |  | N | Electric Utility | 1 | X X X: X; DFO RC RC: WAT |  |  | N | N |  | 10M | [23 empty] | N
Vintage1957 | hydro | TRUE | 19400 | USACE Northwestern Division | 3895 | The Dalles | OR | Wasco | 1 | Conventional Hydroelectric | HY |  | S | X | X |  |  | 78 | 0.95 | 78 | 78 | 24.8 | N |  |  | OA | X | 10 | 1957 |  |  | N | Electric Utility | 1 | X X X: X; DFO RC RC: WAT | [5 empty] | 10M
Vintage1959 | hydro | TRUE | 19400 | USACE Northwestern Division | 3895 | The Dalles | OR | Wasco | 10 | Conventional Hydroelectric | HY |  | S | X | X |  |  | 78 | 0.95 | 78 | 78 | 24.8 | N |  |  | OP | X | 11 | 1959 |  |  | N | Electric Utility | 1 | X X X: X; DFO RC RC: WAT | [5 empty] | 10M
Vintage1960 | hydro | TRUE | 19400 | USACE Northwestern Division | 3895 | The Dalles | OR | Wasco | 11 | Conventional Hydroelectric | HY |  | S | X | X |  |  | 78 | 0.95 | 78 | 78 | 24.8 | N |  |  | OP | X | 2 | 1960 |  |  | N | Electric Utility | 1 | X X X: X; DFO RC RC: WAT | [5 empty] | 10M
Vintage1960 | hydro | TRUE | 19400 | USACE Northwestern Division | 3895 | The Dalles | OR | Wasco | 12 | Conventional Hydroelectric | HY |  | S | X | X |  |  | 78 | 0.95 | 78 | 78 | 24.8 | N |  |  | OA | X | 5 | 1960 |  |  | N | Electric Utility | 1 | X X X: X; DFO RC RC: WAT | [5 empty] | 10M
Vintage1960 | hydro | TRUE | 19400 | USACE Northwestern Division | 3895 | The Dalles | OR | Wasco | 13 | Conventional Hydroelectric | HY |  | S | X | X |  |  | 78 | 0.95 | 78 | 78 | 24.8 | N |  |  | OP | X | 8 | 1960 |  |  | N | Electric Utility | 1 | X X X: X; DFO RC RC: WAT | [5 empty] | 10M
Vintage1960 | hydro | TRUE | 19400 | USACE Northwestern Division | 3895 | The Dalles | OR | Wasco | 14 | Conventional Hydroelectric | HY |  | S | X | X |  |  | 78 | 0.95 | 78 | 78 | 24.8 | N |  |  | OP | X | 11 | 1960 |  |  | N | Electric Utility | 1 | X X X: X; DFO RC RC: WAT | [5 empty] | 10M
Vintage1973 | hydro | TRUE | 19400 | USACE Northwestern Division | 3895 | The Dalles | OR | Wasco | 15 | Conventional Hydroelectric | HY |  | S | X | X |  |  | 86 | 0.95 | 86 | 86 | 29 | N |  |  | OP | X | 2 | 1973 |  |  | N | Electric Utility | 1 | X X X: X; DFO RC RC: WAT | [5 empty] | 10M
Vintage1973 | hydro | TRUE | 19400 | USACE Northwestern Division | 3895 | The Dalles | OR | Wasco | 16 | Conventional Hydroelectric | HY |  | S | X | X |  |  | 86 | 0.95 | 86 | 86 | 29 | N |  |  | OP | X | 2 | 1973 |  |  | N | Electric Utility | 1 | X X X: X; DFO RC RC: WAT | [5 empty] | 10M
Vintage1973 | hydro | TRUE | 19400 | USACE Northwestern Division | 3895 | The Dalles | OR | Wasco | 17 | Conventional Hydroelectric | HY |  | S | X | X |  |  | 86 | 0.95 | 86 | 86 | 29 | N |  |  | OP | X | 3 | 1973 |  |  | N | Electric Utility | 1 | X X X: X; DFO RC RC: WAT | [5 empty] | 10M
Vintage1973 | hydro | TRUE | 19400 | USACE Northwestern Division | 3895 | The Dalles | OR | Wasco | 18 | Conventional Hydroelectric | HY |  | S | X | X |  |  | 86 | 0.95 | 86 | 86 | 29 | N |  |  | OP | X | 3 | 1973 |  |  | N | Electric Utility | 1 | X X X: X; DFO RC RC: WAT | [5 empty] | 10M
Vintage1973 | hydro | TRUE | 19400 | USACE Northwestern Division | 3895 | The Dalles | OR | Wasco | 19 | Conventional Hydroelectric | HY |  | S | X | X |  |  | 86 | 0.95 | 86 | 86 | 29 | N |  |  | OA | X | 5 | 1973 |  |  | N | Electric Utility | 1 | X X X: X; DFO RC RC: WAT | [5 empty] | 10M
Vintage1957 | hydro | TRUE | 19400 | USACE Northwestern Division | 3895 | The Dalles | OR | Wasco | 2 | Conventional Hydroelectric | HY |  | S | X | X |  |  | 78 | 0.95 | 78 | 78 | 24.8 | N |  |  | OP | X | 11 | 1957 |  |  | N | Electric Utility | 1 | X X X: X; DFO RC RC: WAT | [5 empty] | 10M
Vintage1973 | hydro | TRUE | 19400 | USACE Northwestern Division | 3895 | The Dalles | OR | Wasco | 20 | Conventional Hydroelectric | HY |  | S | X | X |  |  | 86 | 0.95 | 86 | 86 | 29 | N |  |  | OA | X | 6 | 1973 |  |  | N | Electric Utility | 1 | X X X: X; DFO RC RC: WAT | [5 empty] | 10M
Vintage1973 | hydro | TRUE | 19400 | USACE Northwestern Division | 3895 | The Dalles | OR | Wasco | 21 | Conventional Hydroelectric | HY |  | S | X | X |  |  | 86 | 0.95 | 86 | 86 | 29 | N |  |  | OP | X | 11 | 1973 |  |  | N | Electric Utility | 1 | X X X: X; DFO RC RC: WAT | [5 empty] | 10M
Vintage1973 | hydro | TRUE | 19400 | USACE Northwestern Division | 3895 | The Dalles | OR | Wasco | 22 | Conventional Hydroelectric | HY |  | S | X | X |  |  | 86 | 0.95 | 86 | 86 | 29 | N |  |  | OP | X | 12 | 1973 |  |  | N | Electric Utility | 1 | X X X: X; DFO RC RC: WAT | [5 empty] | 10M
Vintage1958 | hydro | TRUE | 19400 | USACE Northwestern Division | 3895 | The Dalles | OR | Wasco | 3 | Conventional Hydroelectric | HY |  | S | X | X |  |  | 78 | 0.95 | 78 | 78 | 24.8 | N |  |  | OP | X | 2 | 1958 |  |  | N | Electric Utility | 1 | X X X: X; DFO RC RC: WAT | [5 empty] | 10M
Vintage1958 | hydro | TRUE | 19400 | USACE Northwestern Division | 3895 | The Dalles | OR | Wasco | 4 | Conventional Hydroelectric | HY |  | S | X | X |  |  | 78 | 0.95 | 78 | 78 | 24.8 | N |  |  | OP | X | 5 | 1958 |  |  | N | Electric Utility | 1 | X X X: X; DFO RC RC: WAT | [5 empty] | 10M
Vintage1958 | hydro | TRUE | 19400 | USACE Northwestern Division | 3895 | The Dalles | OR | Wasco | 5 | Conventional Hydroelectric | HY |  | S | X | X |  |  | 89.7 | 0.95 | 92.7 | 92 | 24.8 | N |  |  | OP | X | 10 | 1958 |  |  | N | Electric Utility | 1 | X X X: X; DFO RC RC: WAT | [5 empty] | 10M
Vintage1958 | hydro | TRUE | 19400 | USACE Northwestern Division | 3895 | The Dalles | OR | Wasco | 6 | Conventional Hydroelectric | HY |  | S | X | X |  |  | 78 | 0.95 | 78 | 78 | 24.8 | N |  |  | OP | X | 11 | 1958 |  |  | N | Electric Utility | 1 | X X X: X; DFO RC RC: WAT | [5 empty] | 10M
Vintage1959 | hydro | TRUE | 19400 | USACE Northwestern Division | 3895 | The Dalles | OR | Wasco | 7 | Conventional Hydroelectric | HY |  | S | X | X |  |  | 78 | 0.95 | 78 | 78 | 24.8 | N |  |  | OP | X | 2 | 1959 |  |  | N | Electric Utility | 1 | X X X: X; DFO RC RC: WAT | [5 empty] | 10M
Vintage1959 | hydro | TRUE | 19400 | USACE Northwestern Division | 3895 | The Dalles | OR | Wasco | 8 | Conventional Hydroelectric | HY |  | S | X | X |  |  | 78 | 0.95 | 78 | 78 | 24.8 | N |  |  | OP | X | 5 | 1959 |  |  | N | Electric Utility | 1 | X X X: X; DFO RC RC: WAT | [5 empty] | 10M
Vintage1959 | hydro | TRUE | 19400 | USACE Northwestern Division | 3895 | The Dalles | OR | Wasco | 9 | Conventional Hydroelectric | HY |  | S | X | X |  |  | 78 | 0.95 | 78 | 78 | 24.8 | N |  |  | OP | X | 11 | 1959 |  |  | N | Electric Utility | 1 | X X X: X; DFO RC RC: WAT | [5 empty] | 10M
Vintage1957 | hydro | TRUE | 19400 | USACE Northwestern Division | 3895 | The Dalles | OR | Wasco | F1 | Conventional Hydroelectric | HY |  | S | X | X |  |  | 14 | 0.95 | 14 | 14 | 14 | N |  |  | OA | X | 6 | 1957 |  |  | N | Electric Utility | 1 | X X X: X; DFO RC RC: WAT | [5 empty] | 10M
Vintage1957 | hydro | TRUE | 19400 | USACE Northwestern Division | 3895 | The Dalles | OR | Wasco | F2 | Conventional Hydroelectric | HY |  | S | X | X |  |  | 14 | 0.95 | 14 | 14 | 14 | N |  |  | OA | X | 7 | 1957 |  |  | N | Electric Utility | 1 | X X X: X; DFO RC RC: WAT | [5 empty] | 10M
Vintage1947 | hydro | TRUE | 18429 | City of Tacoma - (WA) | 3913 | Alder | WA | Pierce | 11 | Conventional Hydroelectric | HY |  | S | X | X |  |  | 25 | 1 | 25.2 | 21 | 4 | N |  |  | OP | X | 5 | 1947 |  |  | N | Electric Utility | 1 | X X X: X; DFO RC RC: WAT | [5 empty] | 1H
Vintage1945 | hydro | TRUE | 18429 | City of Tacoma - (WA) | 3913 | Alder | WA | Pierce | 12 | Conventional Hydroelectric | HY |  | S | X | X |  |  | 25 | 1 | 25.2 | 21 | 4 | N |  |  | OP | X | 12 | 1945 |  |  | N | Electric Utility | 1 | X X X: X; DFO RC RC: WAT | [5 empty] | 1H
Vintage1926 | hydro | TRUE | 18429 | City of Tacoma - (WA) | 3914 | Cushman 1 | WA | Mason | 21 | Conventional Hydroelectric | HY |  | S | X | X |  |  | 21.6 | 1 | 26.7 | 19 | 1 | N |  |  | OP | X | 6 | 1926 |  |  | N | Electric Utility | 1 | X X X: X; DFO RC RC: WAT | [5 empty] | 1H
Vintage1926 | hydro | TRUE | 18429 | City of Tacoma - (WA) | 3914 | Cushman 1 | WA | Mason | 22 | Conventional Hydroelectric | HY |  | S | X | X |  |  | 21.6 | 1 | 26.7 | 19 | 1 | N |  |  | OP | X | 7 | 1926 |  |  | N | Electric Utility | 1 | X X X: X; DFO RC RC: WAT | [5 empty] | 1H
Vintage1930 | hydro | TRUE | 18429 | City of Tacoma - (WA) | 3915 | Cushman 2 | WA | Mason | 31 | Conventional Hydroelectric | HY |  | S | X | X |  |  | 27 | 1 | 30 | 30 | 8 | N |  |  | OP | X | 12 | 1930 |  |  | N | Electric Utility | 1 | X X X: X; DFO RC RC: WAT |  |  | N |  |  | 1H
Vintage1931 | hydro | TRUE | 18429 | City of Tacoma - (WA) | 3915 | Cushman 2 | WA | Mason | 32 | Conventional Hydroelectric | HY |  | S | X | X |  |  | 27 | 1 | 30 | 30 | 8 | N |  |  | OP | X | 8 | 1931 |  |  | N | Electric Utility | 1 | X X X: X; DFO RC RC: WAT |  |  | N |  |  | 1H
Vintage1952 | hydro | TRUE | 18429 | City of Tacoma - (WA) | 3915 | Cushman 2 | WA | Mason | 33 | Conventional Hydroelectric | HY |  | S | X | X |  |  | 27 | 1 | 30 | 30 | 8 | N |  |  | OP | X | 12 | 1952 |  |  | N | Electric Utility | 1 | X X X: X; DFO RC RC: WAT |  |  | N |  |  | 1H
Vintage2013 | hydro | TRUE | 18429 | City of Tacoma - (WA) | 3915 | Cushman 2 | WA | Mason | 34 | Conventional Hydroelectric | HY |  | S | X | X |  |  | 1.8 | 1 | 1.8 | 1.8 | 1 | N |  |  | OP | X | 3 | 2013 |  |  | N | Electric Utility | 1 | X X X: X; DFO RC RC: WAT |  |  | N |  |  | 1H
Vintage2013 | hydro | TRUE | 18429 | City of Tacoma - (WA) | 3915 | Cushman 2 | WA | Mason | 35 | Conventional Hydroelectric | HY |  | S | X | X |  |  | 1.8 | 1 | 1.8 | 1.8 | 1 | N |  |  | OP | X | 3 | 2013 |  |  | N | Electric Utility | 1 | X X X: X; DFO RC RC: WAT |  |  | N |  |  | 1H
Vintage1912 | hydro | TRUE | 18429 | City of Tacoma - (WA) | 3916 | LaGrande | WA | Pierce | 1 | Conventional Hydroelectric | HY |  | S | X | X |  |  | 6 | 1 | 6 | 6 | 1 | N |  |  | OP | X | 11 | 1912 |  |  | N | Electric Utility | 1 | X X X: X; DFO RC RC: WAT | [5 empty] | 1H
Vintage1912 | hydro | TRUE | 18429 | City of Tacoma - (WA) | 3916 | LaGrande | WA | Pierce | 2 | Conventional Hydroelectric | HY |  | S | X | X |  |  | 6 | 1 | 6 | 6 | 1 | N |  |  | OP | X | 11 | 1912 |  |  | N | Electric Utility | 1 | X X X: X; DFO RC RC: WAT | [5 empty] | 1H
Vintage1912 | hydro | TRUE | 18429 | City of Tacoma - (WA) | 3916 | LaGrande | WA | Pierce | 3 | Conventional Hydroelectric | HY |  | S | X | X |  |  | 6 | 1 | 6 | 6 | 1 | N |  |  | OP | X | 11 | 1912 |  |  | N | Electric Utility | 1 | X X X: X; DFO RC RC: WAT | [5 empty] | 1H
Vintage1912 | hydro | TRUE | 18429 | City of Tacoma - (WA) | 3916 | LaGrande | WA | Pierce | 4 | Conventional Hydroelectric | HY |  | S | X | X |  |  | 6 | 1 | 6 | 6 | 1 | N |  |  | OP | X | 11 | 1912 |  |  | N | Electric Utility | 1 | X X X: X; DFO RC RC: WAT | [5 empty] | 1H
Vintage1945 | hydro | TRUE | 18429 | City of Tacoma - (WA) | 3916 | LaGrande | WA | Pierce | 5 | Conventional Hydroelectric | HY |  | S | X | X |  |  | 40 | 1 | 40 | 40 | 8 | N |  |  | OP | X | 9 | 1945 |  |  | N | Electric Utility | 1 | X X X: X; DFO RC RC: WAT | [5 empty] | 1H
Vintage1983 | hydro | TRUE | 18429 | City of Tacoma - (WA) | 3917 | Mayfield | WA | Lewis | 41 | Conventional Hydroelectric | HY |  | S | X | X |  |  | 40.5 | 1 | 41 | 41 | 8 | N |  |  | OP | X | 5 | 1983 |  |  | N | Electric Utility | 1 | X X X: X; DFO RC RC: WAT | [5 empty] | 1H
Vintage1963 | hydro | TRUE | 18429 | City of Tacoma - (WA) | 3917 | Mayfield | WA | Lewis | 42 | Conventional Hydroelectric | HY |  | S | X | X |  |  | 40.5 | 1 | 41 | 41 | 8 | N |  |  | OP | X | 3 | 1963 |  |  | N | Electric Utility | 1 | X X X: X; DFO RC RC: WAT | [5 empty] | 1H
Vintage1963 | hydro | TRUE | 18429 | City of Tacoma - (WA) | 3917 | Mayfield | WA | Lewis | 43 | Conventional Hydroelectric | HY |  | S | X | X |  |  | 40.5 | 1 | 41 | 41 | 8 | N |  |  | OP | X | 4 | 1963 |  |  | N | Electric Utility | 1 | X X X: X; DFO RC RC: WAT | [5 empty] | 1H
Vintage1963 | hydro | TRUE | 18429 | City of Tacoma - (WA) | 3917 | Mayfield | WA | Lewis | 44 | Conventional Hydroelectric | HY |  | S | X | X |  |  | 40.5 | 1 | 41 | 41 | 8 | N |  |  | OP | X | 6 | 1963 |  |  | N | Electric Utility | 1 | X X X: X; DFO RC RC: WAT | [5 empty] | 1H
Vintage1968 | hydro | TRUE | 18429 | City of Tacoma - (WA) | 3918 | Mossyrock | WA | Lewis | 51 | Conventional Hydroelectric | HY |  | S | X | X |  |  | 150 | 1 | 186 | 175.3 | 100 | N |  |  | OP | X | 11 | 1968 |  |  | N | Electric Utility | 1 | X X X: X; DFO RC RC: WAT | [5 empty] | 1H
Vintage1968 | hydro | TRUE | 18429 | City of Tacoma - (WA) | 3918 | Mossyrock | WA | Lewis | 52 | Conventional Hydroelectric | HY |  | S | X | X |  |  | 150 | 1 | 157 | 147 | 85 | N |  |  | OP | X | 10 | 1968 |  |  | N | Electric Utility | 1 | X X X: X; DFO RC RC: WAT | [5 empty] | 1H
Vintage1958 | hydro | TRUE | 19400 | USACE Northwestern Division | 3921 | Chief Joseph | WA | Douglas | 1 | Conventional Hydroelectric | HY |  | S | X | X |  |  | 88.2 | 0.95 | 88.2 | 88.2 | 47.6 | N |  |  | OP | X | 10 | 1958 |  |  | N | Electric Utility | 1 | X X X: X; DFO RC RC: WAT | [5 empty] | 10M
Vintage1955 | hydro | TRUE | 19400 | USACE Northwestern Division | 3921 | Chief Joseph | WA | Douglas | 10 | Conventional Hydroelectric | HY |  | S | X | X |  |  | 88.2 | 0.95 | 88.2 | 88.2 | 47.6 | N |  |  | OP | X | 9 | 1955 |  |  | N | Electric Utility | 1 | X X X: X; DFO RC RC: WAT | [5 empty] | 10M
Vintage1955 | hydro | TRUE | 19400 | USACE Northwestern Division | 3921 | Chief Joseph | WA | Douglas | 11 | Conventional Hydroelectric | HY |  | S | X | X |  |  | 88.2 | 0.95 | 88.2 | 88.2 | 47.6 | N |  |  | OP | X | 9 | 1955 |  |  | N | Electric Utility | 1 | X X X: X; DFO RC RC: WAT | [5 empty] | 10M
Vintage1955 | hydro | TRUE | 19400 | USACE Northwestern Division | 3921 | Chief Joseph | WA | Douglas | 12 | Conventional Hydroelectric | HY |  | S | X | X |  |  | 88.2 | 0.95 | 88.2 | 88.2 | 47.6 | N |  |  | OP | X | 9 | 1955 |  |  | N | Electric Utility | 1 | X X X: X; DFO RC RC: WAT | [5 empty] | 10M
Vintage1957 | hydro | TRUE | 19400 | USACE Northwestern Division | 3921 | Chief Joseph | WA | Douglas | 13 | Conventional Hydroelectric | HY |  | S | X | X |  |  | 88.2 | 0.95 | 65 | 65 | 47.6 | N |  |  | OP | X | 2 | 1957 |  |  | N | Electric Utility | 1 | X X X: X; DFO RC RC: WAT | [5 empty] | 10M
Vintage1957 | hydro | TRUE | 19400 | USACE Northwestern Division | 3921 | Chief Joseph | WA | Douglas | 14 | Conventional Hydroelectric | HY |  | S | X | X |  |  | 88.2 | 0.95 | 88.2 | 88.2 | 47.6 | N |  |  | OP | X | 7 | 1957 |  |  | N | Electric Utility | 1 | X X X: X; DFO RC RC: WAT | [5 empty] | 10M
Vintage1957 | hydro | TRUE | 19400 | USACE Northwestern Division | 3921 | Chief Joseph | WA | Douglas | 15 | Conventional Hydroelectric | HY |  | S | X | X |  |  | 88.2 | 0.95 | 88.2 | 88.2 | 47.6 | N |  |  | OP | X | 9 | 1957 |  |  | N | Electric Utility | 1 | X X X: X; DFO RC RC: WAT | [5 empty] | 10M
Vintage1957 | hydro | TRUE | 19400 | USACE Northwestern Division | 3921 | Chief Joseph | WA | Douglas | 16 | Conventional Hydroelectric | HY |  | S | X | X |  |  | 88.2 | 0.95 | 88.2 | 88.2 | 47.6 | N |  |  | OP | X | 11 | 1957 |  |  | N | Electric Utility | 1 | X X X: X; DFO RC RC: WAT | [5 empty] | 10M
Vintage1977 | hydro | TRUE | 19400 | USACE Northwestern Division | 3921 | Chief Joseph | WA | Douglas | 17 | Conventional Hydroelectric | HY |  | S | X | X |  |  | 95 | 0.95 | 95 | 95 | 95 | N |  |  | OP | X | 7 | 1977 |  |  | N | Electric Utility | 1 | X X X: X; DFO RC RC: WAT | [5 empty] | 10M
Vintage1977 | hydro | TRUE | 19400 | USACE Northwestern Division | 3921 | Chief Joseph | WA | Douglas | 18 | Conventional Hydroelectric | HY |  | S | X | X |  |  | 95 | 0.95 | 95 | 95 | 95 | N |  |  | OP | X | 8 | 1977 |  |  | N | Electric Utility | 1 | X X X: X; DFO RC RC: WAT | [5 empty] | 10M
Vintage1977 | hydro | TRUE | 19400 | USACE Northwestern Division | 3921 | Chief Joseph | WA | Douglas | 19 | Conventional Hydroelectric | HY |  | S | X | X |  |  | 95 | 0.95 | 95 | 95 | 95 | N |  |  | OP | X | 11 | 1977 |  |  | N | Electric Utility | 1 | X X X: X; DFO RC RC: WAT | [5 empty] | 10M
Vintage1958 | hydro | TRUE | 19400 | USACE Northwestern Division | 3921 | Chief Joseph | WA | Douglas | 2 | Conventional Hydroelectric | HY |  | S | X | X |  |  | 88.2 | 0.95 | 88.2 | 88.2 | 47.6 | N |  |  | OP | X | 7 | 1958 |  |  | N | Electric Utility | 1 | X X X: X; DFO RC RC: WAT | [5 empty] | 10M
Vintage1978 | hydro | TRUE | 19400 | USACE Northwestern Division | 3921 | Chief Joseph | WA | Douglas | 20 | Conventional Hydroelectric | HY |  | S | X | X |  |  | 95 | 0.95 | 95 | 95 | 95 | N |  |  | OA | X | 6 | 1978 |  |  | N | Electric Utility | 1 | X X X: X; DFO RC RC: WAT | [5 empty] | 10M
Vintage1978 | hydro | TRUE | 19400 | USACE Northwestern Division | 3921 | Chief Joseph | WA | Douglas | 21 | Conventional Hydroelectric | HY |  | S | X | X |  |  | 95 | 0.95 | 95 | 95 | 95 | N |  |  | OP | X | 6 | 1978 |  |  | N | Electric Utility | 1 | X X X: X; DFO RC RC: WAT | [5 empty] | 10M
Vintage1978 | hydro | TRUE | 19400 | USACE Northwestern Division | 3921 | Chief Joseph | WA | Douglas | 22 | Conventional Hydroelectric | HY |  | S | X | X |  |  | 95 | 0.95 | 95 | 95 | 95 | N |  |  | OP | X | 6 | 1978 |  |  | N | Electric Utility | 1 | X X X: X; DFO RC RC: WAT | [5 empty] | 10M
Vintage1978 | hydro | TRUE | 19400 | USACE Northwestern Division | 3921 | Chief Joseph | WA | Douglas | 23 | Conventional Hydroelectric | HY |  | S | X | X |  |  | 95 | 0.95 | 95 | 95 | 95 | N |  |  | OP | X | 9 | 1978 |  |  | N | Electric Utility | 1 | X X X: X; DFO RC RC: WAT | [5 empty] | 10M
Vintage1979 | hydro | TRUE | 19400 | USACE Northwestern Division | 3921 | Chief Joseph | WA | Douglas | 24 | Conventional Hydroelectric | HY |  | S | X | X |  |  | 95 | 0.95 | 95 | 95 | 95 | N |  |  | OP | X | 1 | 1979 |  |  | N | Electric Utility | 1 | X X X: X; DFO RC RC: WAT | [5 empty] | 10M
Vintage1979 | hydro | TRUE | 19400 | USACE Northwestern Division | 3921 | Chief Joseph | WA | Douglas | 25 | Conventional Hydroelectric | HY |  | S | X | X |  |  | 95 | 0.95 | 95 | 95 | 95 | N |  |  | OP | X | 1 | 1979 |  |  | N | Electric Utility | 1 | X X X: X; DFO RC RC: WAT | [5 empty] | 10M
Vintage1979 | hydro | TRUE | 19400 | USACE Northwestern Division | 3921 | Chief Joseph | WA | Douglas | 26 | Conventional Hydroelectric | HY |  | S | X | X |  |  | 95 | 0.95 | 95 | 95 | 95 | N |  |  | OP | X | 2 | 1979 |  |  | N | Electric Utility | 1 | X X X: X; DFO RC RC: WAT | [5 empty] | 10M
Vintage1979 | hydro | TRUE | 19400 | USACE Northwestern Division | 3921 | Chief Joseph | WA | Douglas | 27 | Conventional Hydroelectric | HY |  | S | X | X |  |  | 95 | 0.95 | 95 | 95 | 95 | N |  |  | OA | X | 5 | 1979 |  |  | N | Electric Utility | 1 | X X X: X; DFO RC RC: WAT | [5 empty] | 10M
Vintage1958 | hydro | TRUE | 19400 | USACE Northwestern Division | 3921 | Chief Joseph | WA | Douglas | 3 | Conventional Hydroelectric | HY |  | S | X | X |  |  | 88.2 | 0.95 | 88.2 | 88.2 | 47.6 | N |  |  | OP | X | 5 | 1958 |  |  | N | Electric Utility | 1 | X X X: X; DFO RC RC: WAT | [5 empty] | 10M
Vintage1958 | hydro | TRUE | 19400 | USACE Northwestern Division | 3921 | Chief Joseph | WA | Douglas | 4 | Conventional Hydroelectric | HY |  | S | X | X |  |  | 88.2 | 0.95 | 88.2 | 88.2 | 47.6 | N |  |  | OP | X | 2 | 1958 |  |  | N | Electric Utility | 1 | X X X: X; DFO RC RC: WAT | [5 empty] | 10M
Vintage1957 | hydro | TRUE | 19400 | USACE Northwestern Division | 3921 | Chief Joseph | WA | Douglas | 5 | Conventional Hydroelectric | HY |  | S | X | X |  |  | 88.2 | 0.95 | 88.2 | 88.2 | 47.6 | N |  |  | OP | X | 2 | 1957 |  |  | N | Electric Utility | 1 | X X X: X; DFO RC RC: WAT | [5 empty] | 10M
Vintage1956 | hydro | TRUE | 19400 | USACE Northwestern Division | 3921 | Chief Joseph | WA | Douglas | 6 | Conventional Hydroelectric | HY |  | S | X | X |  |  | 88.2 | 0.95 | 88.2 | 88.2 | 47.6 | N |  |  | OP | X | 12 | 1956 |  |  | N | Electric Utility | 1 | X X X: X; DFO RC RC: WAT | [5 empty] | 10M
Vintage1956 | hydro | TRUE | 19400 | USACE Northwestern Division | 3921 | Chief Joseph | WA | Douglas | 7 | Conventional Hydroelectric | HY |  | S | X | X |  |  | 88.2 | 0.95 | 88.2 | 88.2 | 47.6 | N |  |  | OP | X | 11 | 1956 |  |  | N | Electric Utility | 1 | X X X: X; DFO RC RC: WAT | [5 empty] | 10M
Vintage1956 | hydro | TRUE | 19400 | USACE Northwestern Division | 3921 | Chief Joseph | WA | Douglas | 8 | Conventional Hydroelectric | HY |  | S | X | X |  |  | 88.2 | 0.95 | 88.2 | 88.2 | 47.6 | N |  |  | OP | X | 9 | 1956 |  |  | N | Electric Utility | 1 | X X X: X; DFO RC RC: WAT | [5 empty] | 10M
Vintage1955 | hydro | TRUE | 19400 | USACE Northwestern Division | 3921 | Chief Joseph | WA | Douglas | 9 | Conventional Hydroelectric | HY |  | S | X | X |  |  | 88.2 | 0.95 | 65 | 65 | 47.6 | Y | 4 | 2021 | OP | X | 12 | 1955 |  |  | N | Electric Utility | 1 | X X X: X; DFO RC RC: WAT | [5 empty] | 10M
Vintage1962 | hydro | TRUE | 19400 | USACE Northwestern Division | 3925 | Ice Harbor | WA | Walla Walla | 1 | Conventional Hydroelectric | HY |  | S | X | X |  |  | 90 | 0.95 | 72 | 72 | 70 | N |  |  | OA | X | 1 | 1962 |  |  | N | Electric Utility | 1 | X X X: X; DFO RC RC: WAT | [5 empty] | 10M
Vintage1962 | hydro | TRUE | 19400 | USACE Northwestern Division | 3925 | Ice Harbor | WA | Walla Walla | 2 | Conventional Hydroelectric | HY |  | S | X | X |  |  | 90 | 0.95 | 90 | 90 | 35.7 | N |  |  | OP | X | 3 | 1962 |  |  | N | Electric Utility | 1 | X X X: X; DFO RC RC: WAT | [5 empty] | 10M
Vintage1962 | hydro | TRUE | 19400 | USACE Northwestern Division | 3925 | Ice Harbor | WA | Walla Walla | 3 | Conventional Hydroelectric | HY |  | S | X | X |  |  | 90 | 0.95 | 76 | 76 | 35.7 | N |  |  | OA | X | 3 | 1962 |  |  | N | Electric Utility | 1 | X X X: X; DFO RC RC: WAT | [5 empty] | 10M
Vintage1975 | hydro | TRUE | 19400 | USACE Northwestern Division | 3925 | Ice Harbor | WA | Walla Walla | 4 | Conventional Hydroelectric | HY |  | S | X | X |  |  | 111 | 0.95 | 87 | 87 | 42.2 | N |  |  | OP | X | 12 | 1975 |  |  | N | Electric Utility | 1 | X X X: X; DFO RC RC: WAT | [5 empty] | 10M
Vintage1975 | hydro | TRUE | 19400 | USACE Northwestern Division | 3925 | Ice Harbor | WA | Walla Walla | 5 | Conventional Hydroelectric | HY |  | S | X | X |  |  | 111 | 0.95 | 87 | 87 | 42.2 | N |  |  | OP | X | 12 | 1975 |  |  | N | Electric Utility | 1 | X X X: X; DFO RC RC: WAT | [5 empty] | 10M
Vintage1976 | hydro | TRUE | 19400 | USACE Northwestern Division | 3925 | Ice Harbor | WA | Walla Walla | 6 | Conventional Hydroelectric | HY |  | S | X | X |  |  | 111 | 0.95 | 87 | 87 | 42.2 | N |  |  | OP | X | 2 | 1976 |  |  | N | Electric Utility | 1 | X X X: X; DFO RC RC: WAT | [5 empty] | 10M
Vintage1970 | hydro | TRUE | 19400 | USACE Northwestern Division | 3926 | Little Goose | WA | Columbia | 1 | Conventional Hydroelectric | HY |  | S | X | X |  |  | 135 | 0.95 | 135 | 135 | 51.3 | N |  |  | OA | X | 4 | 1970 |  |  | N | Electric Utility | 1 | X X X: X; DFO RC RC: WAT | [5 empty] | 10M
Vintage1970 | hydro | TRUE | 19400 | USACE Northwestern Division | 3926 | Little Goose | WA | Columbia | 2 | Conventional Hydroelectric | HY |  | S | X | X |  |  | 135 | 0.95 | 135 | 135 | 51.3 | N |  |  | OA | X | 4 | 1970 |  |  | N | Electric Utility | 1 | X X X: X; DFO RC RC: WAT | [5 empty] | 10M
Vintage1971 | hydro | TRUE | 19400 | USACE Northwestern Division | 3926 | Little Goose | WA | Columbia | 3 | Conventional Hydroelectric | HY |  | S | X | X |  |  | 135 | 0.95 | 135 | 135 | 51.3 | N |  |  | OA | X | 1 | 1971 |  |  | N | Electric Utility | 1 | X X X: X; DFO RC RC: WAT | [5 empty] | 10M
Vintage1978 | hydro | TRUE | 19400 | USACE Northwestern Division | 3926 | Little Goose | WA | Columbia | 4 | Conventional Hydroelectric | HY |  | S | X | X |  |  | 135 | 0.95 | 135 | 135 | 59.7 | N |  |  | OP | X | 2 | 1978 |  |  | N | Electric Utility | 1 | X X X: X; DFO RC RC: WAT | [5 empty] | 10M
Vintage1978 | hydro | TRUE | 19400 | USACE Northwestern Division | 3926 | Little Goose | WA | Columbia | 5 | Conventional Hydroelectric | HY |  | S | X | X |  |  | 135 | 0.95 | 135 | 135 | 59.7 | N |  |  | OS | X | 6 | 1978 |  |  | N | Electric Utility | 1 | X X X: X; DFO RC RC: WAT | [5 empty] | 10M
Vintage1978 | hydro | TRUE | 19400 | USACE Northwestern Division | 3926 | Little Goose | WA | Columbia | 6 | Conventional Hydroelectric | HY |  | S | X | X |  |  | 135 | 0.95 | 135 | 135 | 59.7 | N |  |  | OP | X | 6 | 1978 |  |  | N | Electric Utility | 1 | X X X: X; DFO RC RC: WAT | [5 empty] | 10M
Vintage1969 | hydro | TRUE | 19400 | USACE Northwestern Division | 3927 | Lower Monumental | WA | Walla Walla | 1 | Conventional Hydroelectric | HY |  | S | X | X |  |  | 135 | 0.95 | 135 | 135 | 53.8 | N |  |  | OP | X | 6 | 1969 |  |  | N | Electric Utility | 1 | X X X: X; DFO RC RC: WAT | [5 empty] | 10M
Vintage1969 | hydro | TRUE | 19400 | USACE Northwestern Division | 3927 | Lower Monumental | WA | Walla Walla | 2 | Conventional Hydroelectric | HY |  | S | X | X |  |  | 135 | 0.95 | 135 | 135 | 53.8 | N |  |  | OA | X | 10 | 1969 |  |  | N | Electric Utility | 1 | X X X: X; DFO RC RC: WAT | [5 empty] | 10M
Vintage1970 | hydro | TRUE | 19400 | USACE Northwestern Division | 3927 | Lower Monumental | WA | Walla Walla | 3 | Conventional Hydroelectric | HY |  | S | X | X |  |  | 135 | 0.95 | 135 | 135 | 53.8 | N |  |  | OP | X | 2 | 1970 |  |  | N | Electric Utility | 1 | X X X: X; DFO RC RC: WAT | [5 empty] | 10M
Vintage1979 | hydro | TRUE | 19400 | USACE Northwestern Division | 3927 | Lower Monumental | WA | Walla Walla | 4 | Conventional Hydroelectric | HY |  | S | X | X |  |  | 135 | 0.95 | 135 | 135 | 63.3 | N |  |  | OP | X | 3 | 1979 |  |  | N | Electric Utility | 1 | X X X: X; DFO RC RC: WAT | [5 empty] | 10M
Vintage1979 | hydro | TRUE | 19400 | USACE Northwestern Division | 3927 | Lower Monumental | WA | Walla Walla | 5 | Conventional Hydroelectric | HY |  | S | X | X |  |  | 135 | 0.95 | 115 | 115 | 63.3 | Y | 4 | 2021 | OP | X | 4 | 1979 |  |  | N | Electric Utility | 1 | X X X: X; DFO RC RC: WAT | [5 empty] | 10M
Vintage1979 | hydro | TRUE | 19400 | USACE Northwestern Division | 3927 | Lower Monumental | WA | Walla Walla | 6 | Conventional Hydroelectric | HY |  | S | X | X |  |  | 135 | 0.95 | 135 | 135 | 63.3 | N |  |  | OP | X | 7 | 1979 |  |  | N | Electric Utility | 1 | X X X: X; DFO RC RC: WAT | [5 empty] | 10M
Vintage1964 | hydro | TRUE | 20160 | Energy Northwest | 3929 | Packwood | WA | Lewis | 1 | Conventional Hydroelectric | HY |  | S | X | X |  |  | 27.5 | 0.95 | 26 | 26 | 3 | N |  |  | OP | X | 4 | 1964 |  |  | N | Electric Utility | 1 | X X X: X; DFO RC RC: WAT |  |  | N | N |  | 12H | [23 empty] | N
Vintage1971 | hard coal | TRUE | 733 | Appalachian Power Co | 3935 | John E Amos | WV | Putnam | 1 | Conventional Steam Coal | ST |  | S | X | X |  |  | 816.3 | 0.9 | 800 | 800 | 300 | N |  |  | OP | X | 9 | 1971 |  |  | N | Electric Utility | 1 | X X X: X; DFO RC RC: BIT; DFO DFO DFO: DFO |  |  | N | N |  | 12H |  | Y |  |  |  | Y | [17 empty] | N | N | N
Vintage1972 | hard coal | TRUE | 733 | Appalachian Power Co | 3935 | John E Amos | WV | Putnam | 2 | Conventional Steam Coal | ST |  | S | X | X |  |  | 816.3 | 0.9 | 800 | 800 | 300 | N |  |  | OP | X | 6 | 1972 |  |  | N | Electric Utility | 1 | X X X: X; DFO RC RC: BIT; DFO DFO DFO: DFO |  |  | N | N |  | 12H |  | Y |  |  |  | Y | [17 empty] | N | N | N
Vintage1973 | hard coal | TRUE | 733 | Appalachian Power Co | 3935 | John E Amos | WV | Putnam | 3 | Conventional Steam Coal | ST |  | S | X | X |  |  | 1300 | 0.9 | 1300 | 1299 | 600 | N |  |  | OP | X | 10 | 1973 |  |  | N | Electric Utility | 1 | X X X: X; DFO RC RC: BIT; DFO DFO DFO: DFO |  |  | N | N |  | 12H |  | Y |  |  |  | Y | [17 empty] | N | N | N
Vintage1967 | hard coal | TRUE | 12796 | Monongahela Power Co | 3943 | FirstEnergy Fort Martin Power Station | WV | Monongalia | 1 | Conventional Steam Coal | ST |  | S | X | X | FTMARTIN22KV GEN 1 | FTMARTIN22KV GEN 1 | 576 | 0.9 | 552 | 552 | 220 | N |  |  | OP | X | 10 | 1967 |  |  | N | Electric Utility | 1 | X X X: X; DFO RC RC: BIT; DFO SUB SUB: DFO; DFO DFO DFO: DFO |  |  | N | N |  | 12H |  | Y |  |  |  | Y | [17 empty] | N | N | N
Vintage1968 | hard coal | TRUE | 12796 | Monongahela Power Co | 3943 | FirstEnergy Fort Martin Power Station | WV | Monongalia | 2 | Conventional Steam Coal | ST |  | S | X | X | FTMARTIN22KV GEN 2 | FTMARTIN22KV GEN 2 | 576 | 0.9 | 546 | 546 | 220 | N |  |  | OP | X | 12 | 1968 |  |  | N | Electric Utility | 1 | X X X: X; DFO RC RC: BIT; DFO SUB SUB: DFO; DFO DFO DFO: DFO |  |  | N | N |  | 12H |  | Y |  |  |  | Y | [17 empty] | N | N | N
Vintage1972 | hard coal | TRUE | 12796 | Monongahela Power Co | 3944 | FirstEnergy Harrison Power Station | WV | Harrison | 1 | Conventional Steam Coal | ST |  | S | X | X | HARR APS20KV GEN1 | HARR APS20KV GEN1 | 684 | 0.92 | 652 | 662 | 375 | N |  |  | OP | X | 12 | 1972 |  |  | N | Electric Utility | 1 | X X X: X; DFO RC RC: RC; DFO SUB SUB: NG; DFO DFO DFO: NG |  |  | N | N |  | 12H |  | Y |  |  |  | Y | [17 empty] | N | N | N
Vintage1973 | hard coal | TRUE | 12796 | Monongahela Power Co | 3944 | FirstEnergy Harrison Power Station | WV | Harrison | 2 | Conventional Steam Coal | ST |  | S | X | X | HARR APS20KV GEN2 | HARR APS20KV GEN2 | 684 | 0.92 | 651 | 661 | 375 | N |  |  | OP | X | 12 | 1973 |  |  | N | Electric Utility | 1 | X X X: X; DFO RC RC: RC; DFO SUB SUB: NG; DFO DFO DFO: NG |  |  | N | N |  | 12H |  | Y |  |  |  | Y | [17 empty] | N | N | N
Vintage1974 | hard coal | TRUE | 12796 | Monongahela Power Co | 3944 | FirstEnergy Harrison Power Station | WV | Harrison | 3 | Conventional Steam Coal | ST |  | S | X | X |  |  | 684 | 0.92 | 651 | 661 | 375 | N |  |  | OP | X | 12 | 1974 |  |  | N | Electric Utility | 1 | X X X: X; DFO RC RC: RC; DFO SUB SUB: NG; DFO DFO DFO: NG |  |  | N | N |  | 12H |  | Y |  |  |  | Y | [17 empty] | N | N | N
Vintage1971 | hard coal | TRUE | 22053 | Kentucky Power Co | 3948 | Mitchell (WV) | WV | Marshall | 1 | Conventional Steam Coal | ST |  | J | X | X |  |  | 816.3 | 0.9 | 770 | 770 | 370 | N |  |  | OP | X | 5 | 1971 |  |  | N | Electric Utility | 1 | X X X: X; DFO RC RC: BIT; DFO DFO DFO: DFO |  |  | N | N |  | OVER |  | Y |  |  |  | Y | [17 empty] | N
Vintage1971 | hard coal | TRUE | 22053 | Kentucky Power Co | 3948 | Mitchell (WV) | WV | Marshall | 2 | Conventional Steam Coal | ST |  | J | X | X |  |  | 816.3 | 0.9 | 790 | 790 | 410 | N |  |  | OP | X | 5 | 1971 |  |  | N | Electric Utility | 1 | X X X: X; DFO RC RC: BIT; DFO DFO DFO: DFO |  |  | N | N |  | OVER |  | Y |  |  |  | Y | [17 empty] | N
Vintage1965 | hard coal | TRUE | 19876 | Virginia Electric & Power Co | 3954 | Mt Storm | WV | Grant | 1 | Conventional Steam Coal | ST |  | S | X | X |  |  | 570.2 | 0.9 | 554 | 569 | 265 | N |  |  | OP | X | 9 | 1965 |  |  | N | Electric Utility | 1 | X X X: X; DFO RC RC: BIT; DFO SUB SUB: DFO; DFO DFO DFO: DFO | [5 empty] | OVER |  | Y |  |  | Y | [18 empty] | N
Vintage1966 | hard coal | TRUE | 19876 | Virginia Electric & Power Co | 3954 | Mt Storm | WV | Grant | 2 | Conventional Steam Coal | ST |  | S | X | X |  |  | 570.2 | 0.9 | 555 | 570 | 265 | N |  |  | OP | X | 7 | 1966 |  |  | N | Electric Utility | 1 | X X X: X; DFO RC RC: BIT; DFO SUB SUB: DFO; DFO DFO DFO: DFO | [5 empty] | OVER |  | Y |  |  | Y | [18 empty] | N
Vintage1973 | hard coal | TRUE | 19876 | Virginia Electric & Power Co | 3954 | Mt Storm | WV | Grant | 3 | Conventional Steam Coal | ST |  | S | X | X |  |  | 522 | 0.9 | 520 | 537 | 300 | N |  |  | OP | X | 12 | 1973 |  |  | N | Electric Utility | 1 | X X X: X; DFO RC RC: BIT; DFO SUB SUB: DFO; DFO DFO DFO: WO; DFO DFO DFO: DFO | [5 empty] | OVER |  | Y |  |  | Y | [18 empty] | N
Vintage1967 | petroleum | TRUE | 19876 | Virginia Electric & Power Co | 3954 | Mt Storm | WV | Grant | JF1 | Petroleum Liquids | GT |  | S | X | X |  |  | 18.5 | 0.85 | 11 | 15 | 5 | N |  |  | OP | X | 10 | 1967 |  |  | N | Electric Utility | 1 | [14 empty] | 1H | [23 empty] | N | bar: X X X to DFO RC RC
Vintage1921 | hydro | TRUE | 4247 | Consolidated Water Power Co | 3971 | Biron | WI | Wood | 1 | Conventional Hydroelectric | HY |  | S | X | X |  |  | 1.4 | 1 | 1.3 | 1.3 | 1.3 | N |  |  | OP | X | 1 | 1921 |  |  | N | Electric Utility | 1 | X X X: X; DFO RC RC: WAT |  |  | N |  |  | 12H | [23 empty] | N
Vintage1921 | hydro | TRUE | 4247 | Consolidated Water Power Co | 3971 | Biron | WI | Wood | 2 | Conventional Hydroelectric | HY |  | S | X | X |  |  | 1.4 | 1 | 1.3 | 1.3 | 1.3 | N |  |  | OP | X | 1 | 1921 |  |  | N | Electric Utility | 1 | X X X: X; DFO RC RC: WAT |  |  | N |  |  | 12H | [23 empty] | N
Vintage1916 | hydro | TRUE | 4247 | Consolidated Water Power Co | 3971 | Biron | WI | Wood | 3 | Conventional Hydroelectric | HY |  | S | X | X |  |  | 0.4 | 0.8 | 0.4 | 0.4 | 0.4 | N |  |  | OS | X | 1 | 1916 |  |  | N | Electric Utility | 1 | X X X: X; DFO RC RC: WAT |  |  | N |  |  | 12H | [23 empty] | N
Vintage1896 | hydro | TRUE | 4247 | Consolidated Water Power Co | 3971 | Biron | WI | Wood | 4 | Conventional Hydroelectric | HY |  | S | X | X |  |  | 0.4 | 0.8 | 0.4 | 0.4 | 0.4 | N |  |  | OS | X | 1 | 1896 |  |  | N | Electric Utility | 1 | X X X: X; DFO RC RC: WAT | [5 empty] | 12H | [23 empty] | N
Vintage1896 | hydro | TRUE | 4247 | Consolidated Water Power Co | 3971 | Biron | WI | Wood | 5 | Conventional Hydroelectric | HY |  | S | X | X |  |  | 0.4 | 0.8 | 0.4 | 0.4 | 0.4 | N |  |  | OS | X | 1 | 1896 |  |  | N | Electric Utility | 1 | X X X: X; DFO RC RC: WAT | [5 empty] | 12H | [23 empty] | N
Vintage1896 | hydro | TRUE | 4247 | Consolidated Water Power Co | 3971 | Biron | WI | Wood | 6 | Conventional Hydroelectric | HY |  | S | X | X |  |  | 0.4 | 0.8 | 0.4 | 0.4 | 0.4 | N |  |  | OP | X | 1 | 1896 |  |  | N | Electric Utility | 1 | X X X: X; DFO RC RC: WAT | [5 empty] | 12H | [23 empty] | N
Vintage1896 | hydro | TRUE | 4247 | Consolidated Water Power Co | 3971 | Biron | WI | Wood | 7 | Conventional Hydroelectric | HY |  | S | X | X |  |  | 0.4 | 0.8 | 0.4 | 0.4 | 0.4 | N |  |  | OS | X | 1 | 1896 |  |  | N | Electric Utility | 1 | X X X: X; DFO RC RC: WAT | [5 empty] | 12H | [23 empty] | N
Vintage1896 | hydro | TRUE | 4247 | Consolidated Water Power Co | 3971 | Biron | WI | Wood | 9 | Conventional Hydroelectric | HY |  | S | X | X |  |  | 0.8 | 0.8 | 0.8 | 0.8 | 0.8 | N |  |  | OP | X | 1 | 1896 |  |  | N | Electric Utility | 1 | X X X: X; DFO RC RC: WAT | [5 empty] | 12H | [23 empty] | N
Vintage1942 | hydro | TRUE | 4247 | Consolidated Water Power Co | 3972 | Du Bay | WI | Portage | 1 | Conventional Hydroelectric | HY |  | S | X | X |  |  | 1.2 | 0.9 | 1.2 | 1.2 | 1.2 | N |  |  | OP | X | 1 | 1942 |  |  | N | Electric Utility | 1 | X X X: X; DFO RC RC: WAT |  |  | N |  |  | 12H | [23 empty] | N
Vintage1942 | hydro | TRUE | 4247 | Consolidated Water Power Co | 3972 | Du Bay | WI | Portage | 2 | Conventional Hydroelectric | HY |  | S | X | X |  |  | 2 | 1 | 2 | 2 | 2 | N |  |  | OP | X | 1 | 1942 |  |  | N | Electric Utility | 1 | X X X: X; DFO RC RC: WAT |  |  | N |  |  | 12H | [23 empty] | N
Vintage1942 | hydro | TRUE | 4247 | Consolidated Water Power Co | 3972 | Du Bay | WI | Portage | 3 | Conventional Hydroelectric | HY |  | S | X | X |  |  | 2 | 1 | 2 | 2 | 2 | N |  |  | OP | X | 1 | 1942 |  |  | N | Electric Utility | 1 | X X X: X; DFO RC RC: WAT |  |  | N |  |  | 12H | [23 empty] | N
Vintage1942 | hydro | TRUE | 4247 | Consolidated Water Power Co | 3972 | Du Bay | WI | Portage | 4 | Conventional Hydroelectric | HY |  | S | X | X |  |  | 2 | 1 | 2 | 2 | 2 | N |  |  | OP | X | 1 | 1942 |  |  | N | Electric Utility | 1 | X X X: X; DFO RC RC: WAT |  |  | N |  |  | 12H | [23 empty] | N
Vintage1918 | hydro | TRUE | 4247 | Consolidated Water Power Co | 3973 | Stevens Point | WI | Portage | 1 | Conventional Hydroelectric | HY |  | S | X | X |  |  | 0.8 | 0.8 | 0.8 | 0.8 | 0.8 | N |  |  | OP | X | 1 | 1918 |  |  | N | Electric Utility | 1 | X X X: X; DFO RC RC: WAT | [5 empty] | 12H | [23 empty] | N
Vintage1918 | hydro | TRUE | 4247 | Consolidated Water Power Co | 3973 | Stevens Point | WI | Portage | 2 | Conventional Hydroelectric | HY |  | S | X | X |  |  | 0.8 | 0.8 | 0.8 | 0.8 | 0.8 | N |  |  | OP | X | 1 | 1918 |  |  | N | Electric Utility | 1 | X X X: X; DFO RC RC: WAT | [5 empty] | 12H | [23 empty] | N
Vintage1918 | hydro | TRUE | 4247 | Consolidated Water Power Co | 3973 | Stevens Point | WI | Portage | 3 | Conventional Hydroelectric | HY |  | S | X | X |  |  | 0.8 | 0.8 | 0.8 | 0.8 | 0.8 | N |  |  | OP | X | 1 | 1918 |  |  | N | Electric Utility | 1 | X X X: X; DFO RC RC: WAT | [5 empty] | 12H | [23 empty] | N
Vintage1918 | hydro | TRUE | 4247 | Consolidated Water Power Co | 3973 | Stevens Point | WI | Portage | 4 | Conventional Hydroelectric | HY |  | S | X | X |  |  | 0.8 | 0.8 | 0.8 | 0.8 | 0.8 | N |  |  | OP | X | 1 | 1918 |  |  | N | Electric Utility | 1 | X X X: X; DFO RC RC: WAT | [5 empty] | 12H | [23 empty] | N
Vintage1918 | hydro | TRUE | 4247 | Consolidated Water Power Co | 3973 | Stevens Point | WI | Portage | 5 | Conventional Hydroelectric | HY |  | S | X | X |  |  | 0.8 | 0.8 | 0.8 | 0.8 | 0.8 | N |  |  | OP | X | 1 | 1918 |  |  | N | Electric Utility | 1 | X X X: X; DFO RC RC: WAT | [5 empty] | 12H | [23 empty] | N
Vintage1918 | hydro | TRUE | 4247 | Consolidated Water Power Co | 3973 | Stevens Point | WI | Portage | 6 | Conventional Hydroelectric | HY |  | S | X | X |  |  | 0.8 | 0.8 | 0.8 | 0.8 | 0.8 | N |  |  | OS | X | 1 | 1918 |  |  | N | Electric Utility | 1 | X X X: X; DFO RC RC: WAT | [5 empty] | 12H | [23 empty] | N
Vintage1920 | hydro | TRUE | 4247 | Consolidated Water Power Co | 3974 | Wisconsin Rapids | WI | Wood | 1 | Conventional Hydroelectric | HY |  | S | X | X |  |  | 2.3 | 1 | 2.3 | 2.3 | 1.5 | N |  |  | OP | X | 1 | 1920 |  |  | N | Electric Utility | 1 | X X X: X; DFO RC RC: WAT | [5 empty] | 12H | [23 empty] | N
Vintage1903 | hydro | TRUE | 4247 | Consolidated Water Power Co | 3974 | Wisconsin Rapids | WI | Wood | 10 | Conventional Hydroelectric | HY |  | S | X | X |  |  | 0.6 | 0.8 | 0.6 | 0.6 | 0.6 | N |  |  | OP | X | 1 | 1903 |  |  | N | Electric Utility | 1 | X X X: X; DFO RC RC: WAT | [5 empty] | 12H | [23 empty] | N
Vintage1920 | hydro | TRUE | 4247 | Consolidated Water Power Co | 3974 | Wisconsin Rapids | WI | Wood | 2 | Conventional Hydroelectric | HY |  | S | X | X |  |  | 2.3 | 1 | 2.3 | 2.3 | 1.5 | N |  |  | OP | X | 1 | 1920 |  |  | N | Electric Utility | 1 | X X X: X; DFO RC RC: WAT | [5 empty] | 12H | [23 empty] | N
Vintage1903 | hydro | TRUE | 4247 | Consolidated Water Power Co | 3974 | Wisconsin Rapids | WI | Wood | 3 | Conventional Hydroelectric | HY |  | S | X | X |  |  | 0.6 | 0.8 | 0.6 | 0.6 | 0.6 | N |  |  | OP | X | 1 | 1903 |  |  | N | Electric Utility | 1 | X X X: X; DFO RC RC: WAT | [5 empty] | 12H | [23 empty] | N
Vintage1903 | hydro | TRUE | 4247 | Consolidated Water Power Co | 3974 | Wisconsin Rapids | WI | Wood | 4 | Conventional Hydroelectric | HY |  | S | X | X |  |  | 0.6 | 0.8 | 0.6 | 0.6 | 0.6 | N |  |  | OP | X | 1 | 1903 |  |  | N | Electric Utility | 1 | X X X: X; DFO RC RC: WAT | [5 empty] | 12H | [23 empty] | N
Vintage1903 | hydro | TRUE | 4247 | Consolidated Water Power Co | 3974 | Wisconsin Rapids | WI | Wood | 5 | Conventional Hydroelectric | HY |  | S | X | X |  |  | 0.6 | 0.8 | 0.6 | 0.6 | 0.6 | N |  |  | OP | X | 1 | 1903 |  |  | N | Electric Utility | 1 | X X X: X; DFO RC RC: WAT | [5 empty] | 12H | [23 empty] | N
Vintage1903 | hydro | TRUE | 4247 | Consolidated Water Power Co | 3974 | Wisconsin Rapids | WI | Wood | 6 | Conventional Hydroelectric | HY |  | S | X | X |  |  | 0.3 | 0.8 | 0.3 | 0.3 | 0.3 | N |  |  | OP | X | 1 | 1903 |  |  | N | Electric Utility | 1 | X X X: X; DFO RC RC: WAT | [5 empty] | 12H | [23 empty] | N
Vintage1903 | hydro | TRUE | 4247 | Consolidated Water Power Co | 3974 | Wisconsin Rapids | WI | Wood | 7 | Conventional Hydroelectric | HY |  | S | X | X |  |  | 0.6 | 0.8 | 0.6 | 0.6 | 0.6 | N |  |  | OP | X | 1 | 1903 |  |  | N | Electric Utility | 1 | X X X: X; DFO RC RC: WAT | [5 empty] | 12H | [23 empty] | N
Vintage1903 | hydro | TRUE | 4247 | Consolidated Water Power Co | 3974 | Wisconsin Rapids | WI | Wood | 8 | Conventional Hydroelectric | HY |  | S | X | X |  |  | 0.3 | 0.8 | 0.3 | 0.3 | 0.3 | N |  |  | OP | X | 1 | 1903 |  |  | N | Electric Utility | 1 | X X X: X; DFO RC RC: WAT | [5 empty] | 12H | [23 empty] | N
Vintage1903 | hydro | TRUE | 4247 | Consolidated Water Power Co | 3974 | Wisconsin Rapids | WI | Wood | 9 | Conventional Hydroelectric | HY |  | S | X | X |  |  | 0.6 | 0.8 | 0.6 | 0.6 | 0.6 | N |  |  | OP | X | 1 | 1903 |  |  | N | Electric Utility | 1 | X X X: X; DFO RC RC: WAT | [5 empty] | 12H | [23 empty] | N
Vintage1963 | hydro | TRUE | 4247 | Consolidated Water Power Co | 3975 | Whiting | WI | Portage | 1 | Conventional Hydroelectric | HY |  | S | X | X |  |  | 1.2 | 1 | 1.2 | 1.2 | 1 | N |  |  | OS | X | 7 | 1963 |  |  | N | Electric Utility | 1 | X X X: X; DFO RC RC: WAT |  |  | N |  |  | 12H | [23 empty] | N
Vintage1891 | hydro | TRUE | 4247 | Consolidated Water Power Co | 3975 | Whiting | WI | Portage | 10 | Conventional Hydroelectric | HY |  | S | X | X |  |  | 0.3 | 0.8 | 0.3 | 0.3 | 0.3 | N |  |  | OP | X | 1 | 1891 |  |  | N | Electric Utility | 1 | X X X: X; DFO RC RC: WAT |  |  | N |  |  | 12H | [23 empty] | N
Vintage1891 | hydro | TRUE | 4247 | Consolidated Water Power Co | 3975 | Whiting | WI | Portage | 2 | Conventional Hydroelectric | HY |  | S | X | X |  |  | 0.5 | 0.8 | 0.5 | 0.5 | 0.5 | N |  |  | OP | X | 1 | 1891 |  |  | N | Electric Utility | 1 | X X X: X; DFO RC RC: WAT |  |  | N |  |  | 12H | [23 empty] | N
Vintage1891 | hydro | TRUE | 4247 | Consolidated Water Power Co | 3975 | Whiting | WI | Portage | 3 | Conventional Hydroelectric | HY |  | S | X | X |  |  | 0.5 | 0.8 | 0.5 | 0.5 | 0.5 | N |  |  | OS | X | 1 | 1891 |  |  | N | Electric Utility | 1 | X X X: X; DFO RC RC: WAT | [5 empty] | 12H | [23 empty] | N
Vintage1891 | hydro | TRUE | 4247 | Consolidated Water Power Co | 3975 | Whiting | WI | Portage | 4 | Conventional Hydroelectric | HY |  | S | X | X |  |  | 0.5 | 0.8 | 0.5 | 0.5 | 0.5 | N |  |  | OP | X | 1 | 1891 |  |  | N | Electric Utility | 1 | X X X: X; DFO RC RC: WAT | [5 empty] | 12H | [23 empty] | N
Vintage1891 | hydro | TRUE | 4247 | Consolidated Water Power Co | 3975 | Whiting | WI | Portage | 5 | Conventional Hydroelectric | HY |  | S | X | X |  |  | 0.5 | 0.8 | 0.5 | 0.5 | 0.5 | N |  |  | OP | X | 1 | 1891 |  |  | N | Electric Utility | 1 | X X X: X; DFO RC RC: WAT | [5 empty] | 12H | [23 empty] | N
Vintage1891 | hydro | TRUE | 4247 | Consolidated Water Power Co | 3975 | Whiting | WI | Portage | 6 | Conventional Hydroelectric | HY |  | S | X | X |  |  | 0.5 | 0.8 | 0.5 | 0.5 | 0.5 | N |  |  | OP | X | 1 | 1891 |  |  | N | Electric Utility | 1 | X X X: X; DFO RC RC: WAT | [5 empty] | 12H | [23 empty] | N
Vintage1891 | hydro | TRUE | 4247 | Consolidated Water Power Co | 3975 | Whiting | WI | Portage | 7 | Conventional Hydroelectric | HY |  | S | X | X |  |  | 0.5 | 0.8 | 0.5 | 0.5 | 0.5 | N |  |  | OP | X | 1 | 1891 |  |  | N | Electric Utility | 1 | X X X: X; DFO RC RC: WAT | [5 empty] | 12H | [23 empty] | N
Vintage1891 | hydro | TRUE | 4247 | Consolidated Water Power Co | 3975 | Whiting | WI | Portage | 8 | Conventional Hydroelectric | HY |  | S | X | X |  |  | 0.3 | 0.8 | 0.3 | 0.3 | 0.3 | N |  |  | OP | X | 1 | 1891 |  |  | N | Electric Utility | 1 | X X X: X; DFO RC RC: WAT | [5 empty] | 12H | [23 empty] | N
Vintage1891 | hydro | TRUE | 4247 | Consolidated Water Power Co | 3975 | Whiting | WI | Portage | 9 | Conventional Hydroelectric | HY |  | S | X | X |  |  | 0.3 | 0.8 | 0.3 | 0.3 | 0.3 | N |  |  | OP | X | 1 | 1891 |  |  | N | Electric Utility | 1 | X X X: X; DFO RC RC: WAT | [5 empty] | 12H | [23 empty] | N
Vintage1955 | petroleum | TRUE | 4715 | Dahlberg Light & Power Co | 3976 | Gordon | WI | Douglas | 3 | Petroleum Liquids | IC |  | S | X | X |  |  | 0.7 | 0.8 | 0.7 | 0.7 | 0.7 | N |  |  | SB | Y | 8 | 1955 |  |  | N | Electric Utility | 1 | X X X: X; DFO RC RC: DFO |  |  | N | N |  | 1H | [23 empty] | N
Vintage1949 | petroleum | TRUE | 4715 | Dahlberg Light & Power Co | 3976 | Gordon | WI | Douglas | 4 | Petroleum Liquids | IC |  | S | X | X |  |  | 0.7 | 0.8 | 0.7 | 0.7 | 0.7 | N |  |  | SB | Y | 8 | 1949 |  |  | N | Electric Utility | 1 | X X X: X; DFO RC RC: DFO |  |  | N |  |  | 1H | [23 empty] | N
Vintage2001 | petroleum | TRUE | 4715 | Dahlberg Light & Power Co | 3976 | Gordon | WI | Douglas | 5 | Petroleum Liquids | IC |  | S | X | X |  |  | 2.8 | 0.8 | 0.7 | 0.7 | 0.7 | N |  |  | SB | Y | 2 | 2001 |  |  | N | Electric Utility | 1 | X X X: X; DFO RC RC: DFO |  |  | N |  |  | 1H | [23 empty] | N
Vintage2001 | petroleum | TRUE | 4715 | Dahlberg Light & Power Co | 3976 | Gordon | WI | Douglas | 6 | Petroleum Liquids | IC |  | S | X | X |  |  | 2.8 | 0.8 | 0.7 | 0.7 | 0.7 | N |  |  | SB | Y | 2 | 2001 |  |  | N | Electric Utility | 1 | X X X: X; DFO RC RC: DFO |  |  | N |  |  | 1H | [23 empty] | N
Vintage1952 | biomass | TRUE | 13781 | Northern States Power Co - Minnesota | 3982 | Bay Front | WI | Ashland | 5 | Wood/Wood Waste Biomass | ST |  | S | X | X | NSP BAYFRNT BAYFRN_5_UNIT | NSP BAYFRNT BAYFRN_5_UNIT | 20 | 0.87 | 18 | 18 | 11 | N |  |  | OP | X | 1 | 1952 |  |  | N | Electric Utility | 1 | X X X: X; DFO RC RC: WDS; DFO SUB SUB: TDF; DFO DFO DFO: NG; DFO DFO DFO: NG |  |  | N | N |  | 12H |  | N | N |  | N | [18 empty] | Y | Y | N
Vintage1957 | natural gas steam turbine | TRUE | 13781 | Northern States Power Co - Minnesota | 3982 | Bay Front | WI | Ashland | 6 | Natural Gas Steam Turbine | ST |  | S | X | X | NSP BAYFRNT BAYFRN_6_UNIT | NSP BAYFRNT BAYFRN_6_UNIT | 27.2 | 0.85 | 23 | 23 | 15 | N |  |  | OP | X | 1 | 1957 |  |  | N | Electric Utility | 1 | [11 empty] | N | N |  | 12H |  |  |  |  | N | [18 empty] | N | N | N | bar: X X X to DFO RC RC; DFO DFO DFO
Vintage1922 | hydro | TRUE | 13781 | Northern States Power Co - Minnesota | 3983 | Big Falls | WI | Rusk | 1 | Conventional Hydroelectric | HY |  | S | X | X | NSP BIGFALL BIGFAL_A_UNIT | NSP BIGFALL BIGFAL_A_UNIT | 2.6 | 0.8 | 1.1 | 1 | 0.7 | N |  |  | OP | X | 1 | 1922 |  |  | N | Electric Utility | 1 | X X X: X; DFO RC RC: WAT |  |  | N |  |  | 1H | [23 empty] | N
Vintage1922 | hydro | TRUE | 13781 | Northern States Power Co - Minnesota | 3983 | Big Falls | WI | Rusk | 2 | Conventional Hydroelectric | HY |  | S | X | X | NSP BIGFALL BIGFAL_A_UNIT | NSP BIGFALL BIGFAL_A_UNIT | 2.6 | 0.8 | 1.1 | 1 | 0.7 | N |  |  | OP | X | 1 | 1922 |  |  | N | Electric Utility | 1 | X X X: X; DFO RC RC: WAT |  |  | N |  |  | 1H | [23 empty] | N
Vintage1993 | hydro | TRUE | 13781 | Northern States Power Co - Minnesota | 3983 | Big Falls | WI | Rusk | 3 | Conventional Hydroelectric | HY |  | S | X | X | NSP BIGFALL BIGFAL_A_UNIT | NSP BIGFALL BIGFAL_A_UNIT | 2.5 | 0.8 | 1.1 | 1 | 0.6 | N |  |  | OP | X | 9 | 1993 |  |  | N | Electric Utility | 1 | X X X: X; DFO RC RC: WAT |  |  | N |  |  | 1H | [23 empty] | N
Vintage1940 | hydro | TRUE | 13781 | Northern States Power Co - Minnesota | 3986 | Ladysmith Dam | WI | Rusk | 1 | Conventional Hydroelectric | HY |  | S | X | X |  |  | 0.9 | 0.9 | 0.3 | 0.3 | 0.2 | N |  |  | OP | X | 1 | 1940 |  |  | N | Electric Utility | 1 | X X X: X; DFO RC RC: WAT |  |  | N | N |  | 10M | [23 empty] | N
Vintage1940 | hydro | TRUE | 13781 | Northern States Power Co - Minnesota | 3986 | Ladysmith Dam | WI | Rusk | 2 | Conventional Hydroelectric | HY |  | S | X | X |  |  | 0.9 | 0.9 | 0.3 | 0.2 | 0.2 | N |  |  | OP | X | 1 | 1940 |  |  | N | Electric Utility | 1 | X X X: X; DFO RC RC: WAT |  |  | N | N |  | 10M | [23 empty] | N
Vintage1983 | hydro | TRUE | 13781 | Northern States Power Co - Minnesota | 3986 | Ladysmith Dam | WI | Rusk | 3 | Conventional Hydroelectric | HY |  | S | X | X |  |  | 1.6 | 0.8 | 0.4 | 0.3 | 0.4 | N |  |  | OP | X | 11 | 1983 |  |  | N | Electric Utility | 1 | X X X: X; DFO RC RC: WAT |  |  | N | N |  | 10M | [23 empty] | N
Vintage1927 | hydro | TRUE | 13781 | Northern States Power Co - Minnesota | 3988 | Thornapple | WI | Rusk | 1 | Conventional Hydroelectric | HY |  | S | X | X |  |  | 0.7 | 0.8 | 0.4 | 0.4 | 0.2 | N |  |  | OP | X | 1 | 1927 |  |  | N | Electric Utility | 1 | X X X: X; DFO RC RC: WAT |  |  | N |  |  | 10M | [23 empty] | N
Vintage1929 | hydro | TRUE | 13781 | Northern States Power Co - Minnesota | 3988 | Thornapple | WI | Rusk | 2 | Conventional Hydroelectric | HY |  | S | X | X |  |  | 0.7 | 0.8 | 0.4 | 0.4 | 0.2 | N |  |  | OP | X | 1 | 1929 |  |  | N | Electric Utility | 1 | X X X: X; DFO RC RC: WAT |  |  | N |  |  | 10M | [23 empty] | N
Vintage1907 | hydro | TRUE | 13781 | Northern States Power Co - Minnesota | 3989 | White River (WI) | WI | Ashland | 1 | Conventional Hydroelectric | HY |  | S | X | X |  |  | 0.5 | 1 | 0.2 | 0.2 | 0.1 | N |  |  | OP | X | 1 | 1907 | 7 | 2025 | N | Electric Utility | 1 | X X X: X; DFO RC RC: WAT |  |  | N | N |  | 10M | [23 empty] | N
Vintage1907 | hydro | TRUE | 13781 | Northern States Power Co - Minnesota | 3989 | White River (WI) | WI | Ashland | 2 | Conventional Hydroelectric | HY |  | S | X | X |  |  | 0.5 | 1 | 0.2 | 0.2 | 0.1 | N |  |  | OP | X | 1 | 1907 | 7 | 2025 | N | Electric Utility | 1 | X X X: X; DFO RC RC: WAT |  |  | N | N |  | 10M | [23 empty] | N
Vintage1973 | natural gas peaker | TRUE | 11479 | Madison Gas & Electric Co | 3991 | Fitchburg | WI | Dane | 1 | Natural Gas Fired Combustion Turbine | GT |  | S | X | X |  |  | 28.8 | 0.85 | 16.1 | 16.1 | 3 | N |  |  | OP | X | 5 | 1973 |  |  | N | Electric Utility | 1 | [11 empty] | N | N |  | 1H | [20 empty] | N |  |  | N | N | N | bar: X X X to DFO RC RC
Vintage1973 | natural gas peaker | TRUE | 11479 | Madison Gas & Electric Co | 3991 | Fitchburg | WI | Dane | 2 | Natural Gas Fired Combustion Turbine | GT |  | S | X | X |  |  | 28.8 | 0.85 | 16.2 | 16.2 | 3 | N |  |  | OP | X | 5 | 1973 |  |  | N | Electric Utility | 1 | [11 empty] | N | N |  | 1H | [20 empty] | N |  |  | N | N | N | bar: X X X to DFO RC RC
Vintage1957 | natural gas steam turbine | TRUE | 11479 | Madison Gas & Electric Co | 3992 | Blount Street | WI | Dane | 6 | Natural Gas Steam Turbine | ST |  | S | X | X | MGE.BLTPLTG6 | MGE.BLTPLTG6 | 50 | 0.85 | 47.6 | 47.6 | 5 | N |  |  | OP | X | 6 | 1957 |  |  | N | Electric Utility | 1 | [11 empty] | N | N |  | OVER |  | N | [18 empty] | N |  |  | N | N | N | bar: X X X to DFO RC RC; DFO DFO DFO
Vintage1961 | natural gas steam turbine | TRUE | 11479 | Madison Gas & Electric Co | 3992 | Blount Street | WI | Dane | 7 | Natural Gas Steam Turbine | ST |  | S | X | X | MGE.BLTPLTG7 | MGE.BLTPLTG7 | 50 | 0.85 | 47.9 | 47.9 | 5 | N |  |  | OP | X | 7 | 1961 |  |  | N | Electric Utility | 1 | [11 empty] | N | N |  | OVER |  | N | [18 empty] | N |  |  | N | N | N | bar: X X X to DFO RC RC; DFO DFO DFO
Vintage1967 | natural gas peaker | TRUE | 11479 | Madison Gas & Electric Co | 3993 | Sycamore (WI) | WI | Dane | 1 | Natural Gas Fired Combustion Turbine | GT |  | S | X | X |  |  | 18 | 0.85 | 12.4 | 12.4 | 3 | N |  |  | OP | X | 12 | 1967 |  |  | N | Electric Utility | 1 | [11 empty] | N | N |  | 1H | [20 empty] | N |  |  | N | N | N | bar: X X X to DFO RC RC
Vintage1971 | natural gas peaker | TRUE | 11479 | Madison Gas & Electric Co | 3993 | Sycamore (WI) | WI | Dane | 2 | Natural Gas Fired Combustion Turbine | GT |  | S | X | X |  |  | 23.6 | 0.85 | 17.5 | 17.5 | 3 | N |  |  | OP | X | 6 | 1971 |  |  | N | Electric Utility | 1 | [11 empty] | N | N |  | 1H | [20 empty] | N |  |  | N | N | N | bar: X X X to DFO RC RC
Vintage1971 | hydro | TRUE | 58149 | Renewable World Energies LLC | 3995 | Arpin Dam | WI | Sawyer | 1 | Conventional Hydroelectric | HY |  | S | X | X |  |  | 0.6 | 0.8 | 0.6 | 0.6 | 0 | N |  |  | OP | X | 9 | 1971 |  |  | N | IPP Non-CHP | 2 | X X X: X; DFO RC RC: WAT |  |  | N |  |  | 10M | [23 empty] | N
Vintage1971 | hydro | TRUE | 58149 | Renewable World Energies LLC | 3995 | Arpin Dam | WI | Sawyer | 2 | Conventional Hydroelectric | HY |  | S | X | X |  |  | 0.6 | 0.8 | 0.6 | 0.6 | 0 | N |  |  | OP | X | 9 | 1971 |  |  | N | IPP Non-CHP | 2 | X X X: X; DFO RC RC: WAT |  |  | N |  |  | 10M | [23 empty] | N
Vintage1973 | hydro | TRUE | 58149 | Renewable World Energies LLC | 3995 | Arpin Dam | WI | Sawyer | 3 | Conventional Hydroelectric | HY |  | S | X | X |  |  | 0.2 | 0.8 | 0.2 | 0.2 | 0 | N |  |  | OP | X | 5 | 1973 |  |  | N | IPP Non-CHP | 2 | X X X: X; DFO RC RC: WAT |  |  | N |  |  | 10M | [23 empty] | N
Vintage1915 | hydro | TRUE | 13781 | Northern States Power Co - Minnesota | 3998 | Cedar Falls (WI) | WI | Dunn | 1 | Conventional Hydroelectric | HY |  | S | X | X | NSP CEDARFAL CEDARF_A_UNIT | NSP CEDARFAL CEDARF_A_UNIT | 2 | 0.8 | 1.3 | 1.2 | 1.2 | N |  |  | OP | X | 1 | 1915 |  |  | N | Electric Utility | 1 | X X X: X; DFO RC RC: WAT |  |  | N | N |  | 1H | [23 empty] | N
Vintage1911 | hydro | TRUE | 13781 | Northern States Power Co - Minnesota | 3998 | Cedar Falls (WI) | WI | Dunn | 2 | Conventional Hydroelectric | HY |  | S | X | X | NSP CEDARFAL CEDARF_A_UNIT | NSP CEDARFAL CEDARF_A_UNIT | 2 | 0.8 | 1.1 | 1.1 | 1.1 | N |  |  | OP | X | 1 | 1911 |  |  | N | Electric Utility | 1 | X X X: X; DFO RC RC: WAT |  |  | N | N |  | 1H | [23 empty] | N
Vintage1910 | hydro | TRUE | 13781 | Northern States Power Co - Minnesota | 3998 | Cedar Falls (WI) | WI | Dunn | 3 | Conventional Hydroelectric | HY |  | S | X | X | NSP CEDARFAL CEDARF_A_UNIT | NSP CEDARFAL CEDARF_A_UNIT | 2 | 0.8 | 1.2 | 1.1 | 1.1 | N |  |  | OP | X | 1 | 1910 |  |  | N | Electric Utility | 1 | X X X: X; DFO RC RC: WAT |  |  | N | N |  | 1H | [23 empty] | N
Vintage1928 | hydro | TRUE | 13781 | Northern States Power Co - Minnesota | 4000 | Chippewa Falls | WI | Chippewa | 1 | Conventional Hydroelectric | HY |  | S | X | X | NSP CHPFALLS CHP_TR1_UNIT | NSP CHPFALLS CHP_TR1_UNIT | 3.6 | 0.8 | 1.9 | 1.9 | 0.9 | N |  |  | OP | X | 1 | 1928 |  |  | N | Electric Utility | 1 | X X X: X; DFO RC RC: WAT |  |  | N | N |  | 1H | [23 empty] | N
Vintage1928 | hydro | TRUE | 13781 | Northern States Power Co - Minnesota | 4000 | Chippewa Falls | WI | Chippewa | 2 | Conventional Hydroelectric | HY |  | S | X | X | NSP CHPFALLS CHP_TR1_UNIT | NSP CHPFALLS CHP_TR1_UNIT | 3.6 | 0.8 | 2.1 | 2.1 | 0.9 | N |  |  | OP | X | 1 | 1928 |  |  | N | Electric Utility | 1 | X X X: X; DFO RC RC: WAT |  |  | N | N |  | 1H | [23 empty] | N
Vintage1928 | hydro | TRUE | 13781 | Northern States Power Co - Minnesota | 4000 | Chippewa Falls | WI | Chippewa | 3 | Conventional Hydroelectric | HY |  | S | X | X | NSP CHPFALLS CHP_TR1_UNIT | NSP CHPFALLS CHP_TR1_UNIT | 3.6 | 0.8 | 2 | 2 | 0.9 | N |  |  | OP | X | 1 | 1928 |  |  | N | Electric Utility | 1 | X X X: X; DFO RC RC: WAT |  |  | N | N |  | 1H | [23 empty] | N
Vintage1928 | hydro | TRUE | 13781 | Northern States Power Co - Minnesota | 4000 | Chippewa Falls | WI | Chippewa | 4 | Conventional Hydroelectric | HY |  | S | X | X | NSP CHPFALLS CHP_TR1_UNIT | NSP CHPFALLS CHP_TR1_UNIT | 3.6 | 0.8 | 2 | 2 | 0.9 | N |  |  | OP | X | 1 | 1928 |  |  | N | Electric Utility | 1 | X X X: X; DFO RC RC: WAT |  |  | N | N |  | 1H | [23 empty] | N
Vintage1928 | hydro | TRUE | 13781 | Northern States Power Co - Minnesota | 4000 | Chippewa Falls | WI | Chippewa | 5 | Conventional Hydroelectric | HY |  | S | X | X | NSP CHPFALLS CHP_TR1_UNIT | NSP CHPFALLS CHP_TR1_UNIT | 3.6 | 0.8 | 2 | 2 | 0.9 | N |  |  | OP | X | 1 | 1928 |  |  | N | Electric Utility | 1 | X X X: X; DFO RC RC: WAT |  |  | N | N |  | 1H | [23 empty] | N
Vintage1928 | hydro | TRUE | 13781 | Northern States Power Co - Minnesota | 4000 | Chippewa Falls | WI | Chippewa | 6 | Conventional Hydroelectric | HY |  | S | X | X | NSP CHPFALLS CHP_TR1_UNIT | NSP CHPFALLS CHP_TR1_UNIT | 3.6 | 0.8 | 2.1 | 2.1 | 0.9 | N |  |  | OP | X | 1 | 1928 |  |  | N | Electric Utility | 1 | X X X: X; DFO RC RC: WAT |  |  | N | N |  | 1H | [23 empty] | N
Vintage1923 | hydro | TRUE | 13781 | Northern States Power Co - Minnesota | 4002 | Dells | WI | Eau Claire | 1 | Conventional Hydroelectric | HY |  | S | X | X |  |  | 2.9 | 0.9 | 1.9 | 1.9 | 0.7 | N |  |  | OP | X | 1 | 1923 |  |  | N | Electric Utility | 1 | X X X: X; DFO RC RC: WAT |  |  | N | N |  | 10M | [23 empty] | N
Vintage1924 | hydro | TRUE | 13781 | Northern States Power Co - Minnesota | 4002 | Dells | WI | Eau Claire | 2 | Conventional Hydroelectric | HY |  | S | X | X |  |  | 2.6 | 0.85 | 1.5 | 1.5 | 0.7 | N |  |  | OP | X | 1 | 1924 |  |  | N | Electric Utility | 1 | X X X: X; DFO RC RC: WAT |  |  | N | N |  | 10M | [23 empty] | N
Vintage1924 | hydro | TRUE | 13781 | Northern States Power Co - Minnesota | 4002 | Dells | WI | Eau Claire | 3 | Conventional Hydroelectric | HY |  | S | X | X |  |  | 2.6 | 0.85 | 1.5 | 1.5 | 0.7 | N |  |  | OP | X | 1 | 1924 |  |  | N | Electric Utility | 1 | X X X: X; DFO RC RC: WAT |  |  | N | N |  | 10M | [23 empty] | N
Vintage1924 | hydro | TRUE | 13781 | Northern States Power Co - Minnesota | 4002 | Dells | WI | Eau Claire | 4 | Conventional Hydroelectric | HY |  | S | X | X |  |  | 2.6 | 0.85 | 1.5 | 1.5 | 0.7 | N |  |  | OP | X | 1 | 1924 |  |  | N | Electric Utility | 1 | X X X: X; DFO RC RC: WAT |  |  | N | N |  | 10M | [23 empty] | N
Vintage1924 | hydro | TRUE | 13781 | Northern States Power Co - Minnesota | 4002 | Dells | WI | Eau Claire | 5 | Conventional Hydroelectric | HY |  | S | X | X |  |  | 1.6 | 0.8 | 0.9 | 0.9 | 0.4 | N |  |  | OP | X | 1 | 1924 |  |  | N | Electric Utility | 1 | X X X: X; DFO RC RC: WAT |  |  | N | N |  | 10M | [23 empty] | N
Vintage1940 | biomass | TRUE | 13781 | Northern States Power Co - Minnesota | 4005 | French Island | WI | La Crosse | 1 | Wood/Wood Waste Biomass | ST |  | S | X | X | NSP FRENCH_G FRENCH_1_UNIT | NSP FRENCH_G FRENCH_1_UNIT | 15.2 | 0.87 | 9 | 9 | 6 | N |  |  | OP | X | 1 | 1940 | 12 | 2023 | N | Electric Utility | 1 | X X X: X; DFO RC RC: WDS; DFO SUB SUB: MSW; DFO DFO DFO: NG; DFO DFO DFO: NG |  |  | N | N |  | 12H | N |  |  |  | N | [18 empty] | Y | Y | N
Vintage1948 | biomass | TRUE | 13781 | Northern States Power Co - Minnesota | 4005 | French Island | WI | La Crosse | 2 | Wood/Wood Waste Biomass | ST |  | S | X | X | NSP FRENCH_G FRENCH_2_UNIT | NSP FRENCH_G FRENCH_2_UNIT | 15.2 | 0.87 | 7 | 7 | 6 | N |  |  | OP | X | 1 | 1948 | 12 | 2023 | N | Electric Utility | 1 | X X X: X; DFO RC RC: WDS; DFO SUB SUB: MSW; DFO DFO DFO: NG; DFO DFO DFO: NG |  |  | N | N |  | 12H | N |  |  |  | N | [18 empty] | Y | Y | N
Vintage1974 | petroleum | TRUE | 13781 | Northern States Power Co - Minnesota | 4005 | French Island | WI | La Crosse | 3 | Petroleum Liquids | GT |  | S | X | X | NSP FRENCH_G FRENCH_3_UNIT | NSP FRENCH_G FRENCH_3_UNIT | 78.8 | 0.9 | 61 | 81 | 22 | N |  |  | OP | X | 9 | 1974 | 12 | 2023 | N | Electric Utility | 1 | X X X: X; DFO RC RC: DFO |  |  | N | N |  | 1H |  |  |  |  | N | [18 empty] | N | N | N
Vintage1974 | petroleum | TRUE | 13781 | Northern States Power Co - Minnesota | 4005 | French Island | WI | La Crosse | 4 | Petroleum Liquids | GT |  | S | X | X | NSP FRENCH_G FRENCH_4_UNIT | NSP FRENCH_G FRENCH_4_UNIT | 78.8 | 0.9 | 61 | 81 | 22 | N |  |  | OP | X | 11 | 1974 | 12 | 2023 | N | Electric Utility | 1 | X X X: X; DFO RC RC: DFO |  |  | N | N |  | 1H | [23 empty] | N | N
Vintage1950 | hydro | TRUE | 13781 | Northern States Power Co - Minnesota | 4007 | Holcombe | WI | Chippewa | 1 | Conventional Hydroelectric | HY |  | S | X | X | NSP HOLCOMB HOLC_HYD_UNIT | NSP HOLCOMB HOLC_HYD_UNIT | 11.3 | 0.9 | 7.3 | 7.3 | 2.8 | N |  |  | OP | X | 1 | 1950 |  |  | N | Electric Utility | 1 | X X X: X; DFO RC RC: WAT |  |  | N | N |  | 1H | [23 empty] | N
Vintage1950 | hydro | TRUE | 13781 | Northern States Power Co - Minnesota | 4007 | Holcombe | WI | Chippewa | 2 | Conventional Hydroelectric | HY |  | S | X | X | NSP HOLCOMB HOLC_HYD_UNIT | NSP HOLCOMB HOLC_HYD_UNIT | 11.3 | 0.9 | 7.3 | 7.3 | 2.8 | N |  |  | OP | X | 1 | 1950 |  |  | N | Electric Utility | 1 | X X X: X; DFO RC RC: WAT |  |  | N | N |  | 1H | [23 empty] | N
Vintage1950 | hydro | TRUE | 13781 | Northern States Power Co - Minnesota | 4007 | Holcombe | WI | Chippewa | 3 | Conventional Hydroelectric | HY |  | S | X | X | NSP HOLCOMB HOLC_HYD_UNIT | NSP HOLCOMB HOLC_HYD_UNIT | 11.3 | 0.9 | 7.3 | 7.3 | 2.8 | N |  |  | OP | X | 1 | 1950 |  |  | N | Electric Utility | 1 | X X X: X; DFO RC RC: WAT |  |  | N | N |  | 1H | [23 empty] | N
Vintage1988 | hydro | TRUE | 13781 | Northern States Power Co - Minnesota | 4008 | Jim Falls | WI | Chippewa | 1 | Conventional Hydroelectric | HY |  | S | X | X | NSP JIM_FLS JIMF_HYD_UNIT | NSP JIM_FLS JIMF_HYD_UNIT | 29.6 | 0.93 | 12.3 | 12.3 | 7.4 | N |  |  | OP | X | 8 | 1988 |  |  | N | Electric Utility | 1 | X X X: X; DFO RC RC: WAT |  |  | N | N |  | 1H | [23 empty] | N
Vintage1988 | hydro | TRUE | 13781 | Northern States Power Co - Minnesota | 4008 | Jim Falls | WI | Chippewa | 2 | Conventional Hydroelectric | HY |  | S | X | X | NSP JIM_FLS JIMF_HYD_UNIT | NSP JIM_FLS JIMF_HYD_UNIT | 29.6 | 0.93 | 12.5 | 12.5 | 7.4 | N |  |  | OP | X | 8 | 1988 |  |  | N | Electric Utility | 1 | X X X: X; DFO RC RC: WAT |  |  | N | N |  | 1H | [23 empty] | N
Vintage1988 | hydro | TRUE | 13781 | Northern States Power Co - Minnesota | 4008 | Jim Falls | WI | Chippewa | 4 | Conventional Hydroelectric | HY |  | S | X | X | NSP JIM_FLS JIMF_HYD_UNIT | NSP JIM_FLS JIMF_HYD_UNIT | 0.6 | 1 | 0.2 | 0.2 | 0.2 | N |  |  | OP | X | 7 | 1988 |  |  | N | Electric Utility | 1 | X X X: X; DFO RC RC: WAT |  |  | N | N |  | 1H | [23 empty] | N
Vintage1958 | hydro | TRUE | 13781 | Northern States Power Co - Minnesota | 4009 | Menomonie | WI | Dunn | 1 | Conventional Hydroelectric | HY |  | S | X | X | NSP MENOMONE MENOMO_A_UNIT | NSP MENOMONE MENOMO_A_UNIT | 2.7 | 0.9 | 1.1 | 1.2 | 0.7 | N |  |  | OP | X | 1 | 1958 |  |  | N | Electric Utility | 1 | X X X: X; DFO RC RC: WAT |  |  | N | N |  | 1H | [23 empty] | N
Vintage1958 | hydro | TRUE | 13781 | Northern States Power Co - Minnesota | 4009 | Menomonie | WI | Dunn | 2 | Conventional Hydroelectric | HY |  | S | X | X | NSP MENOMONE MENOMO_A_UNIT | NSP MENOMONE MENOMO_A_UNIT | 2.7 | 0.9 | 1.1 | 1.2 | 0.6 | N |  |  | OP | X | 1 | 1958 |  |  | N | Electric Utility | 1 | X X X: X; DFO RC RC: WAT |  |  | N | N |  | 1H | [23 empty] | N
Vintage1917 | hydro | TRUE | 13781 | Northern States Power Co - Minnesota | 4011 | St Croix Falls | WI | Polk | 1 | Conventional Hydroelectric | HY |  | S | X | X | NSP ST_CROIX STCR_HYD_UNIT | NSP ST_CROIX STCR_HYD_UNIT | 2.5 | 1 | 1.8 | 1.4 | 0.6 | N |  |  | OP | X | 1 | 1917 | 12 | 2027 | N | Electric Utility | 1 | X X X: X; DFO RC RC: WAT |  |  | N | N |  | 1H | [23 empty] | N
Vintage1917 | hydro | TRUE | 13781 | Northern States Power Co - Minnesota | 4011 | St Croix Falls | WI | Polk | 2 | Conventional Hydroelectric | HY |  | S | X | X | NSP ST_CROIX STCR_HYD_UNIT | NSP ST_CROIX STCR_HYD_UNIT | 2.5 | 1 | 1.8 | 1.4 | 0.6 | N |  |  | OP | X | 1 | 1917 | 12 | 2027 | N | Electric Utility | 1 | X X X: X; DFO RC RC: WAT |  |  | N | N |  | 1H | [23 empty] | N
Vintage1917 | hydro | TRUE | 13781 | Northern States Power Co - Minnesota | 4011 | St Croix Falls | WI | Polk | 3 | Conventional Hydroelectric | HY |  | S | X | X | NSP ST_CROIX STCR_HYD_UNIT | NSP ST_CROIX STCR_HYD_UNIT | 2.5 | 1 | 1.9 | 1.5 | 0.6 | N |  |  | OP | X | 1 | 1917 | 12 | 2027 | N | Electric Utility | 1 | X X X: X; DFO RC RC: WAT |  |  | N | N |  | 1H | [23 empty] | N
Vintage1917 | hydro | TRUE | 13781 | Northern States Power Co - Minnesota | 4011 | St Croix Falls | WI | Polk | 4 | Conventional Hydroelectric | HY |  | S | X | X | NSP ST_CROIX STCR_HYD_UNIT | NSP ST_CROIX STCR_HYD_UNIT | 2.5 | 1 | 1.9 | 1.5 | 0.6 | N |  |  | OP | X | 1 | 1917 | 12 | 2027 | N | Electric Utility | 1 | X X X: X; DFO RC RC: WAT |  |  | N | N |  | 10M | [23 empty] | N
Vintage1910 | hydro | TRUE | 13781 | Northern States Power Co - Minnesota | 4011 | St Croix Falls | WI | Polk | 5 | Conventional Hydroelectric | HY |  | S | X | X | NSP ST_CROIX STCR_HYD_UNIT | NSP ST_CROIX STCR_HYD_UNIT | 3.4 | 1 | 2 | 1.6 | 0.9 | N |  |  | OP | X | 1 | 1910 | 12 | 2027 | N | Electric Utility | 1 | X X X: X; DFO RC RC: WAT |  |  | N | N |  | 1H | [23 empty] | N
Vintage1910 | hydro | TRUE | 13781 | Northern States Power Co - Minnesota | 4011 | St Croix Falls | WI | Polk | 6 | Conventional Hydroelectric | HY |  | S | X | X | NSP ST_CROIX STCR_HYD_UNIT | NSP ST_CROIX STCR_HYD_UNIT | 3.4 | 1 | 1.9 | 1.5 | 0.9 | N |  |  | OP | X | 1 | 1910 | 12 | 2027 | N | Electric Utility | 1 | X X X: X; DFO RC RC: WAT |  |  | N | N |  | 1H | [23 empty] | N
Vintage1923 | hydro | TRUE | 13781 | Northern States Power Co - Minnesota | 4011 | St Croix Falls | WI | Polk | 7 | Conventional Hydroelectric | HY |  | S | X | X | NSP ST_CROIX STCR_HYD_UNIT | NSP ST_CROIX STCR_HYD_UNIT | 3.2 | 0.8 | 2 | 1.6 | 0.8 | N |  |  | OP | X | 1 | 1923 | 12 | 2027 | N | Electric Utility | 1 | X X X: X; DFO RC RC: WAT |  |  | N | N |  | 1H | [23 empty] | N
Vintage1923 | hydro | TRUE | 13781 | Northern States Power Co - Minnesota | 4011 | St Croix Falls | WI | Polk | 8 | Conventional Hydroelectric | HY |  | S | X | X | NSP ST_CROIX STCR_HYD_UNIT | NSP ST_CROIX STCR_HYD_UNIT | 3.2 | 0.8 | 1.9 | 1.5 | 0.8 | N |  |  | OP | X | 1 | 1923 | 12 | 2027 | N | Electric Utility | 1 | X X X: X; DFO RC RC: WAT |  |  | N |  |  | 1H | [23 empty] | N
Vintage1927 | hydro | TRUE | 13781 | Northern States Power Co - Minnesota | 4012 | Trego | WI | Washburn | 1 | Conventional Hydroelectric | HY |  | S | X | X |  |  | 0.7 | 0.8 | 0.4 | 0.4 | 0.2 | N |  |  | OP | X | 1 | 1927 | 11 | 2025 | N | Electric Utility | 1 | X X X: X; DFO RC RC: WAT |  |  | N | N |  | 10M | [23 empty] | N
Vintage1927 | hydro | TRUE | 13781 | Northern States Power Co - Minnesota | 4012 | Trego | WI | Washburn | 2 | Conventional Hydroelectric | HY |  | S | X | X |  |  | 0.5 | 0.8 | 0.3 | 0.3 | 0.1 | N |  |  | OP | X | 1 | 1927 | 11 | 2025 | N | Electric Utility | 1 | X X X: X; DFO RC RC: WAT |  |  | N | N |  | 10M | [23 empty] | N
Vintage1973 | natural gas peaker | TRUE | 13781 | Northern States Power Co - Minnesota | 4014 | Wheaton | WI | Chippewa | 1 | Natural Gas Fired Combustion Turbine | GT |  | S | X | X | NSP WHEATON2 WHEATO_1_UNIT | NSP WHEATON2 WHEATO_1_UNIT | 48.5 | 0.85 | 44 | 56 | 10 | N |  |  | OP | X | 1 | 1973 | 12 | 2025 | N | Electric Utility | 1 | X X X: X; DFO RC RC: NG; DFO SUB SUB: DFO |  |  | N | N |  | 1H | [23 empty] | Y | Y | Y
Vintage1973 | natural gas peaker | TRUE | 13781 | Northern States Power Co - Minnesota | 4014 | Wheaton | WI | Chippewa | 2 | Natural Gas Fired Combustion Turbine | GT |  | S | X | X | NSP WHEATON2 WHEATO_2_UNIT | NSP WHEATON2 WHEATO_2_UNIT | 48.5 | 0.85 | 51 | 66 | 10 | N |  |  | OP | X | 4 | 1973 | 12 | 2025 | N | Electric Utility | 1 | X X X: X; DFO RC RC: NG; DFO SUB SUB: DFO |  |  | N | N |  | 1H | [23 empty] | Y | Y | Y
Vintage1973 | natural gas peaker | TRUE | 13781 | Northern States Power Co - Minnesota | 4014 | Wheaton | WI | Chippewa | 3 | Natural Gas Fired Combustion Turbine | GT |  | S | X | X | NSP WHEATON2 WHEATO_3_UNIT | NSP WHEATON2 WHEATO_3_UNIT | 48.5 | 0.85 | 44 | 56 | 10 | N |  |  | OP | X | 4 | 1973 | 12 | 2025 | N | Electric Utility | 1 | X X X: X; DFO RC RC: NG; DFO SUB SUB: DFO |  |  | N | N |  | 1H | [23 empty] | Y | Y | Y
Vintage1973 | natural gas peaker | TRUE | 13781 | Northern States Power Co - Minnesota | 4014 | Wheaton | WI | Chippewa | 4 | Natural Gas Fired Combustion Turbine | GT |  | S | X | X | NSP WHEATON2 WHEATO_4_UNIT | NSP WHEATON2 WHEATO_4_UNIT | 48.5 | 0.85 | 47 | 61 | 10 | N |  |  | OP | X | 4 | 1973 | 12 | 2025 | N | Electric Utility | 1 | X X X: X; DFO RC RC: NG; DFO SUB SUB: DFO |  |  | N | N |  | 1H | [23 empty] | Y | Y | Y
Vintage1973 | petroleum | TRUE | 13781 | Northern States Power Co - Minnesota | 4014 | Wheaton | WI | Chippewa | 6 | Petroleum Liquids | GT |  | S | X | X | NSP WHEATON2 WHEATO_6_UNIT | NSP WHEATON2 WHEATO_6_UNIT | 53.1 | 0.85 | 48 | 70 | 25 | N |  |  | OP | X | 6 | 1973 | 12 | 2025 | N | Electric Utility | 1 | X X X: X; DFO RC RC: DFO |  |  | N | N |  | 1H | [23 empty] | N | N | N
Vintage1917 | hydro | TRUE | 13781 | Northern States Power Co - Minnesota | 4015 | Wissota | WI | Chippewa | 1 | Conventional Hydroelectric | HY |  | S | X | X | NSP WISSOTA WIS_TR3_UNIT | NSP WISSOTA WIS_TR3_UNIT | 6 | 0.8 | 3 | 3 | 1.5 | N |  |  | OP | X | 1 | 1917 |  |  | N | Electric Utility | 1 | X X X: X; DFO RC RC: WAT |  |  | N | N |  | 1H | [23 empty] | N
Vintage1917 | hydro | TRUE | 13781 | Northern States Power Co - Minnesota | 4015 | Wissota | WI | Chippewa | 2 | Conventional Hydroelectric | HY |  | S | X | X | NSP WISSOTA WIS_TR3_UNIT | NSP WISSOTA WIS_TR3_UNIT | 7.7 | 0.85 | 3.1 | 3.1 | 1.5 | N |  |  | OP | X | 1 | 1917 |  |  | N | Electric Utility | 1 | X X X: X; DFO RC RC: WAT |  |  | N | N |  | 1H | [23 empty] | N
Vintage1917 | hydro | TRUE | 13781 | Northern States Power Co - Minnesota | 4015 | Wissota | WI | Chippewa | 3 | Conventional Hydroelectric | HY |  | S | X | X | NSP WISSOTA WIS_TR3_UNIT | NSP WISSOTA WIS_TR3_UNIT | 6 | 0.8 | 3 | 3 | 1.5 | N |  |  | OP | X | 1 | 1917 |  |  | N | Electric Utility | 1 | X X X: X; DFO RC RC: WAT |  |  | N | N |  | 1H | [23 empty] | N
Vintage1917 | hydro | TRUE | 13781 | Northern States Power Co - Minnesota | 4015 | Wissota | WI | Chippewa | 4 | Conventional Hydroelectric | HY |  | S | X | X | NSP WISSOTA WIS_TR4_UNIT | NSP WISSOTA WIS_TR4_UNIT | 7.7 | 0.85 | 3 | 3 | 1.5 | N |  |  | OP | X | 1 | 1917 |  |  | N | Electric Utility | 1 | X X X: X; DFO RC RC: WAT |  |  | N | N |  | 1H | [23 empty] | N
Vintage1917 | hydro | TRUE | 13781 | Northern States Power Co - Minnesota | 4015 | Wissota | WI | Chippewa | 5 | Conventional Hydroelectric | HY |  | S | X | X | NSP WISSOTA WIS_TR4_UNIT | NSP WISSOTA WIS_TR4_UNIT | 6 | 0.8 | 2.9 | 2.9 | 1.5 | N |  |  | OP | X | 1 | 1917 |  |  | N | Electric Utility | 1 | X X X: X; DFO RC RC: WAT |  |  | N | N |  | 1H | [23 empty] | N
Vintage1917 | hydro | TRUE | 13781 | Northern States Power Co - Minnesota | 4015 | Wissota | WI | Chippewa | 6 | Conventional Hydroelectric | HY |  | S | X | X | NSP WISSOTA WIS_TR4_UNIT | NSP WISSOTA WIS_TR4_UNIT | 6 | 0.8 | 3 | 3 | 1.5 | N |  |  | OP | X | 1 | 1917 |  |  | N | Electric Utility | 1 | X X X: X; DFO RC RC: WAT |  |  | N | N |  | 1H | [23 empty] | N
Vintage1942 | hydro | TRUE | 58149 | Renewable World Energies LLC | 4018 | Clam River Dam | WI | Burnett | 1 | Conventional Hydroelectric | HY |  | S | X | X |  |  | 0.4 | 0.8 | 0.4 | 0.4 | 0 | N |  |  | OP | X | 12 | 1942 |  |  | N | IPP Non-CHP | 2 | X X X: X; DFO RC RC: WAT |  |  | N |  |  | 10M | [23 empty] | N
Vintage1942 | hydro | TRUE | 58149 | Renewable World Energies LLC | 4018 | Clam River Dam | WI | Burnett | 2 | Conventional Hydroelectric | HY |  | S | X | X |  |  | 0.4 | 0.8 | 0.4 | 0.4 | 0 | N |  |  | OP | X | 4 | 1942 |  |  | N | IPP Non-CHP | 2 | X X X: X; DFO RC RC: WAT |  |  | N |  |  | 10M | [23 empty] | N
Vintage1967 | hydro | TRUE | 58149 | Renewable World Energies LLC | 4018 | Clam River Dam | WI | Burnett | 3 | Conventional Hydroelectric | HY |  | S | X | X |  |  | 0.4 | 0.8 | 0.4 | 0.4 | 0 | N |  |  | OP | X | 4 | 1967 |  |  | N | IPP Non-CHP | 2 | X X X: X; DFO RC RC: WAT |  |  | N |  |  | 10M | [23 empty] | N
Vintage1921 | hydro | TRUE | 58149 | Renewable World Energies LLC | 4019 | Danbury Dam | WI | Burnett | 1 | Conventional Hydroelectric | HY |  | S | X | X |  |  | 0.1 | 0.8 | 0.1 | 0.1 | 0 | N |  |  | OP | X | 1 | 1921 |  |  | N | IPP Non-CHP | 2 | X X X: X; DFO RC RC: WAT |  |  | N |  |  | 10M | [23 empty] | N
Vintage1927 | hydro | TRUE | 58149 | Renewable World Energies LLC | 4019 | Danbury Dam | WI | Burnett | 2 | Conventional Hydroelectric | HY |  | S | X | X |  |  | 0.3 | 0.8 | 0.3 | 0.3 | 0 | N |  |  | OP | X | 3 | 1927 |  |  | N | IPP Non-CHP | 2 | X X X: X; DFO RC RC: WAT |  |  | N |  |  | 10M | [23 empty] | N
Vintage1950 | hydro | TRUE | 58149 | Renewable World Energies LLC | 4019 | Danbury Dam | WI | Burnett | HY3 | Conventional Hydroelectric | HY |  | S | X | X |  |  | 0.6 | 0.8 | 0.6 | 0.6 | 0 | N |  |  | OP | X | 6 | 1950 |  |  | N | IPP Non-CHP | 2 | X X X: X; DFO RC RC: WAT |  |  | N |  |  | 10M | [23 empty] | N
Vintage2000 | petroleum | TRUE | 13815 | Northwestern Wisconsin Elec Co | 4020 | Frederic Diesel | WI | Polk | 10 | Petroleum Liquids | IC |  | S | X | X | dpc.nweload | dpc.nweload | 2.5 | 0.8 | 2.5 | 2.6 | 0.1 | N |  |  | OP | X | 7 | 2000 |  |  | N | Electric Utility | 1 | X X X: X; DFO RC RC: DFO |  |  | N |  |  | 1H | [23 empty] | N
Vintage1948 | petroleum | TRUE | 13815 | Northwestern Wisconsin Elec Co | 4020 | Frederic Diesel | WI | Polk | 2 | Petroleum Liquids | IC |  | S | X | X | dpc.nweload | dpc.nweload | 0.7 | 0.8 | 0.7 | 0.7 | 0.1 | N |  |  | OP | X | 12 | 1948 |  |  | N | Electric Utility | 1 | X X X: X; DFO RC RC: DFO |  |  | N |  |  | 1H | [23 empty] | N
Vintage1949 | petroleum | TRUE | 13815 | Northwestern Wisconsin Elec Co | 4020 | Frederic Diesel | WI | Polk | 3 | Petroleum Liquids | IC |  | S | X | X | dpc.nweload | dpc.nweload | 0.7 | 0.8 | 0.7 | 0.7 | 0.1 | N |  |  | OP | X | 12 | 1949 |  |  | N | Electric Utility | 1 | X X X: X; DFO RC RC: DFO |  |  | N |  |  | 1H | [23 empty] | N
Vintage1955 | petroleum | TRUE | 13815 | Northwestern Wisconsin Elec Co | 4020 | Frederic Diesel | WI | Polk | 4 | Petroleum Liquids | IC |  | S | X | X | dpc.nweload | dpc.nweload | 0.7 | 0.8 | 0.6 | 0.6 | 0.1 | N |  |  | OP | X | 12 | 1955 |  |  | N | Electric Utility | 1 | X X X: X; DFO RC RC: DFO |  |  | N |  |  | 1H | [23 empty] | N
Vintage1955 | petroleum | TRUE | 13815 | Northwestern Wisconsin Elec Co | 4020 | Frederic Diesel | WI | Polk | 5 | Petroleum Liquids | IC |  | S | X | X | dpc.nweload | dpc.nweload | 0.6 | 0.8 | 0.5 | 0.5 | 0.1 | N |  |  | OP | X | 12 | 1955 |  |  | N | Electric Utility | 1 | X X X: X; DFO RC RC: DFO |  |  | N |  |  | 1H | [23 empty] | N
Vintage1970 | petroleum | TRUE | 13815 | Northwestern Wisconsin Elec Co | 4020 | Frederic Diesel | WI | Polk | 6 | Petroleum Liquids | IC |  | S | X | X | dpc.nweload | dpc.nweload | 1.8 | 0.8 | 1.7 | 1.7 | 0.1 | N |  |  | OP | X | 12 | 1970 |  |  | N | Electric Utility | 1 | X X X: X; DFO RC RC: DFO |  |  | N |  |  | 1H | [23 empty] | N
Vintage1975 | petroleum | TRUE | 13815 | Northwestern Wisconsin Elec Co | 4020 | Frederic Diesel | WI | Polk | 7 | Petroleum Liquids | IC |  | S | X | X | dpc.nweload | dpc.nweload | 1.7 | 0.8 | 1.8 | 1.8 | 0.1 | N |  |  | OP | X | 9 | 1975 |  |  | N | Electric Utility | 1 | X X X: X; DFO RC RC: DFO |  |  | N |  |  | 1H | [23 empty] | N
Vintage2000 | petroleum | TRUE | 13815 | Northwestern Wisconsin Elec Co | 4020 | Frederic Diesel | WI | Polk | 8 | Petroleum Liquids | IC |  | S | X | X |  |  | 2.5 | 0.8 | 2.5 | 2.6 | 0.1 | N |  |  | OP | X | 7 | 2000 |  |  | N | Electric Utility | 1 | X X X: X; DFO RC RC: DFO |  |  | N |  |  | 1H | [23 empty] | N
Vintage2000 | petroleum | TRUE | 13815 | Northwestern Wisconsin Elec Co | 4020 | Frederic Diesel | WI | Polk | 9 | Petroleum Liquids | IC |  | S | X | X |  |  | 2.5 | 0.8 | 2.5 | 2.6 | 0.1 | N |  |  | OP | X | 7 | 2000 |  |  | N | Electric Utility | 1 | X X X: X; DFO RC RC: DFO |  |  | N |  |  | 1H | [23 empty] | N
Vintage1995 | petroleum | TRUE | 13815 | Northwestern Wisconsin Elec Co | 4021 | Grantsburg Diesel | WI | Burnett | 1A | Petroleum Liquids | IC |  | S | X | X | nsp.nweload | nsp.nweload | 0.7 | 0.8 | 0.8 | 0.8 | 0.1 | N |  |  | OP | X | 3 | 1995 |  |  | N | Electric Utility | 1 | X X X: X; DFO RC RC: DFO |  |  | N |  |  | 1H | [23 empty] | N
Vintage1963 | petroleum | TRUE | 13815 | Northwestern Wisconsin Elec Co | 4021 | Grantsburg Diesel | WI | Burnett | 2 | Petroleum Liquids | IC |  | S | X | X | nsp.nweload | sp.nweload | 0.7 | 0.8 | 0.8 | 0.8 | 0.1 | N |  |  | OP | X | 12 | 1963 |  |  | N | Electric Utility | 1 | X X X: X; DFO RC RC: DFO |  |  | N |  |  | 1H | [23 empty] | N
Vintage1968 | petroleum | TRUE | 13815 | Northwestern Wisconsin Elec Co | 4021 | Grantsburg Diesel | WI | Burnett | 3 | Petroleum Liquids | IC |  | S | X | X | nsp.nweload | nsp.nweload | 1 | 0.8 | 0.9 | 0.9 | 0.1 | N |  |  | OP | X | 11 | 1968 |  |  | N | Electric Utility | 1 | X X X: X; DFO RC RC: DFO |  |  | N |  |  | 1H | [23 empty] | N
Vintage1975 | petroleum | TRUE | 13815 | Northwestern Wisconsin Elec Co | 4021 | Grantsburg Diesel | WI | Burnett | 4 | Petroleum Liquids | IC |  | S | X | X | nsp.nweload | nsp.nweload | 2.2 | 0.8 | 2 | 2 | 0.1 | N |  |  | OP | X | 9 | 1975 |  |  | N | Electric Utility | 1 | X X X: X; DFO RC RC: DFO |  |  | N |  |  | 1H | [23 empty] | N
Vintage2007 | petroleum | TRUE | 13815 | Northwestern Wisconsin Elec Co | 4021 | Grantsburg Diesel | WI | Burnett | 8 | Petroleum Liquids | IC |  | S | X | X |  |  | 1.8 | 0.8 | 1.8 | 1.8 | 0.1 | N |  |  | OP | X | 6 | 2007 |  |  | N | Electric Utility | 1 | X X X: X; DFO RC RC: DFO |  |  | N |  |  | 1H | [23 empty] | N
Vintage2008 | natural gas combined cycle | TRUE | 20847 | Wisconsin Electric Power Co | 4040 | Port Washington Generating Station | WI | Ozaukee | 1CT1 | Natural Gas Fired Combined Cycle | CT | PWG1 | W | X | N | WEC.PORTWA1CT1 | WEC.PORTWA1CT1 | 167.9 | 0.85 | 178.2 | 207 | 77.9 | N |  |  | OP | X | 5 | 2008 |  |  | N | Electric Utility | 1 | [11 empty] | N | N |  | 12H | [23 empty] | N | N | N | bar: X X X to DFO RC RC
Vintage2008 | natural gas combined cycle | TRUE | 20847 | Wisconsin Electric Power Co | 4040 | Port Washington Generating Station | WI | Ozaukee | 1CT2 | Natural Gas Fired Combined Cycle | CT | PWG1 | W | X | N | WEC.PORTWA1CT2 | WEC.PORTWA1CT2 | 167.9 | 0.85 | 178.8 | 207 | 77.9 | N |  |  | OP | X | 5 | 2008 |  |  | N | Electric Utility | 1 | [11 empty] | N | N |  | 12H | [23 empty] | N | N | N | bar: X X X to DFO RC RC
Vintage2005 | natural gas combined cycle | TRUE | 20847 | Wisconsin Electric Power Co | 4040 | Port Washington Generating Station | WI | Ozaukee | 2CT1 | Natural Gas Fired Combined Cycle | CT | PWG2 | W | X | N | WEC.PORTWCT1 | WEC.PORTWCT1 | 167.9 | 0.85 | 178.3 | 207 | 77.9 | N |  |  | OP | X | 7 | 2005 |  |  | N | Electric Utility | 1 | [11 empty] | N | N |  | 12H | [23 empty] | N | N | N | bar: X X X to DFO RC RC
Vintage2005 | natural gas combined cycle | TRUE | 20847 | Wisconsin Electric Power Co | 4040 | Port Washington Generating Station | WI | Ozaukee | 2CT2 | Natural Gas Fired Combined Cycle | CT | PWG2 | W | X | N | WEC.PORTWCT2 | WEC.PORTWCT2 | 167.9 | 0.85 | 179.2 | 207 | 77.9 | N |  |  | OP | X | 7 | 2005 |  |  | N | Electric Utility | 1 | [11 empty] | N | N |  | 12H | [23 empty] | N | N | N | bar: X X X to DFO RC RC
Vintage2008 | natural gas combined cycle | TRUE | 20847 | Wisconsin Electric Power Co | 4040 | Port Washington Generating Station | WI | Ozaukee | ST1 | Natural Gas Fired Combined Cycle | CA | PWG1 | W | Y | X | WEC.PORTWA1ST0 | WEC.PORTWA1ST0 | 268.6 | 0.85 | 265.1 | 265.2 | 124.2 | N |  |  | OP | X | 5 | 2008 |  |  | N | Electric Utility | 1 | [11 empty] | N | N |  | 12H | [23 empty] | N | N | N | bar: X X X to DFO RC RC
Vintage2005 | natural gas combined cycle | TRUE | 20847 | Wisconsin Electric Power Co | 4040 | Port Washington Generating Station | WI | Ozaukee | ST2 | Natural Gas Fired Combined Cycle | CA | PWG2 | W | Y | X | WEC.PORTWST1 | WEC.PORTWST1 | 268.6 | 0.85 | 266.2 | 265.6 | 124.2 | N |  |  | OP | X | 7 | 2005 |  |  | N | Electric Utility | 1 | [11 empty] | N | N |  | 12H | [23 empty] | N | N | N | bar: X X X to DFO RC RC
Vintage1959 | hard coal | TRUE | 20847 | Wisconsin Electric Power Co | 4041 | South Oak Creek | WI | Milwaukee | 5 | Conventional Steam Coal | ST |  | S | X | X | WEC.OAKCREKC5 | WEC.OAKCREKC5 | 299.2 | 0.85 | 242.2 | 242.2 | 80 | N |  |  | OP | X | 12 | 1959 | 5 | 2024 | N | Electric Utility | 1 | X X X: X; DFO RC RC: RC; DFO SUB SUB: NG; DFO DFO DFO: SUB; DFO DFO DFO: NG |  |  | N | N |  | OVER |  | Y |  |  | Y | [18 empty] | N | N | N
Vintage1961 | hard coal | TRUE | 20847 | Wisconsin Electric Power Co | 4041 | South Oak Creek | WI | Milwaukee | 6 | Conventional Steam Coal | ST |  | S | X | X | WEC.OKCGC6 | WEC.OKCGC6 | 299.2 | 0.85 | 253.8 | 253.8 | 80 | N |  |  | OP | X | 12 | 1961 | 5 | 2024 | N | Electric Utility | 1 | X X X: X; DFO RC RC: RC; DFO SUB SUB: NG; DFO DFO DFO: SUB; DFO DFO DFO: NG |  |  | N | N |  | OVER |  | Y |  |  | Y | [18 empty] | N | N | N
Vintage1965 | hard coal | TRUE | 20847 | Wisconsin Electric Power Co | 4041 | South Oak Creek | WI | Milwaukee | 7 | Conventional Steam Coal | ST |  | S | X | X | WEC.OKCGC7 | WEC.OKCGC7 | 317.6 | 0.9 | 306.5 | 309.3 | 80 | N |  |  | OP | X | 3 | 1965 | 5 | 2024 | N | Electric Utility | 1 | X X X: X; DFO RC RC: RC; DFO SUB SUB: NG; DFO DFO DFO: SUB; DFO DFO DFO: NG |  |  | N | N |  | OVER |  | Y |  |  | Y | N | [17 empty] | N | N | N
Vintage1967 | hard coal | TRUE | 20847 | Wisconsin Electric Power Co | 4041 | South Oak Creek | WI | Milwaukee | 8 | Conventional Steam Coal | ST |  | S | X | X | WEC.OKCGC8 | WEC.OKCGC8 | 324 | 0.9 | 309.5 | 312.7 | 80 | N |  |  | OP | X | 10 | 1967 | 5 | 2024 | N | Electric Utility | 1 | X X X: X; DFO RC RC: RC; DFO SUB SUB: NG; DFO DFO DFO: SUB; DFO DFO DFO: NG |  |  | N | N |  | OVER |  | Y |  |  | Y | N | [17 empty] | N | N | N
Vintage1968 | natural gas steam turbine | TRUE | 20847 | Wisconsin Electric Power Co | 4042 | Valley (WI) | WI | Milwaukee | 1 | Natural Gas Steam Turbine | ST |  | S | X | X | WEC.VALLYGA1 | WEC.VALLYGA1 | 136 | 0.85 | 125.7 | 89.2 | 20 | N |  |  | OP | X | 6 | 1968 |  |  | Y | Electric Utility | 1 | [11 empty] | N | N |  | OVER | [5 empty] | N | [17 empty] | N | N | N | bar: X X X to DFO RC RC; DFO DFO DFO
Vintage1969 | natural gas steam turbine | TRUE | 20847 | Wisconsin Electric Power Co | 4042 | Valley (WI) | WI | Milwaukee | 2 | Natural Gas Steam Turbine | ST |  | S | X | X | WEC.VALLYGA2 | WEC.VALLYGA2 | 136 | 0.85 | 140 | 140.9 | 20 | N |  |  | OP | X | 3 | 1969 |  |  | Y | Electric Utility | 1 | [11 empty] | N | N |  | OVER | [5 empty] | N | [17 empty] | N | N | N | bar: X X X to DFO RC RC; DFO DFO DFO
Vintage1969 | petroleum | TRUE | 20847 | Wisconsin Electric Power Co | 4042 | Valley (WI) | WI | Milwaukee | 3 | Petroleum Liquids | IC |  | S | X | X |  |  | 2.7 | 0.8 | 2.7 | 2.7 | 1 | N |  |  | SB | Y | 3 | 1969 |  |  | N | Electric Utility | 1 | X X X: X; DFO RC RC: DFO |  |  | N | N |  | 1H | [23 empty] | N | N | N
Vintage1980 | hydro | TRUE | 20847 | Wisconsin Electric Power Co | 4043 | Appleton | WI | Outagamie | 4 | Conventional Hydroelectric | HY |  | S | X | X |  |  | 1.2 | 0.8 | 1.2 | 1.2 | 0.1 | N |  |  | OP | X | 7 | 1980 |  |  | N | Electric Utility | 1 | X X X: X; DFO RC RC: WAT |  |  | N | N | 0 | 10M | [20 empty] | N |  |  | N
Vintage1916 | hydro | TRUE | 20847 | Wisconsin Electric Power Co | 4043 | Appleton | WI | Outagamie | 5 | Conventional Hydroelectric | HY |  | S | X | X |  |  | 0.5 | 0.8 | 0.5 | 0.5 | 0.1 | N |  |  | OP | X | 8 | 1916 |  |  | N | Electric Utility | 1 | X X X: X; DFO RC RC: WAT |  |  | N | N | 0 | 10M | [20 empty] | N |  |  | N
Vintage1916 | hydro | TRUE | 20847 | Wisconsin Electric Power Co | 4043 | Appleton | WI | Outagamie | 6 | Conventional Hydroelectric | HY |  | S | X | X |  |  | 0.5 | 0.8 | 0.5 | 0.5 | 0.1 | N |  |  | OP | X | 8 | 1916 |  |  | N | Electric Utility | 1 | X X X: X; DFO RC RC: WAT |  |  | N | N | 0 | 10M | [20 empty] | N |  |  | N
Vintage1924 | hydro | TRUE | 57280 | Eagle Creek Renewable Energy, LLC | 4044 | Oconto Falls Upper | WI | Oconto | 1 | Conventional Hydroelectric | HY |  | W | X | X | WEC.OCONTOFL |  | 0.4 | 1 | 0.4 | 0.4 | 0.1 | N |  |  | OP | X | 1 | 1924 |  |  | N | IPP Non-CHP | 2 | X X X: X; DFO RC RC: WAT |  |  | N |  |  | 10M
Vintage1921 | hydro | TRUE | 57280 | Eagle Creek Renewable Energy, LLC | 4044 | Oconto Falls Upper | WI | Oconto | 2 | Conventional Hydroelectric | HY |  | W | X | X | WEC.OCONTOFL |  | 0.4 | 1 | 0.4 | 0.4 | 0.1 | N |  |  | OP | X | 1 | 1921 |  |  | N | IPP Non-CHP | 2 | X X X: X; DFO RC RC: WAT |  |  | N |  |  | 10M
Vintage1918 | hydro | TRUE | 57280 | Eagle Creek Renewable Energy, LLC | 4044 | Oconto Falls Upper | WI | Oconto | 3 | Conventional Hydroelectric | HY |  | W | X | X | WEC.OCONTOFL |  | 0.3 | 1 | 0.3 | 0.3 | 0.1 | N |  |  | OP | X | 1 | 1918 |  |  | N | IPP Non-CHP | 2 | X X X: X; DFO RC RC: WAT |  |  | N |  |  | 10M
Vintage1922 | hydro | TRUE | 20847 | Wisconsin Electric Power Co | 4045 | Pine | WI | Florence | 1 | Conventional Hydroelectric | HY |  | S | X | X |  |  | 1.6 | 0.8 | 1.6 | 1.6 | 0 | N |  |  | OP | X | 7 | 1922 |  |  | N | Electric Utility | 1 | X X X: X; DFO RC RC: WAT |  |  | N | N | 0 | 10M | [20 empty] | N |  |  | N
Vintage1922 | hydro | TRUE | 20847 | Wisconsin Electric Power Co | 4045 | Pine | WI | Florence | 2 | Conventional Hydroelectric | HY |  | S | X | X |  |  | 1.6 | 0.8 | 1.6 | 1.6 | 0 | N |  |  | OP | X | 6 | 1922 |  |  | N | Electric Utility | 1 | X X X: X; DFO RC RC: WAT |  |  | N | N | 0 | 10M | [20 empty] | N |  |  | N
Vintage1970 | nuclear | TRUE | 55906 | NextEra Energy Point Beach LLC | 4046 | Point Beach Nuclear Plant | WI | Manitowoc | 1 | Nuclear | ST |  | S | X | X | WEC.PTBHGB1 | WEC.PTBHGB1 | 643 | 0.94 | 593.5 | 591.2 | 150 | N |  |  | OP | X | 12 | 1970 |  |  | N | IPP Non-CHP | 2 | X X X: X; DFO RC RC: NUC |  |  | N | N | 0 | OVER | [23 empty] | N
Vintage1972 | nuclear | TRUE | 55906 | NextEra Energy Point Beach LLC | 4046 | Point Beach Nuclear Plant | WI | Manitowoc | 2 | Nuclear | ST |  | S | X | X | WEC.PTBHGB2 | WEC.PTBHGB2 | 643 | 0.94 | 599.2 | 598.9 | 150 | N |  |  | OP | X | 10 | 1972 |  |  | N | IPP Non-CHP | 2 | X X X: X; DFO RC RC: NUC |  |  | N | N |  | OVER | [23 empty] | N
Vintage1969 | petroleum | TRUE | 55906 | NextEra Energy Point Beach LLC | 4046 | Point Beach Nuclear Plant | WI | Manitowoc | 5 | Petroleum Liquids | GT |  | S | X | X | WEC.PTBEACB5 | WEC.PTBEACB5 | 25 | 0.85 | 15 | 18 | 4 | N |  |  | OP | X | 6 | 1969 |  |  | N | IPP Non-CHP | 2 | X X X: X; DFO RC RC: DFO |  |  | N | N |  | 1H | [23 empty] | N
Vintage1985 | hard coal | TRUE | 20856 | Wisconsin Power & Light Co | 4050 | Edgewater | WI | Sheboygan | 5 | Conventional Steam Coal | ST |  | S | X | X | ALTE.EDG5G5 | ALTE.EDG5G5 | 413.7 | 0.9 | 405.3 | 406.7 | 85 | N |  |  | OP | X | 3 | 1985 | 6 | 2025 | N | Electric Utility | 1 | X X X: X; DFO RC RC: SUB; DFO DFO DFO: DFO |  |  | N | N |  | OVER |  | Y |  |  | Y | [15 empty] | N |  |  | N | N | N
Vintage1939 | hydro | TRUE | 20856 | Wisconsin Power & Light Co | 4053 | Kilbourn | WI | Columbia | 2 | Conventional Hydroelectric | HY | B059 | S | X | X | ALTE.KILBOUNIL | ALTE.KILBOUNIL | 2.5 | 0.83 | 9.5 | 9.5 | 0.5 | N |  |  | OP | X | 7 | 1939 |  |  | N | Electric Utility | 1 | X X X: X; DFO RC RC: WAT |  |  | N | N | 0 | 1H | [20 empty] | N |  |  | N
Vintage1926 | hydro | TRUE | 20856 | Wisconsin Power & Light Co | 4053 | Kilbourn | WI | Columbia | HC1 | Conventional Hydroelectric | HY | B059 | S | X | X | ALTE.KILBOUNIL | ALTE.KILBOUNIL | 2.2 | 0.83 |  |  | 0.4 | N |  |  | OP | X | 7 | 1926 |  |  | N | Electric Utility | 1 | X X X: X; DFO RC RC: WAT |  |  | N | N | 0 | 1H | [20 empty] | N |  |  | N
Vintage1935 | hydro | TRUE | 20856 | Wisconsin Power & Light Co | 4053 | Kilbourn | WI | Columbia | HC5 | Conventional Hydroelectric | HY | B059 | S | X | X | ALTE.KILBOUNIL | ALTE.KILBOUNIL | 2.5 | 0.83 |  |  | 0.5 | N |  |  | OP | X | 7 | 1935 |  |  | N | Electric Utility | 1 | X X X: X; DFO RC RC: WAT |  |  | N | N | 0 | 1H | [20 empty] | N |  |  | N
Vintage1937 | hydro | TRUE | 20856 | Wisconsin Power & Light Co | 4053 | Kilbourn | WI | Columbia | HC6 | Conventional Hydroelectric | HY | B059 | S | X | X | ALTE.KILBOUNIL | ALTE.KILBOUNIL | 2.5 | 0.83 |  |  | 0.5 | N |  |  | OP | X | 7 | 1937 |  |  | N | Electric Utility | 1 | X X X: X; DFO RC RC: WAT |  |  |  | N | 0 | 1H | [20 empty] | N |  |  | N
Vintage1915 | hydro | TRUE | 20856 | Wisconsin Power & Light Co | 4056 | Prairie Du Sac | WI | Sauk | 1 | Conventional Hydroelectric | HY | B061 | S | X | X | ALTE.PDSG1S1 | ALTE.PDSG1S1 | 3.5 | 0.8 | 29 | 29 | 0.7 | N |  |  | OP | X | 10 | 1915 |  |  | N | Electric Utility | 1 | X X X: X; DFO RC RC: WAT |  |  | N | N | 0 | 1H | [20 empty] | N
Vintage1915 | hydro | TRUE | 20856 | Wisconsin Power & Light Co | 4056 | Prairie Du Sac | WI | Sauk | 2 | Conventional Hydroelectric | HY | B061 | S | X | X |  |  | 4.3 | 0.8 |  |  | 0.9 | N |  |  | OP | X | 12 | 1915 |  |  | N | Electric Utility | 1 | X X X: X; DFO RC RC: WAT |  |  | N | N | 0 | 1H | [20 empty] | N
Vintage1920 | hydro | TRUE | 20856 | Wisconsin Power & Light Co | 4056 | Prairie Du Sac | WI | Sauk | 3 | Conventional Hydroelectric | HY | B061 | S | X | X |  |  | 4.8 | 0.8 |  |  | 1 | N |  |  | OP | X | 3 | 1920 |  |  | N | Electric Utility | 1 | X X X: X; DFO RC RC: WAT |  |  | N | N | 0 | 1H | [20 empty] | N
Vintage1922 | hydro | TRUE | 20856 | Wisconsin Power & Light Co | 4056 | Prairie Du Sac | WI | Sauk | 4 | Conventional Hydroelectric | HY | B061 | S | X | X |  |  | 4.8 | 0.8 |  |  | 1 | N |  |  | OP | X | 2 | 1922 |  |  | N | Electric Utility | 1 | X X X: X; DFO RC RC: WAT |  |  | N | N | 0 | 1H | [20 empty] | N
Vintage1938 | hydro | TRUE | 20856 | Wisconsin Power & Light Co | 4056 | Prairie Du Sac | WI | Sauk | 5 | Conventional Hydroelectric | HY | B061 | S | X | X |  |  | 4 | 0.8 |  |  | 0.7 | N |  |  | OP | X | 3 | 1938 |  |  | N | Electric Utility | 1 | X X X: X; DFO RC RC: WAT |  |  | N | N | 0 | 1H | [20 empty] | N
Vintage1938 | hydro | TRUE | 20856 | Wisconsin Power & Light Co | 4056 | Prairie Du Sac | WI | Sauk | 6 | Conventional Hydroelectric | HY | B061 | S | X | X |  |  | 4 | 0.8 |  |  | 0.7 | N |  |  | OP | X | 3 | 1938 |  |  | N | Electric Utility | 1 | X X X: X; DFO RC RC: WAT |  |  | N | N | 0 | 1H | [20 empty] | N
Vintage1940 | hydro | TRUE | 20856 | Wisconsin Power & Light Co | 4056 | Prairie Du Sac | WI | Sauk | 7 | Conventional Hydroelectric | HY | B061 | S | X | X |  |  | 4 | 0.8 |  |  | 0.7 | N |  |  | OP | X | 11 | 1940 |  |  | N | Electric Utility | 1 | X X X: X; DFO RC RC: WAT |  |  | N | N | 0 | 1H | [20 empty] | N
Vintage1940 | hydro | TRUE | 20856 | Wisconsin Power & Light Co | 4056 | Prairie Du Sac | WI | Sauk | 8 | Conventional Hydroelectric | HY | B061 | S | X | X |  |  | 4 | 0.8 |  |  | 0.7 | N |  |  | OP | X | 10 | 1940 |  |  | N | Electric Utility | 1 | X X X: X; DFO RC RC: WAT |  |  | N | N |  | 1H | [20 empty] | N
Vintage1925 | hydro | TRUE | 20860 | Wisconsin Public Service Corp | 4060 | Alexander | WI | Lincoln | 1 | Conventional Hydroelectric | HY |  | S | X | X | WPS.WPSM | WPS.WPSM | 1.4 | 0.8 | 1.4 | 1.4 | 0 | N |  |  | OP | X | 1 | 1925 |  |  | N | Electric Utility | 1 | X X X: X; DFO RC RC: WAT |  |  | N |  | 0 | 10M | [20 empty] | N |  |  | N
Vintage1925 | hydro | TRUE | 20860 | Wisconsin Public Service Corp | 4060 | Alexander | WI | Lincoln | 2 | Conventional Hydroelectric | HY |  | S | X | X | WPS.WPSM | WPS.WPSM | 1.4 | 0.8 | 1.4 | 1.4 | 0 | N |  |  | OP | X | 1 | 1925 |  |  | N | Electric Utility | 1 | X X X: X; DFO RC RC: WAT |  |  | N |  | 0 | 10M | [20 empty] | N |  |  | N
Vintage1925 | hydro | TRUE | 20860 | Wisconsin Public Service Corp | 4060 | Alexander | WI | Lincoln | 3 | Conventional Hydroelectric | HY |  | S | X | X | WPS.WPSM | WPS.WPSM | 1.4 | 0.8 | 1.4 | 1.4 | 0 | N |  |  | OP | X | 1 | 1925 |  |  | N | Electric Utility | 1 | X X X: X; DFO RC RC: WAT |  |  | N |  |  | 10M | [20 empty] | N |  |  | N
Vintage1924 | hydro | TRUE | 20860 | Wisconsin Public Service Corp | 4061 | Caldron Falls | WI | Marinette | 1 | Conventional Hydroelectric | HY |  | S | X | X | WPS.WPSM | WPS.WPSM | 3.2 | 0.85 | 3.2 | 3.2 | 0 | N |  |  | OP | X | 11 | 1924 |  |  | N | Electric Utility | 1 | X X X: X; DFO RC RC: WAT |  |  | N |  | 0 | 10M | [20 empty] | N |  |  | N
Vintage1924 | hydro | TRUE | 20860 | Wisconsin Public Service Corp | 4061 | Caldron Falls | WI | Marinette | 2 | Conventional Hydroelectric | HY |  | S | X | X | WPS.WPSM | WPS.WPSM | 3.2 | 0.85 | 3.2 | 3.2 | 0 | N |  |  | OP | X | 11 | 1924 |  |  | N | Electric Utility | 1 | X X X: X; DFO RC RC: WAT |  |  | N |  |  | 10M | [20 empty] | N |  |  | N
Vintage1938 | hydro | TRUE | 20860 | Wisconsin Public Service Corp | 4063 | Grandfather Falls | WI | Lincoln | 1 | Conventional Hydroelectric | HY |  | S | X | X | WPS.WPSM | WPS.WPSM | 11 | 0.8 | 11 | 11 | 0 | N |  |  | OP | X | 12 | 1938 |  |  | N | Electric Utility | 1 | X X X: X; DFO RC RC: WAT |  |  | N |  | 0 | 10M | [20 empty] | N |  |  | N
Vintage1938 | hydro | TRUE | 20860 | Wisconsin Public Service Corp | 4063 | Grandfather Falls | WI | Lincoln | 2 | Conventional Hydroelectric | HY |  | S | X | X | WPS.WPSM | WPS.WPSM | 6.2 | 0.8 | 6.2 | 6.2 | 0 | N |  |  | OP | X | 12 | 1938 |  |  | N | Electric Utility | 1 | X X X: X; DFO RC RC: WAT |  |  | N |  |  | 10M | [20 empty] | N |  |  | N
Vintage1923 | hydro | TRUE | 20860 | Wisconsin Public Service Corp | 4064 | Hat Rapids | WI | Oneida | 1 | Conventional Hydroelectric | HY |  | S | X | X | WPS.WPSM | WPS.WPSM | 0.8 | 1 | 0.8 | 0.8 | 0 | N |  |  | OP | X | 6 | 1923 |  |  | N | Electric Utility | 1 | X X X: X; DFO RC RC: WAT |  |  | N |  | 0 | 10M | [20 empty] | N |  |  | N
Vintage1984 | hydro | TRUE | 20860 | Wisconsin Public Service Corp | 4064 | Hat Rapids | WI | Oneida | 2A | Conventional Hydroelectric | HY |  | S | X | X | WPS.WPSM | WPS.WPSM | 0.5 | 1 | 0.5 | 0.5 | 0 | N |  |  | OP | X | 10 | 1984 |  |  | N | Electric Utility | 1 | X X X: X; DFO RC RC: WAT |  |  | N |  |  | 10M | [20 empty] | N |  |  | N
Vintage1984 | hydro | TRUE | 20860 | Wisconsin Public Service Corp | 4064 | Hat Rapids | WI | Oneida | 3A | Conventional Hydroelectric | HY |  | S | X | X | WPS.WPSM | WPS.WPSM | 0.4 | 1 | 0.4 | 0.4 | 0 | N |  |  | OP | X | 9 | 1984 |  |  | N | Electric Utility | 1 | X X X: X; DFO RC RC: WAT |  |  | N |  |  | 10M | [20 empty] | N |  |  | N
Vintage1910 | hydro | TRUE | 20860 | Wisconsin Public Service Corp | 4065 | High Falls (WI) | WI | Marinette | 1 | Conventional Hydroelectric | HY |  | S | X | X | WPS.WPSM | WPS.WPSM | 1.4 | 0.85 | 1.4 | 1.4 | 0 | N |  |  | OP | X | 8 | 1910 |  |  | N | Electric Utility | 1 | X X X: X; DFO RC RC: WAT |  |  | N |  | 0 | 10M | [20 empty] | N |  |  | N
Vintage1910 | hydro | TRUE | 20860 | Wisconsin Public Service Corp | 4065 | High Falls (WI) | WI | Marinette | 2 | Conventional Hydroelectric | HY |  | S | X | X | WPS.WPSM | WPS.WPSM | 1.4 | 0.85 | 1.4 | 1.4 | 0 | N |  |  | OP | X | 8 | 1910 |  |  | N | Electric Utility | 1 | X X X: X; DFO RC RC: WAT |  |  | N |  | 0 | 10M | [20 empty] | N |  |  | N
Vintage1910 | hydro | TRUE | 20860 | Wisconsin Public Service Corp | 4065 | High Falls (WI) | WI | Marinette | 3 | Conventional Hydroelectric | HY |  | S | X | X | WPS.WPSM | WPS.WPSM | 1.4 | 0.85 | 1.4 | 1.4 | 0 | N |  |  | OP | X | 8 | 1910 |  |  | N | Electric Utility | 1 | X X X: X; DFO RC RC: WAT |  |  | N |  | 0 | 10M | [20 empty] | N |  |  | N
Vintage1910 | hydro | TRUE | 20860 | Wisconsin Public Service Corp | 4065 | High Falls (WI) | WI | Marinette | 4 | Conventional Hydroelectric | HY |  | S | X | X | WPS.WPSM | WPS.WPSM | 1.4 | 0.85 | 1.4 | 1.4 | 0 | N |  |  | OP | X | 8 | 1910 |  |  | N | Electric Utility | 1 | X X X: X; DFO RC RC: WAT |  |  | N |  |  | 10M | [20 empty] | N |  |  | N
Vintage1910 | hydro | TRUE | 20860 | Wisconsin Public Service Corp | 4065 | High Falls (WI) | WI | Marinette | 5 | Conventional Hydroelectric | HY |  | S | X | X | WPS.WPSM | WPS.WPSM | 1.4 | 0.85 | 1.4 | 1.4 | 0 | N |  |  | OP | X | 8 | 1910 |  |  | N | Electric Utility | 1 | X X X: X; DFO RC RC: WAT |  |  | N |  | 0 | 10M | [20 empty] | N |  |  | N
Vintage1923 | hydro | TRUE | 20860 | Wisconsin Public Service Corp | 4067 | Johnson Falls | WI | Marinette | 1 | Conventional Hydroelectric | HY |  | S | X | X | WPS.WPSM | WPS.WPSM | 1.7 | 0.85 | 1.7 | 1.7 | 0 | N |  |  | OP | X | 7 | 1923 |  |  | N | Electric Utility | 1 | X X X: X; DFO RC RC: WAT |  |  | N |  | 0 | 10M | [20 empty] | N |  |  | N
Vintage1923 | hydro | TRUE | 20860 | Wisconsin Public Service Corp | 4067 | Johnson Falls | WI | Marinette | 2 | Conventional Hydroelectric | HY |  | S | X | X | WPS.WPSM | WPS.WPSM | 1.7 | 0.85 | 1.7 | 1.7 | 0 | N |  |  | OP | X | 7 | 1923 |  |  | N | Electric Utility | 1 | X X X: X; DFO RC RC: WAT |  |  | N |  |  | 10M | [20 empty] | N |  |  | N
Vintage1917 | hydro | TRUE | 20860 | Wisconsin Public Service Corp | 4068 | Merrill | WI | Lincoln | 1 | Conventional Hydroelectric | HY |  | S | X | X | WPS.WPSM | WPS.WPSM | 0.4 | 0.8 | 0.4 | 0.4 | 0 | N |  |  | OP | X | 3 | 1917 |  |  | N | Electric Utility | 1 | X X X: X; DFO RC RC: WAT |  |  | N |  | 0 | 10M | [20 empty] | N |  |  | N
Vintage1917 | hydro | TRUE | 20860 | Wisconsin Public Service Corp | 4068 | Merrill | WI | Lincoln | 2 | Conventional Hydroelectric | HY |  | S | X | X | WPS.WPSM | WPS.WPSM | 0.4 | 0.8 | 0.4 | 0.4 | 0 | N |  |  | OP | X | 3 | 1917 |  |  | N | Electric Utility | 1 | X X X: X; DFO RC RC: WAT |  |  | N |  | 0 | 10M | [20 empty] | N |  |  | N
Vintage1984 | hydro | TRUE | 20860 | Wisconsin Public Service Corp | 4068 | Merrill | WI | Lincoln | 3 | Conventional Hydroelectric | HY |  | S | X | X | WPS.WPSM | WPS.WPSM | 1.5 | 0.8 | 1.5 | 1.5 | 0 | N |  |  | OP | X | 6 | 1984 |  |  | N | Electric Utility | 1 | X X X: X; DFO RC RC: WAT |  |  | N |  |  | 10M | [20 empty] | N |  |  | N
Vintage1926 | hydro | TRUE | 20860 | Wisconsin Public Service Corp | 4071 | Potato Rapids | WI | Marinette | 1 | Conventional Hydroelectric | HY |  | S | X | X | WPS.WPSM | WPS.WPSM | 0.5 | 0.8 | 0.5 | 0.5 | 0 | N |  |  | OP | X | 6 | 1926 |  |  | N | Electric Utility | 1 | X X X: X; DFO RC RC: WAT |  |  | N |  | 0 | 10M | [20 empty] | N |  |  | N
Vintage1921 | hydro | TRUE | 20860 | Wisconsin Public Service Corp | 4071 | Potato Rapids | WI | Marinette | 2 | Conventional Hydroelectric | HY |  | S | X | X | WPS.WPSM | WPS.WPSM | 0.4 | 0.85 | 0.4 | 0.4 | 0 | N |  |  | OP | X | 5 | 1921 |  |  | N | Electric Utility | 1 | X X X: X; DFO RC RC: WAT |  |  | N |  | 0 | 10M | [20 empty] | N |  |  | N
Vintage1921 | hydro | TRUE | 20860 | Wisconsin Public Service Corp | 4071 | Potato Rapids | WI | Marinette | 3 | Conventional Hydroelectric | HY |  | S | X | X | WPS.WPSM | WPS.WPSM | 0.4 | 0.85 | 0.4 | 0.4 | 0 | N |  |  | OP | X | 5 | 1921 |  |  | N | Electric Utility | 1 | X X X: X; DFO RC RC: WAT |  |  | N |  |  | 10M | [20 empty] | N |  |  | N
Vintage2003 | natural gas peaker | TRUE | 20860 | Wisconsin Public Service Corp | 4072 | Pulliam | WI | Brown | 31 | Natural Gas Fired Combustion Turbine | GT |  | S | X | X | WPS.PULLIAM31 | WPS.PULLIAM31 | 91 | 0.85 | 79 | 105.9 | 55 | N |  |  | OP | X | 5 | 2003 |  |  | N | Electric Utility | 1 | [11 empty] | N |  |  | 1H |  | N |  |  | N | [15 empty] | N |  |  | N | N | N | bar: X X X to DFO RC RC
Vintage1925 | hydro | TRUE | 20860 | Wisconsin Public Service Corp | 4074 | Sandstone Rapids | WI | Marinette | 1 | Conventional Hydroelectric | HY |  | S | X | X | WPS.WPSM | WPS.WPSM | 1.9 | 0.85 | 1.9 | 1.9 | 0 | N |  |  | OP | X | 1 | 1925 |  |  | N | Electric Utility | 1 | X X X: X; DFO RC RC: WAT |  |  | N |  | 0 | 10M | [20 empty] | N |  |  | N
Vintage1925 | hydro | TRUE | 20860 | Wisconsin Public Service Corp | 4074 | Sandstone Rapids | WI | Marinette | 2 | Conventional Hydroelectric | HY |  | S | X | X | WPS.WPSM | WPS.WPSM | 1.9 | 0.85 | 1.9 | 1.9 | 0 | N |  |  | OP | X | 1 | 1925 |  |  | N | Electric Utility | 1 | X X X: X; DFO RC RC: WAT |  |  | N |  |  | 10M | [20 empty] | N |  |  | N
Vintage1938 | hydro | TRUE | 20860 | Wisconsin Public Service Corp | 4075 | Tomahawk | WI | Lincoln | 1 | Conventional Hydroelectric | HY |  | S | X | X | WPS.WPSM | WPS.WPSM | 1.3 | 0.8 | 1.3 | 1.3 | 0 | N |  |  | OP | X | 1 | 1938 |  |  | N | Electric Utility | 1 | X X X: X; DFO RC RC: WAT |  |  | N |  | 0 | 10M | [20 empty] | N |  |  | N
Vintage1938 | hydro | TRUE | 20860 | Wisconsin Public Service Corp | 4075 | Tomahawk | WI | Lincoln | 2 | Conventional Hydroelectric | HY |  | S | X | X | WPS.WPSM | WPS.WPSM | 1.3 | 0.8 | 1.3 | 1.3 | 0 | N |  |  | OP | X | 1 | 1938 |  |  | N | Electric Utility | 1 | X X X: X; DFO RC RC: WAT |  |  | N |  |  | 10M | [20 empty] | N |  |  | N
Vintage1971 | natural gas peaker | TRUE | 20860 | Wisconsin Public Service Corp | 4076 | West Marinette | WI | Marinette | 31 | Natural Gas Fired Combustion Turbine | GT |  | S | X | X | WPS.WEM31 | WPS.WEM31 | 41.8 | 0.9 | 38.1 | 49.8 | 16 | N |  |  | OP | X | 6 | 1971 | 5 | 2024 | N | Electric Utility | 1 | [11 empty] | N |  |  | 10M | [20 empty] | N |  |  | N | N | N | bar: X X X to DFO RC RC
Vintage1973 | natural gas peaker | TRUE | 20860 | Wisconsin Public Service Corp | 4076 | West Marinette | WI | Marinette | 32 | Natural Gas Fired Combustion Turbine | GT |  | S | X | X | WPS.WEM32 | WPS.WEM32 | 41.8 | 0.9 | 36.7 | 47.9 | 16 | N |  |  | OP | X | 4 | 1973 | 5 | 2024 | N | Electric Utility | 1 | [11 empty] | N |  |  | 10M | [20 empty] | N |  |  | N | N | N | bar: X X X to DFO RC RC
Vintage1993 | natural gas peaker | TRUE | 20860 | Wisconsin Public Service Corp | 4076 | West Marinette | WI | Marinette | 33 | Natural Gas Fired Combustion Turbine | GT |  | S | X | X | WPS.WEM33 | WPS.WEM33 | 103.5 | 0.9 | 79.1 | 105.9 | 55 | N |  |  | OP | X | 5 | 1993 |  |  | N | Electric Utility | 1 | [11 empty] | N |  |  | 1H | [20 empty] | N |  |  | N | N | N | bar: X X X to DFO RC RC
Vintage1921 | hydro | TRUE | 20860 | Wisconsin Public Service Corp | 4077 | Wausau | WI | Marathon | 1 | Conventional Hydroelectric | HY |  | S | X | X | WPS.WPSM | WPS.WPSM | 1.8 | 0.8 | 1.8 | 1.8 | 0 | N |  |  | OP | X | 3 | 1921 |  |  | N | Electric Utility | 1 | X X X: X; DFO RC RC: WAT |  |  | N |  | 0 | 10M | [20 empty] | N |  |  | N
Vintage1921 | hydro | TRUE | 20860 | Wisconsin Public Service Corp | 4077 | Wausau | WI | Marathon | 2 | Conventional Hydroelectric | HY |  | S | X | X | WPS.WPSM | WPS.WPSM | 1.8 | 0.8 | 1.8 | 1.8 | 0 | N |  |  | OP | X | 5 | 1921 |  |  | N | Electric Utility | 1 | X X X: X; DFO RC RC: WAT |  |  | N |  | 0 | 10M | [20 empty] | N |  |  | N
Vintage1924 | hydro | TRUE | 20860 | Wisconsin Public Service Corp | 4077 | Wausau | WI | Marathon | 3 | Conventional Hydroelectric | HY |  | S | X | X | WPS.WPSM | WPS.WPSM | 1.8 | 0.8 | 1.8 | 1.8 | 0 | N |  |  | OP | X | 3 | 1924 |  |  | N | Electric Utility | 1 | X X X: X; DFO RC RC: WAT |  |  | N |  |  | 10M | [20 empty] | N |  |  | N
Vintage1960 | natural gas steam turbine | TRUE | 20860 | Wisconsin Public Service Corp | 4078 | Weston | WI | Marathon | 2 | Natural Gas Steam Turbine | ST |  | S | X | X | WPS.WESTON2 | WPS.WESTON2 | 81.6 | 0.85 | 75.4 | 80.3 | 24 | N |  |  | OA | X | 9 | 1960 | 1 | 2023 | N | Electric Utility | 1 | [11 empty] | N |  |  | 12H |  | N |  |  | N | [15 empty] | N |  |  | N | bar: X X X to DFO RC RC; DFO DFO DFO
Vintage1981 | hard coal | TRUE | 20860 | Wisconsin Public Service Corp | 4078 | Weston | WI | Marathon | 3 | Conventional Steam Coal | ST |  | S | X | X | WPS.WESTON3 | WPS.WESTON3 | 350.5 | 0.9 | 338.7 | 342.5 | 70 | N |  |  | OP | X | 12 | 1981 |  |  | N | Electric Utility | 1 | X X X: X; DFO RC RC: RC; DFO SUB SUB: SUB; DFO DFO DFO: NG |  |  | N |  |  | OVER |  | Y |  |  | Y | [15 empty] | N |  |  | Y | Y | N
Vintage1969 | natural gas peaker | TRUE | 20860 | Wisconsin Public Service Corp | 4078 | Weston | WI | Marathon | 31 | Natural Gas Fired Combustion Turbine | GT |  | S | X | X | WPS.WESTON31 | WPS.WESTON31 | 19.6 | 0.85 | 16.1 | 24.2 | 4 | N |  |  | OP | X | 3 | 1969 | 5 | 2023 | N | Electric Utility | 1 | [11 empty] | N |  |  | 10M | [20 empty] | N |  |  | N | N | N | bar: X X X to DFO RC RC
Vintage1973 | natural gas peaker | TRUE | 20860 | Wisconsin Public Service Corp | 4078 | Weston | WI | Marathon | 32 | Natural Gas Fired Combustion Turbine | GT |  | S | X | X | WPS.WESTON32 | WPS.WESTON32 | 56.7 | 0.9 | 46.5 | 63.7 | 19.4 | N |  |  | OP | X | 6 | 1973 | 5 | 2023 | N | Electric Utility | 1 | X X X: X; DFO RC RC: NG; DFO SUB SUB: DFO |  |  | N |  |  | 10M | [20 empty] | N |  |  | N | N | N
Vintage2008 | hard coal | TRUE | 20860 | Wisconsin Public Service Corp | 4078 | Weston | WI | Marathon | 4 | Conventional Steam Coal | ST |  | J | X | X | WPS.WESTON4 | WPS.WESTON4 | 595 | 0.85 | 549.8 | 558.5 | 263 | N |  |  | OP | X | 7 | 2008 |  |  | N | Electric Utility | 1 | X X X: X; DFO RC RC: RC; DFO SUB SUB: SUB; DFO DFO DFO: NG |  |  | N |  |  | OVER |  | Y |  |  |  | Y | [14 empty] | N |  |  | Y | Y | N
Vintage1951 | hydro | TRUE | 20863 | Wisconsin River Power Company | 4079 | Castle Rock | WI | Adams | 1 | Conventional Hydroelectric | HY |  | J | X | X | WPS.WPSM(50%)/ALTE.ALTE(50%) | WPS.WPSM(50%)/ALTE.ALTE(50%) | 3 | 0.8 | 2.8 | 2.8 | 0 | N |  |  | OP | X | 8 | 1951 |  |  | N | Electric Utility | 1 | X X X: X; DFO RC RC: WAT |  |  | N |  | 0 | 10M | [20 empty] | N |  |  | N
Vintage1950 | hydro | TRUE | 20863 | Wisconsin River Power Company | 4079 | Castle Rock | WI | Adams | 2 | Conventional Hydroelectric | HY |  | J | X | X | WPS.WPSM(50%)/ALTE.ALTE(50%) | WPS.WPSM(50%)/ALTE.ALTE(50%) | 3 | 0.8 | 2.8 | 2.8 | 0 | N |  |  | OP | X | 11 | 1950 |  |  | N | Electric Utility | 1 | X X X: X; DFO RC RC: WAT |  |  | N |  | 0 | 10M | [20 empty] | N |  |  | N
Vintage1950 | hydro | TRUE | 20863 | Wisconsin River Power Company | 4079 | Castle Rock | WI | Adams | 3 | Conventional Hydroelectric | HY |  | J | X | X | WPS.WPSM(50%)/ALTE.ALTE(50%) | WPS.WPSM(50%)/ALTE.ALTE(50%) | 3 | 0.8 | 2.8 | 2.8 | 0 | N |  |  | OP | X | 10 | 1950 |  |  | N | Electric Utility | 1 | X X X: X; DFO RC RC: WAT |  |  | N |  | 0 | 10M | [20 empty] | N |  |  | N
Vintage1950 | hydro | TRUE | 20863 | Wisconsin River Power Company | 4079 | Castle Rock | WI | Adams | 4 | Conventional Hydroelectric | HY |  | J | X | X | WPS.WPSM(50%)/ALTE.ALTE(50%) | WPS.WPSM(50%)/ALTE.ALTE(50%) | 3 | 0.8 | 2.8 | 2.8 | 0 | N |  |  | OP | X | 8 | 1950 |  |  | N | Electric Utility | 1 | X X X: X; DFO RC RC: WAT |  |  | N |  | 0 | 10M | [20 empty] | N |  |  | N
Vintage1950 | hydro | TRUE | 20863 | Wisconsin River Power Company | 4079 | Castle Rock | WI | Adams | 5 | Conventional Hydroelectric | HY |  | J | X | X | WPS.WPSM(50%)/ALTE.ALTE(50%) | WPS.WPSM(50%)/ALTE.ALTE(50%) | 3 | 0.8 | 2.8 | 2.8 | 0 | N |  |  | OP | X | 8 | 1950 |  |  | N | Electric Utility | 1 | X X X: X; DFO RC RC: WAT |  |  | N |  | 0 | 10M | [20 empty] | N |  |  | N
Vintage1949 | hydro | TRUE | 20863 | Wisconsin River Power Company | 4080 | Petenwell | WI | Juneau | 1 | Conventional Hydroelectric | HY |  | J | X | X | WPS.WPSM(50%)/ALTE.ALTE(50%) | WPS.WPSM(50%)/ALTE.ALTE(50%) | 5 | 0.8 | 5 | 5 | 0 | N |  |  | OP | X | 8 | 1949 |  |  | N | Electric Utility | 1 | X X X: X; DFO RC RC: WAT |  |  | N | N | 0 | 10M | [20 empty] | N |  |  | N
Vintage1949 | hydro | TRUE | 20863 | Wisconsin River Power Company | 4080 | Petenwell | WI | Juneau | 2 | Conventional Hydroelectric | HY |  | J | X | X | WPS.WPSM(50%)/ALTE.ALTE(50%) | WPS.WPSM(50%)/ALTE.ALTE(50%) | 5 | 0.8 | 5 | 5 | 0 | N |  |  | OP | X | 10 | 1949 |  |  | N | Electric Utility | 1 | X X X: X; DFO RC RC: WAT |  |  | N | N | 0 | 10M | [20 empty] | N |  |  | N
Vintage1949 | hydro | TRUE | 20863 | Wisconsin River Power Company | 4080 | Petenwell | WI | Juneau | 3 | Conventional Hydroelectric | HY |  | J | X | X | WPS.WPSM(50%)/ALTE.ALTE(50%) | WPS.WPSM(50%)/ALTE.ALTE(50%) | 5 | 0.8 | 5 | 5 | 0 | N |  |  | OP | X | 11 | 1949 |  |  | N | Electric Utility | 1 | X X X: X; DFO RC RC: WAT |  |  | N | N | 0 | 10M | [20 empty] | N |  |  | N
Vintage1950 | hydro | TRUE | 20863 | Wisconsin River Power Company | 4080 | Petenwell | WI | Juneau | 4 | Conventional Hydroelectric | HY |  | J | X | X | WPS.WPSM(50%)/ALTE.ALTE(50%) | WPS.WPSM(50%)/ALTE.ALTE(50%) | 5 | 0.8 | 5 | 5 | 0 | N |  |  | OP | X | 1 | 1950 |  |  | N | Electric Utility | 1 | X X X: X; DFO RC RC: WAT |  |  | N | N | 0 | 10M | [20 empty] | N |  |  | N
Vintage1956 | petroleum | TRUE | 765 | City of Arcadia - (WI) | 4100 | Arcadia Electric | WI | Trempealeau | 1 | Petroleum Liquids | IC |  | S | X | X |  |  | 1.3 | 0.8 | 1.3 | 1.3 | 1 | N |  |  | SB | Y | 1 | 1956 |  |  | N | Electric Utility | 1 | X X X: X; DFO RC RC: DFO |  |  | N | N |  | 1H | [20 empty] | N |  |  | N | N | N
Vintage2007 | petroleum | TRUE | 765 | City of Arcadia - (WI) | 4100 | Arcadia Electric | WI | Trempealeau | 10 | Petroleum Liquids | IC |  | S | X | X |  |  | 2 | 0.8 | 2 | 2 | 1 | N |  |  | SB | Y | 5 | 2007 |  |  | N | Electric Utility | 1 | X X X: X; DFO RC RC: DFO |  |  | N | N |  | 1H | [20 empty] | N |  |  | N | N | N
Vintage1947 | petroleum | TRUE | 765 | City of Arcadia - (WI) | 4100 | Arcadia Electric | WI | Trempealeau | 2 | Petroleum Liquids | IC |  | S | X | X |  |  | 1 | 0.8 | 1 | 1 | 0.8 | N |  |  | SB | Y | 1 | 1947 |  |  | N | Electric Utility | 1 | X X X: X; DFO RC RC: DFO |  |  | N | N |  | 1H | [20 empty] | N |  |  | N | N | N
Vintage1940 | petroleum | TRUE | 765 | City of Arcadia - (WI) | 4100 | Arcadia Electric | WI | Trempealeau | 3 | Petroleum Liquids | IC |  | S | X | X |  |  | 0.4 | 0.8 | 0.4 | 0.4 | 0.4 | N |  |  | SB | Y | 1 | 1940 |  |  | N | Electric Utility | 1 | X X X: X; DFO RC RC: DFO |  |  | N | N |  | 1H | [20 empty] | N |  |  | N | N | N
Vintage1930 | petroleum | TRUE | 765 | City of Arcadia - (WI) | 4100 | Arcadia Electric | WI | Trempealeau | 4 | Petroleum Liquids | IC |  | S | X | X |  |  | 0.2 | 0.8 | 0.2 | 0.2 | 0.2 | N |  |  | SB | Y | 1 | 1930 |  |  | N | Electric Utility | 1 | X X X: X; DFO RC RC: DFO |  |  | N | N |  | 1H | [20 empty] | N |  |  | N | N | N
Vintage1972 | natural gas peaker | TRUE | 765 | City of Arcadia - (WI) | 4100 | Arcadia Electric | WI | Trempealeau | 5 | Natural Gas Internal Combustion Engine | IC |  | S | X | X |  |  | 3 | 0.8 | 3 | 3 | 2 | N |  |  | SB | Y | 9 | 1972 |  |  | N | Electric Utility | 1 | X X X: X; DFO RC RC: NG; DFO SUB SUB: DFO |  |  | N | N |  | 1H | [20 empty] | N |  |  | Y | N | Y
Vintage1987 | natural gas peaker | TRUE | 765 | City of Arcadia - (WI) | 4100 | Arcadia Electric | WI | Trempealeau | 6 | Natural Gas Internal Combustion Engine | IC |  | S | X | X |  |  | 3 | 0.8 | 3 | 3 | 2 | N |  |  | SB | Y | 9 | 1987 |  |  | N | Electric Utility | 1 | X X X: X; DFO RC RC: NG; DFO SUB SUB: DFO |  |  | N | N |  | 1H | [20 empty] | N |  |  | Y | N | Y
Vintage2002 | petroleum | TRUE | 765 | City of Arcadia - (WI) | 4100 | Arcadia Electric | WI | Trempealeau | 7 | Petroleum Liquids | IC |  | S | X | X |  |  | 2 | 0.8 | 2 | 2 | 1 | N |  |  | SB | Y | 5 | 2002 |  |  | N | Electric Utility | 1 | X X X: X; DFO RC RC: DFO |  |  | N | N |  | 1H | [20 empty] | N |  |  | N | N | N
Vintage2002 | petroleum | TRUE | 765 | City of Arcadia - (WI) | 4100 | Arcadia Electric | WI | Trempealeau | 8 | Petroleum Liquids | IC |  | S | X | X |  |  | 2 | 0.8 | 2 | 2 | 1 | N |  |  | SB | Y | 5 | 2002 |  |  | N | Electric Utility | 1 | X X X: X; DFO RC RC: DFO |  |  | N | N |  | 1H | [20 empty] | N |  |  | N | N | N
Vintage2002 | petroleum | TRUE | 765 | City of Arcadia - (WI) | 4100 | Arcadia Electric | WI | Trempealeau | 9 | Petroleum Liquids | IC |  | S | X | X |  |  | 2 | 0.8 | 2 | 2 | 1 | N |  |  | SB | Y | 11 | 2002 |  |  | N | Electric Utility | 1 | X X X: X; DFO RC RC: DFO |  |  | N | N |  | 1H | [20 empty] | N |  |  | N | N | N
Vintage1998 | petroleum | TRUE | 1278 | City of Barron - (WI) | 4102 | Barron | WI | Barron | 1A | Petroleum Liquids | IC |  | S | X | X |  |  | 1.1 | 0.8 | 1.1 | 1.1 | 0.5 | N |  |  | SB | Y | 6 | 1998 |  |  | N | Electric Utility | 1 | X X X: X; DFO RC RC: DFO |  |  | N | N |  | 1H | [23 empty] | N | N | N
Vintage1998 | petroleum | TRUE | 1278 | City of Barron - (WI) | 4102 | Barron | WI | Barron | 2A | Petroleum Liquids | IC |  | S | X | X |  |  | 1.1 | 0.8 | 1.1 | 1.1 | 0.5 | N |  |  | SB | Y | 6 | 1998 |  |  | N | Electric Utility | 1 | X X X: X; DFO RC RC: DFO |  |  | N | N |  | 1H | [23 empty] | N | N | N
Vintage1998 | petroleum | TRUE | 1278 | City of Barron - (WI) | 4102 | Barron | WI | Barron | 3A | Petroleum Liquids | IC |  | S | X | X |  |  | 1.1 | 0.8 | 1.1 | 1.1 | 0.5 | N |  |  | SB | Y | 6 | 1998 |  |  | N | Electric Utility | 1 | X X X: X; DFO RC RC: DFO |  |  | N | N |  | 1H | [23 empty] | N | N | N
Vintage1998 | petroleum | TRUE | 1278 | City of Barron - (WI) | 4102 | Barron | WI | Barron | 4 | Petroleum Liquids | IC |  | S | X | X |  |  | 1.1 | 0.8 | 1.1 | 1.1 | 0.5 | N |  |  | SB | Y | 6 | 1998 |  |  | N | Electric Utility | 1 | X X X: X; DFO RC RC: DFO |  |  | N | N |  | 1H | [23 empty] | N | N | N
Vintage1944 | petroleum | TRUE | 1278 | City of Barron - (WI) | 4102 | Barron | WI | Barron | 7 | Petroleum Liquids | IC |  | S | X | X |  |  | 0.8 | 0.8 | 0.6 | 0.6 | 0.4 | N |  |  | OS | X | 3 | 1944 |  |  | N | Electric Utility | 1 | X X X: X; DFO RC RC: DFO |  |  | N | N |  | 1H | [23 empty] | N | N | N
Vintage1954 | petroleum | TRUE | 1278 | City of Barron - (WI) | 4102 | Barron | WI | Barron | 8 | Petroleum Liquids | IC |  | S | X | X |  |  | 1.3 | 0.8 | 1.3 | 1.3 | 0.6 | N |  |  | SB | Y | 3 | 1954 |  |  | N | Electric Utility | 1 | X X X: X; DFO RC RC: DFO |  |  | N | N |  | 1H | [23 empty] | N | N | N
Vintage1960 | petroleum | TRUE | 1278 | City of Barron - (WI) | 4102 | Barron | WI | Barron | 9 | Petroleum Liquids | IC |  | S | X | X |  |  | 2 | 0.8 | 2 | 2 | 0.8 | N |  |  | SB | Y | 3 | 1960 |  |  | N | Electric Utility | 1 | X X X: X; DFO RC RC: DFO |  |  | N | N |  | 1H | [23 empty] | N | N | N
Vintage1923 | hydro | TRUE | 1278 | City of Barron - (WI) | 4102 | Barron | WI | Barron | H2 | Conventional Hydroelectric | HY |  | S | X | X |  |  | 0.1 | 0.8 | 0.1 | 0.1 | 0.1 | N |  |  | OP | X | 8 | 1923 |  |  | N | Electric Utility | 1 | X X X: X; DFO RC RC: WAT |  |  | N | N |  | 10M | [23 empty] | N
Vintage1932 | petroleum | TRUE | 3156 | Village of Cashton - (WI) | 4107 | Cashton | WI | Monroe | 3 | Petroleum Liquids | IC |  | S | X | X |  |  | 0.4 | 0.8 | 0.4 | 0.4 | 0.4 | N |  |  | OP | X | 8 | 1932 |  |  | N | Electric Utility | 1 | X X X: X; DFO RC RC: DFO |  |  | N |  |  | 1H | [23 empty] | N
Vintage1970 | natural gas peaker | TRUE | 3156 | Village of Cashton - (WI) | 4107 | Cashton | WI | Monroe | 5 | Natural Gas Internal Combustion Engine | IC |  | S | X | X |  |  | 1.1 | 0.8 | 1.1 | 1.1 | 1.1 | N |  |  | OP | X | 1 | 1970 |  |  | N | Electric Utility | 1 | X X X: X; DFO RC RC: NG; DFO SUB SUB: DFO |  |  | N |  |  | 1H | [23 empty] | Y | N | Y
Vintage2002 | petroleum | TRUE | 3156 | Village of Cashton - (WI) | 4107 | Cashton | WI | Monroe | 6 | Petroleum Liquids | IC |  | S | X | X |  |  | 2 | 0.8 | 2 | 2 | 1.5 | N |  |  | OP | X | 1 | 2002 |  |  | N | Electric Utility | 1 | X X X: X; DFO RC RC: DFO |  |  | N |  |  | 1H | [23 empty] | N
Vintage1945 | petroleum | TRUE | 4627 | City of Cumberland - (WI) | 4112 | Cumberland (WI) | WI | Barron | 1 | Petroleum Liquids | IC |  | S | X | X |  |  | 0.7 | 0.8 | 0.7 | 0.7 | 0.6 | N |  |  | OP | X | 2 | 1945 |  |  | N | Electric Utility | 1 | X X X: X; DFO RC RC: DFO; DFO DFO DFO: DFO |  |  | N | N |  | 1H | [23 empty] | N | N
Vintage1939 | petroleum | TRUE | 4627 | City of Cumberland - (WI) | 4112 | Cumberland (WI) | WI | Barron | 2 | Petroleum Liquids | IC |  | S | X | X |  |  | 0.3 | 0.8 | 0.3 | 0.3 | 0.2 | N |  |  | OP | X | 8 | 1939 |  |  | N | Electric Utility | 1 | X X X: X; DFO RC RC: DFO; DFO DFO DFO: DFO |  |  | N | N |  | 1H | [23 empty] | N | N
Vintage1939 | petroleum | TRUE | 4627 | City of Cumberland - (WI) | 4112 | Cumberland (WI) | WI | Barron | 3 | Petroleum Liquids | IC |  | S | X | X |  |  | 0.3 | 0.8 | 0.3 | 0.3 | 0.2 | N |  |  | OP | X | 8 | 1939 |  |  | N | Electric Utility | 1 | X X X: X; DFO RC RC: DFO; DFO DFO DFO: DFO |  |  | N | N |  | 1H | [23 empty] | N | N
Vintage1954 | petroleum | TRUE | 4627 | City of Cumberland - (WI) | 4112 | Cumberland (WI) | WI | Barron | 4 | Petroleum Liquids | IC |  | S | X | X |  |  | 1.3 | 0.8 | 1.2 | 1.2 | 1.2 | N |  |  | OP | X | 5 | 1954 |  |  | N | Electric Utility | 1 | X X X: X; DFO RC RC: DFO; DFO DFO DFO: DFO |  |  | N | N |  | 1H | [23 empty] | N | N
Vintage1966 | natural gas peaker | TRUE | 4627 | City of Cumberland - (WI) | 4112 | Cumberland (WI) | WI | Barron | 5 | Natural Gas Internal Combustion Engine | IC |  | S | X | X |  |  | 2 | 0.8 | 2.1 | 2.1 | 2 | N |  |  | OP | X | 7 | 1966 |  |  | N | Electric Utility | 1 | X X X: X; DFO RC RC: NG; DFO SUB SUB: DFO; DFO DFO DFO: DFO |  |  | N | N |  | 1H | [23 empty] | Y | Y | Y
Vintage1979 | petroleum | TRUE | 4627 | City of Cumberland - (WI) | 4112 | Cumberland (WI) | WI | Barron | 6 | Petroleum Liquids | IC |  | S | X | X |  |  | 7.2 | 1 | 6.7 | 6.7 | 6.7 | N |  |  | OP | X | 4 | 1979 |  |  | N | Electric Utility | 1 | X X X: X; DFO RC RC: DFO; DFO DFO DFO: DFO |  |  | N | N |  | 1H | [23 empty] | N | N
Vintage2001 | natural gas peaker | TRUE | 4627 | City of Cumberland - (WI) | 4112 | Cumberland (WI) | WI | Barron | 7 | Natural Gas Internal Combustion Engine | IC |  | S | X | X |  |  | 6.6 | 0.9 | 6.2 | 6.2 | 6.2 | N |  |  | OP | X | 11 | 2001 |  |  | N | Electric Utility | 1 | X X X: X; DFO RC RC: NG; DFO SUB SUB: DFO; DFO DFO DFO: DFO |  |  | N | N |  | 1H | [23 empty] | Y | Y | Y
Vintage2001 | natural gas peaker | TRUE | 4627 | City of Cumberland - (WI) | 4112 | Cumberland (WI) | WI | Barron | 8 | Natural Gas Internal Combustion Engine | IC |  | S | X | X |  |  | 3.5 | 0.8 | 3.5 | 3.5 | 3.5 | N |  |  | OP | X | 12 | 2001 |  |  | N | Electric Utility | 1 | X X X: X; DFO RC RC: NG; DFO SUB SUB: DFO; DFO DFO DFO: DFO |  |  | N | N |  | 1H | [23 empty] | Y | Y | Y
Vintage2005 | petroleum | TRUE | 5834 | City of Elroy - (WI) | 4113 | Elroy | WI | Juneau | 1A | Petroleum Liquids | IC |  | S | X | X | BTM |  | 2.3 | 1 | 2.2 | 2.3 | 0.5 | N |  |  | OP | X | 2 | 2005 |  |  | N | Electric Utility | 1 | X X X: X; DFO RC RC: DFO |  |  | N | N |  | 10M | [23 empty] | N | N | N
Vintage2005 | petroleum | TRUE | 5834 | City of Elroy - (WI) | 4113 | Elroy | WI | Juneau | 2A | Petroleum Liquids | IC |  | S | X | X | BTM |  | 2.3 | 1 | 2.2 | 2.3 | 0.5 | N |  |  | OP | X | 2 | 2005 |  |  | N | Electric Utility | 1 | X X X: X; DFO RC RC: DFO |  |  | N | N |  | 10M | [23 empty] | N | N | N
Vintage1973 | petroleum | TRUE | 5834 | City of Elroy - (WI) | 4113 | Elroy | WI | Juneau | 5 | Petroleum Liquids | IC |  | S | X | X | BTM |  | 2 | 1 | 2.2 | 2.2 | 0.5 | N |  |  | OP | X | 5 | 1973 |  |  | N | Electric Utility | 1 | X X X: X; DFO RC RC: DFO; DFO SUB SUB: NG |  |  | N | N |  | 1H | [23 empty] | Y | Y | Y
Vintage1964 | petroleum | TRUE | 6274 | City of Fennimore - (WI) | 4114 | Fennimore | WI | Grant | 4 | Petroleum Liquids | IC |  | S | X | X |  |  | 1.1 | 0.8 | 1.1 | 1.1 | 0.5 | N |  |  | SB | Y | 2 | 1964 |  |  | N | Electric Utility | 1 | X X X: X; DFO RC RC: DFO |  |  | N | N |  | 1H | [23 empty] | N | N | N
Vintage1952 | petroleum | TRUE | 6274 | City of Fennimore - (WI) | 4114 | Fennimore | WI | Grant | 5 | Petroleum Liquids | IC |  | S | X | X |  |  | 0.9 | 0.8 | 0.9 | 0.9 | 0.5 | N |  |  | SB | Y | 2 | 1952 |  |  | N | Electric Utility | 1 | X X X: X; DFO RC RC: DFO |  |  | N | N |  | 1H | [23 empty] | N | N | N
Vintage1999 | petroleum | TRUE | 6274 | City of Fennimore - (WI) | 4114 | Fennimore | WI | Grant | 6 | Petroleum Liquids | IC |  | S | X | X |  |  | 1.8 | 0.8 | 1.8 | 1.8 | 0.5 | N |  |  | SB | Y | 12 | 1999 |  |  | N | Electric Utility | 1 | X X X: X; DFO RC RC: DFO |  |  | N | N |  | 1H | [23 empty] | N | N | N
Vintage1999 | petroleum | TRUE | 6274 | City of Fennimore - (WI) | 4114 | Fennimore | WI | Grant | 7 | Petroleum Liquids | IC |  | S | X | X |  |  | 1.8 | 0.8 | 1.8 | 1.8 | 0.5 | N |  |  | SB | Y | 12 | 1999 |  |  | N | Electric Utility | 1 | X X X: X; DFO RC RC: DFO |  |  | N | N |  | 1H | [23 empty] | N | N | N
Vintage1999 | petroleum | TRUE | 6274 | City of Fennimore - (WI) | 4114 | Fennimore | WI | Grant | 8 | Petroleum Liquids | IC |  | S | X | X |  |  | 1.8 | 0.8 | 1.8 | 1.8 | 0.5 | N |  |  | SB | Y | 12 | 1999 |  |  | N | Electric Utility | 1 | X X X: X; DFO RC RC: DFO |  |  | N | N |  | 1H | [23 empty] | N | N | N
Vintage1969 | natural gas peaker | TRUE | 10056 | City of Kaukauna | 4118 | Kaukauna Gas Turbine | WI | Outagamie | GT1 | Natural Gas Fired Combustion Turbine | GT |  | S | X | X |  |  | 18 | 0.9 | 15.8 | 18.3 | 2 | N |  |  | OP | X | 5 | 1969 |  |  | N | Electric Utility | 1 | [11 empty] | N | N |  | 1H | [23 empty] | N | N | bar: X X X to DFO RC RC
Vintage1948 | hydro | TRUE | 10056 | City of Kaukauna | 4119 | Little Chute | WI | Outagamie | 1 | Conventional Hydroelectric | HY |  | S | X | X |  |  | 1.1 | 0.9 | 1.1 | 1.1 | 0.2 | N |  |  | OP | X | 6 | 1948 |  |  | N | Electric Utility | 1 | X X X: X; DFO RC RC: WAT |  |  | N | N | 0 | 1H | [23 empty] | N
Vintage1948 | hydro | TRUE | 10056 | City of Kaukauna | 4119 | Little Chute | WI | Outagamie | 2 | Conventional Hydroelectric | HY |  | S | X | X |  |  | 1.1 | 0.9 | 1.1 | 1.1 | 0.2 | N |  |  | OP | X | 6 | 1948 |  |  | N | Electric Utility | 1 | X X X: X; DFO RC RC: WAT |  |  | N | N | 0 | 1H | [23 empty] | N
Vintage1948 | hydro | TRUE | 10056 | City of Kaukauna | 4119 | Little Chute | WI | Outagamie | 3 | Conventional Hydroelectric | HY |  | S | X | X |  |  | 1.1 | 0.9 | 1.1 | 1.1 | 0.2 | N |  |  | OP | X | 6 | 1948 |  |  | N | Electric Utility | 1 | X X X: X; DFO RC RC: WAT |  |  | N | N | 0 | 1H | [23 empty] | N
Vintage2014 | hydro | TRUE | 10056 | City of Kaukauna | 4120 | New Badger | WI | Outagamie | 3 | Conventional Hydroelectric | HY |  | S | X | X |  |  | 4.1 | 1 | 4 | 4 | 0.5 | N |  |  | OP | X | 1 | 2014 |  |  | N | Electric Utility | 1 | X X X: X; DFO RC RC: WAT | [5 empty] | 10M | [23 empty] | N
Vintage2014 | hydro | TRUE | 10056 | City of Kaukauna | 4120 | New Badger | WI | Outagamie | 4 | Conventional Hydroelectric | HY |  | S | X | X |  |  | 4.1 | 1 | 4 | 4 | 0.5 | N |  |  | OP | X | 1 | 2014 |  |  | N | Electric Utility | 1 | X X X: X; DFO RC RC: WAT | [5 empty] | 10M | [23 empty] | N
Vintage1926 | hydro | TRUE | 10056 | City of Kaukauna | 4122 | Rapide Croche | WI | Outagamie | 1 | Conventional Hydroelectric | HY |  | S | X | X |  |  | 0.6 | 0.9 | 0.6 | 0.6 | 0.2 | N |  |  | OP | X | 1 | 1926 |  |  | N | Electric Utility | 1 | X X X: X; DFO RC RC: WAT |  |  |  |  | 0 | 1H | [23 empty] | N
Vintage1926 | hydro | TRUE | 10056 | City of Kaukauna | 4122 | Rapide Croche | WI | Outagamie | 2 | Conventional Hydroelectric | HY |  | S | X | X |  |  | 0.6 | 0.9 | 0.6 | 0.6 | 0.2 | N |  |  | OP | X | 1 | 1926 |  |  | N | Electric Utility | 1 | X X X: X; DFO RC RC: WAT |  |  |  |  | 0 | 1H | [23 empty] | N
Vintage1926 | hydro | TRUE | 10056 | City of Kaukauna | 4122 | Rapide Croche | WI | Outagamie | 3 | Conventional Hydroelectric | HY |  | S | X | X |  |  | 0.6 | 0.9 | 0.6 | 0.6 | 0.2 | N |  |  | OP | X | 1 | 1926 |  |  | N | Electric Utility | 1 | X X X: X; DFO RC RC: WAT |  |  |  |  | 0 | 1H | [23 empty] | N
Vintage1926 | hydro | TRUE | 10056 | City of Kaukauna | 4122 | Rapide Croche | WI | Outagamie | 4 | Conventional Hydroelectric | HY |  | S | X | X |  |  | 0.6 | 0.9 | 0.6 | 0.6 | 0.2 | N |  |  | OP | X | 1 | 1926 |  |  | N | Electric Utility | 1 | X X X: X; DFO RC RC: WAT |  |  |  |  | 0 | 1H | [23 empty] | N
Vintage1990 | petroleum | TRUE | 10525 | La Farge Municipal Electric Co | 4124 | La Farge | WI | Vernon | 2A | Petroleum Liquids | IC |  | S | X | X |  |  | 1.5 | 1 | 1.5 | 1.5 | 1.4 | N |  |  | OP | X | 10 | 1990 |  |  | N | Electric Utility | 1 | X X X: X; DFO RC RC: DFO |  |  | N | N |  | 10M | [23 empty] | N | N | N
Vintage1955 | biomass | TRUE | 11571 | Manitowoc Public Utilities | 4125 | Manitowoc | WI | Manitowoc | 5 | Wood/Wood Waste Biomass | ST |  | S | X | X | WPS.LAKEFRN95 |  | 22 | 0.8 | 22 | 22 | 6 | N |  |  | OP | X | 6 | 1955 |  |  | N | Electric Utility | 1 | X | WDS | PC | BIT | SUB |  |  | NG |  |  |  | N | N |  | 12H | Y |  |  |  | Y | [18 empty] | Y | Y
Vintage1962 | biomass | TRUE | 11571 | Manitowoc Public Utilities | 4125 | Manitowoc | WI | Manitowoc | 6 | Wood/Wood Waste Biomass | ST |  | S | X | X | WPS.LAKEFRN96 |  | 32 | 0.8 | 22 | 22 | 6 | N |  |  | OP | X | 6 | 1962 |  |  | N | Electric Utility | 1 | X | WDS | PC | BIT | SUB |  |  | NG |  |  |  | N | N |  | 12H | Y |  |  |  | Y | [18 empty] | Y | Y
Vintage2007 | petroleum | TRUE | 11571 | Manitowoc Public Utilities | 4125 | Manitowoc | WI | Manitowoc | 9 | Petroleum Coke | ST |  | S | X | X | WPS.LAKEFRN99 |  | 63.4 | 0.8 | 58.4 | 58.4 | 14 | N |  |  | OP | X | 4 | 2007 |  |  | Y | Electric Utility | 1 | T | PC | WDS | BIT | SUB |  |  | NG |  |  |  | N | N |  | OVER | Y |  |  |  | Y | [18 empty] | Y | Y | N
Vintage1966 | petroleum | TRUE | 13466 | City of New Lisbon | 4130 | New Lisbon | WI | Juneau | 2 | Petroleum Liquids | IC |  | S | X | X |  |  | 1.3 | 0.8 | 1.2 | 1.2 | 1.1 | N |  |  | OP | X | 1 | 1966 |  |  | N | Electric Utility | 1 | X X X: X; DFO RC RC: DFO |  |  | N |  |  | 12H | [23 empty] | N
Vintage1977 | petroleum | TRUE | 13466 | City of New Lisbon | 4130 | New Lisbon | WI | Juneau | 5 | Petroleum Liquids | IC |  | S | X | X |  |  | 2.4 | 0.8 | 2.4 | 2.4 | 2.3 | N |  |  | OP | X | 1 | 1977 |  |  | N | Electric Utility | 1 | X X X: X; DFO RC RC: DFO |  |  | N |  |  | 12H | [23 empty] | N
Vintage2005 | petroleum | TRUE | 13466 | City of New Lisbon | 4130 | New Lisbon | WI | Juneau | 6 | Petroleum Liquids | IC |  | S | X | X |  |  | 2.3 | 0.8 | 2 | 2.1 | 2 | N |  |  | OP | X | 7 | 2005 |  |  | N | Electric Utility | 1 | X X X: X; DFO RC RC: DFO |  |  | N |  |  | 12H | [23 empty] | N
Vintage2005 | petroleum | TRUE | 13466 | City of New Lisbon | 4130 | New Lisbon | WI | Juneau | 7 | Petroleum Liquids | IC |  | S | X | X |  |  | 2.3 | 0.8 | 2 | 2.1 | 2 | N |  |  | OP | X | 7 | 2005 |  |  | N | Electric Utility | 1 | X X X: X; DFO RC RC: DFO |  |  | N |  |  | 12H | [23 empty] | N
Vintage2002 | petroleum | TRUE | 19867 | Village of Viola - (WI) | 4139 | Viola | WI | Richland | 3 | Petroleum Liquids | IC |  | S | X | X |  |  | 1.8 | 1 | 1.8 | 1.8 | 1.7 | N |  |  | OP | X | 1 | 2002 |  |  | N | Electric Utility | 1 | X X X: X; DFO RC RC: DFO |  |  | N | N |  | 10M | [23 empty] | N
Vintage1951 | hydro | TRUE | 4716 | Dairyland Power Coop | 4142 | Flambeau Hydroelectric Station | WI | Rusk | 1 | Conventional Hydroelectric | HY |  | S | X | X | DPC.FLAMBEAU | DPC.DPC | 7.9 | 0.8 | 8.1 | 8.1 | 0.5 | N |  |  | OP | X | 3 | 1951 |  |  | N | Electric Utility | 1 | X X X: X; DFO RC RC: WAT |  |  | N | N |  | 10M
Vintage1951 | hydro | TRUE | 4716 | Dairyland Power Coop | 4142 | Flambeau Hydroelectric Station | WI | Rusk | 2 | Conventional Hydroelectric | HY |  | S | X | X | DPC.FLAMBEAU | DPC.DPC | 6.2 | 0.8 | 8 | 8 | 0.5 | N |  |  | OP | X | 1 | 1951 |  |  | N | Electric Utility | 1 | X X X: X; DFO RC RC: WAT |  |  | N | N |  | 10M
Vintage1951 | hydro | TRUE | 4716 | Dairyland Power Coop | 4142 | Flambeau Hydroelectric Station | WI | Rusk | 3 | Conventional Hydroelectric | HY |  | S | X | X | DPC.FLAMBEAU | DPC.DPC | 7.9 | 0.8 | 8 | 8 | 0.5 | N |  |  | OP | X | 1 | 1951 |  |  | N | Electric Utility | 1 | X X X: X; DFO RC RC: WAT |  |  | N | N |  | 10M
Vintage1949 | hydro | TRUE | 13964 | Oconto Electric Cooperative | 4147 | Stiles | WI | Oconto | 1 | Conventional Hydroelectric | HY |  | S | X | X |  |  | 0.5 | 0.8 | 0.3 | 0.3 | 0.1 | N |  |  | OP | X | 3 | 1949 |  |  | N | Electric Utility | 1 | X X X: X; DFO RC RC: WAT |  |  | N | N |  | 10M
Vintage1949 | hydro | TRUE | 13964 | Oconto Electric Cooperative | 4147 | Stiles | WI | Oconto | 2 | Conventional Hydroelectric | HY |  | S | X | X |  |  | 0.5 | 0.8 | 0.3 | 0.3 | 0.1 | N |  |  | OP | X | 3 | 1949 |  |  | N | Electric Utility | 1 | X X X: X; DFO RC RC: WAT |  |  | N | N |  | 10M
Vintage1952 | petroleum | TRUE | 20153 | Washington Island El Coop, Inc | 4148 | Washington Island | WI | Door | 2 | Petroleum Liquids | IC |  | S | X | X |  |  | 0.1 | 0.8 | 0.1 | 0.1 | 0.1 | N |  |  | OP | X | 8 | 1952 |  |  | N | Electric Utility | 1 | X X X: X; DFO RC RC: DFO | [5 empty] | 1H | [23 empty] | N | N | N
Vintage1945 | petroleum | TRUE | 20153 | Washington Island El Coop, Inc | 4148 | Washington Island | WI | Door | 3 | Petroleum Liquids | IC |  | S | X | X |  |  | 0.1 | 0.8 | 0.1 | 0.1 | 0.1 | N |  |  | OP | X | 12 | 1945 |  |  | N | Electric Utility | 1 | X X X: X; DFO RC RC: DFO | [5 empty] | 1H | [23 empty] | N | N | N
Vintage1951 | petroleum | TRUE | 20153 | Washington Island El Coop, Inc | 4148 | Washington Island | WI | Door | 4 | Petroleum Liquids | IC |  | S | X | X |  |  | 0.2 | 0.8 | 0.2 | 0.2 | 0.2 | N |  |  | OP | X | 4 | 1951 |  |  | N | Electric Utility | 1 | X X X: X; DFO RC RC: DFO | [5 empty] | 1H | [23 empty] | N | N | N
Vintage1968 | petroleum | TRUE | 20153 | Washington Island El Coop, Inc | 4148 | Washington Island | WI | Door | 5 | Petroleum Liquids | IC |  | S | X | X |  |  | 0.5 | 0.8 | 0.5 | 0.5 | 0.1 | N |  |  | OP | X | 6 | 1968 |  |  | N | Electric Utility | 1 | X X X: X; DFO RC RC: DFO | [5 empty] | 1H | [23 empty] | N | N | N
Vintage1972 | petroleum | TRUE | 20153 | Washington Island El Coop, Inc | 4148 | Washington Island | WI | Door | 6 | Petroleum Liquids | IC |  | S | X | X |  |  | 0.9 | 0.8 | 0.9 | 0.9 | 0.1 | N |  |  | OP | X | 7 | 1972 |  |  | N | Electric Utility | 1 | X X X: X; DFO RC RC: DFO | [5 empty] | 1H | [23 empty] | N | N | N
Vintage1997 | petroleum | TRUE | 20153 | Washington Island El Coop, Inc | 4148 | Washington Island | WI | Door | 7 | Petroleum Liquids | IC |  | S | X | X |  |  | 1.6 | 0.8 | 1.6 | 1.6 | 0.1 | N |  |  | OP | X | 1 | 1997 |  |  | N | Electric Utility | 1 | X X X: X; DFO RC RC: DFO | [5 empty] | 1H | [23 empty] | N | N | N
Vintage1997 | petroleum | TRUE | 20153 | Washington Island El Coop, Inc | 4148 | Washington Island | WI | Door | 8 | Petroleum Liquids | IC |  | S | X | X |  |  | 1.6 | 0.8 | 1.6 | 1.6 | 0.1 | N |  |  | OP | X | 1 | 1997 |  |  | N | Electric Utility | 1 | X X X: X; DFO RC RC: DFO | [5 empty] | 1H | [23 empty] | N | N | N
Vintage1959 | hard coal | TRUE | 14354 | PacifiCorp | 4158 | Dave Johnston | WY | Converse | 1 | Conventional Steam Coal | ST |  | S | X | X |  |  | 133.6 | 0.85 | 93 | 99 | 45 | N |  |  | OP | X | 2 | 1959 | 12 | 2027 | N | Electric Utility | 1 | X X X: X; DFO RC RC: RC; DFO SUB SUB: SUB; DFO DFO DFO: DFO; DFO DFO DFO: DFO |  |  | N |  |  | OVER |  | Y |  |  | Y | [18 empty] | N
Vintage1961 | hard coal | TRUE | 14354 | PacifiCorp | 4158 | Dave Johnston | WY | Converse | 2 | Conventional Steam Coal | ST |  | S | X | X |  |  | 133.6 | 0.85 | 102 | 106 | 45 | N |  |  | OP | X | 1 | 1961 | 12 | 2027 | N | Electric Utility | 1 | X X X: X; DFO RC RC: RC; DFO SUB SUB: SUB; DFO DFO DFO: DFO; DFO DFO DFO: DFO |  |  | N |  |  | OVER |  | Y |  |  | Y | [18 empty] | N
Vintage1964 | hard coal | TRUE | 14354 | PacifiCorp | 4158 | Dave Johnston | WY | Converse | 3 | Conventional Steam Coal | ST |  | S | X | X |  |  | 255 | 0.9 | 220 | 220 | 100 | N |  |  | OP | X | 12 | 1964 | 12 | 2027 | N | Electric Utility | 1 | X X X: X; DFO RC RC: RC; DFO SUB SUB: SUB; DFO DFO DFO: DFO; DFO DFO DFO: DFO |  |  | N |  |  | OVER |  | Y |  |  | Y | [18 empty] | N
Vintage1972 | hard coal | TRUE | 14354 | PacifiCorp | 4158 | Dave Johnston | WY | Converse | 4 | Conventional Steam Coal | ST |  | S | X | X |  |  | 400 | 0.9 | 330 | 330 | 125 | N |  |  | OP | X | 7 | 1972 | 12 | 2027 | N | Electric Utility | 1 | X X X: X; DFO RC RC: RC; DFO SUB SUB: SUB; DFO DFO DFO: DFO; DFO DFO DFO: DFO |  |  | N |  |  | OVER |  | Y |  |  | Y | [18 empty] | N
Vintage1963 | hard coal | TRUE | 14354 | PacifiCorp | 4162 | Naughton | WY | Lincoln | 1 | Conventional Steam Coal | ST |  | S | X | X |  |  | 192 | 0.85 | 156 | 156 | 21 | N |  |  | OP | X | 5 | 1963 | 12 | 2025 | N | Electric Utility | 1 | X X X: X; DFO RC RC: SUB; DFO SUB SUB: NG; DFO DFO DFO: NG |  |  | N |  |  | OVER |  | Y |  |  | Y | [18 empty] | N
Vintage1968 | hard coal | TRUE | 14354 | PacifiCorp | 4162 | Naughton | WY | Lincoln | 2 | Conventional Steam Coal | ST |  | S | X | X |  |  | 256 | 0.85 | 201 | 201 | 28 | N |  |  | OP | X | 10 | 1968 | 12 | 2025 | N | Electric Utility | 1 | X X X: X; DFO RC RC: SUB; DFO SUB SUB: NG; DFO DFO DFO: NG |  |  | N |  |  | OVER |  | Y |  |  | Y | [18 empty] | N
Vintage1971 | natural gas steam turbine | TRUE | 14354 | PacifiCorp | 4162 | Naughton | WY | Lincoln | 3 | Natural Gas Steam Turbine | ST |  | S | X | X |  |  | 384 | 0.85 | 247 | 247 | 27 | N |  |  | OP | X | 10 | 1971 | 12 | 2029 | N | Electric Utility | 1 | [11 empty] | N |  |  | OVER |  | N |  |  | N | [18 empty] | N | bar: X X X to DFO RC RC; DFO DFO DFO
Vintage1961 | hydro | TRUE | 2518 | U S Bureau of Reclamation | 4176 | Fremont Canyon | WY | Natrona | 1 | Conventional Hydroelectric | HY |  | S | X | X |  |  | 33.4 | 0.95 | 33.4 | 33.4 | 0 | N |  |  | OP | X | 1 | 1961 |  |  | N | Electric Utility | 1 | X X X: X; DFO RC RC: WAT | [5 empty] | 10M
Vintage1960 | hydro | TRUE | 2518 | U S Bureau of Reclamation | 4176 | Fremont Canyon | WY | Natrona | 2 | Conventional Hydroelectric | HY |  | S | X | X |  |  | 33.4 | 0.95 | 33.4 | 33.4 | 0 | N |  |  | OP | X | 12 | 1960 |  |  | N | Electric Utility | 1 | X X X: X; DFO RC RC: WAT | [5 empty] | 10M
Vintage1958 | hydro | TRUE | 2518 | U S Bureau of Reclamation | 4177 | Glendo | WY | Platte | 1 | Conventional Hydroelectric | HY |  | S | X | X |  |  | 19 | 1 | 19 | 17.5 | 0 | N |  |  | OP | X | 12 | 1958 |  |  | N | Electric Utility | 1 | X X X: X; DFO RC RC: WAT | [5 empty] | 10M
Vintage1959 | hydro | TRUE | 2518 | U S Bureau of Reclamation | 4177 | Glendo | WY | Platte | 2 | Conventional Hydroelectric | HY |  | S | X | X |  |  | 19 | 1 | 19 | 19 | 0 | N |  |  | OP | X | 4 | 1959 |  |  | N | Electric Utility | 1 | X X X: X; DFO RC RC: WAT | [5 empty] | 10M
Vintage1927 | hydro | TRUE | 2518 | U S Bureau of Reclamation | 4178 | Guernsey | WY | Platte | 1 | Conventional Hydroelectric | HY |  | S | X | X |  |  | 3.2 | 1 | 3.2 | 2.9 | 0 | N |  |  | OP | X | 7 | 1927 |  |  | N | Electric Utility | 1 | X X X: X; DFO RC RC: WAT | [5 empty] | 10M
Vintage1928 | hydro | TRUE | 2518 | U S Bureau of Reclamation | 4178 | Guernsey | WY | Platte | 2 | Conventional Hydroelectric | HY |  | S | X | X |  |  | 3.2 | 1 | 3.2 | 3.2 | 0 | N |  |  | OP | X | 1 | 1928 |  |  | N | Electric Utility | 1 | X X X: X; DFO RC RC: WAT | [5 empty] | 10M
Vintage1951 | hydro | TRUE | 2518 | U S Bureau of Reclamation | 4180 | Kortes | WY | Carbon | 1 | Conventional Hydroelectric | HY |  | S | X | X |  |  | 12 | 0.9 | 12.2 | 12.2 | 0 | N |  |  | OP | X | 1 | 1951 |  |  | N | Electric Utility | 1 | X X X: X; DFO RC RC: WAT | [5 empty] | 10M
Vintage1950 | hydro | TRUE | 2518 | U S Bureau of Reclamation | 4180 | Kortes | WY | Carbon | 2 | Conventional Hydroelectric | HY |  | S | X | X |  |  | 12 | 0.9 | 12.2 | 12.2 | 0 | N |  |  | OP | X | 8 | 1950 |  |  | N | Electric Utility | 1 | X X X: X; DFO RC RC: WAT | [5 empty] | 10M
Vintage1950 | hydro | TRUE | 2518 | U S Bureau of Reclamation | 4180 | Kortes | WY | Carbon | 3 | Conventional Hydroelectric | HY |  | S | X | X |  |  | 12 | 0.9 | 12.2 | 12.2 | 0 | N |  |  | OP | X | 6 | 1950 |  |  | N | Electric Utility | 1 | X X X: X; DFO RC RC: WAT | [5 empty] | 10M
Vintage1939 | hydro | TRUE | 2518 | U S Bureau of Reclamation | 4182 | Seminoe | WY | Carbon | 1 | Conventional Hydroelectric | HY |  | S | X | X |  |  | 17.2 | 1 | 17.2 | 17.2 | 0 | N |  |  | OP | X | 8 | 1939 |  |  | N | Electric Utility | 1 | X X X: X; DFO RC RC: WAT | [5 empty] | 10M
Vintage1939 | hydro | TRUE | 2518 | U S Bureau of Reclamation | 4182 | Seminoe | WY | Carbon | 2 | Conventional Hydroelectric | HY |  | S | X | X |  |  | 17.2 | 1 | 17.2 | 17.2 | 0 | N |  |  | OP | X | 8 | 1939 |  |  | N | Electric Utility | 1 | X X X: X; DFO RC RC: WAT | [5 empty] | 10M
Vintage1939 | hydro | TRUE | 2518 | U S Bureau of Reclamation | 4182 | Seminoe | WY | Carbon | 3 | Conventional Hydroelectric | HY |  | S | X | X |  |  | 17.2 | 1 | 17.2 | 17.2 | 0 | N |  |  | OP | X | 8 | 1939 |  |  | N | Electric Utility | 1 | X X X: X; DFO RC RC: WAT | [5 empty] | 10M
Vintage1922 | hydro | TRUE | 2518 | U S Bureau of Reclamation | 4183 | Shoshone (WY) | WY | Park | 1 | Conventional Hydroelectric | HY |  | S | X | X |  |  | 3 | 1 | 3 | 3 | 0 | N |  |  | OP | X | 4 | 1922 |  |  | N | Electric Utility | 1 | X X X: X; DFO RC RC: WAT | [5 empty] | 10M
Vintage1968 | hydro | TRUE | 2518 | U S Bureau of Reclamation | 4185 | Fontenelle | WY | Lincoln | 1 | Conventional Hydroelectric | HY |  | S | X | X |  |  | 10 | 0.91 | 11.2 | 11.2 | 0 | N |  |  | OP | X | 5 | 1968 |  |  | N | Electric Utility | 1 | X X X: X; DFO RC RC: WAT | [5 empty] | 10M
Vintage2010 | natural gas peaker | TRUE | 7634 | City of Greenville - (TX) | 4195 | Powerlane Plant | TX | Hunt | EP | Natural Gas Internal Combustion Engine | IC |  | S | X | X | STEAM_ENG123 | STEAM_ENG123 | 8.4 | 0.8 | 8.2 | 8.2 | 4.2 | N |  |  | OP | X | 6 | 2010 |  |  | N | Electric Utility | 1 | [11 empty] | N | N |  | 1H | [23 empty] | N | N | N | bar: X X X to DFO RC RC
Vintage2010 | natural gas peaker | TRUE | 7634 | City of Greenville - (TX) | 4195 | Powerlane Plant | TX | Hunt | EP2 | Natural Gas Internal Combustion Engine | IC |  | S | X | X | STEAM_ENG123 | STEAM_ENG123 | 8.4 | 0.8 | 8.2 | 8.2 | 4.2 | N |  |  | OP | X | 6 | 2010 |  |  | N | Electric Utility | 1 | [11 empty] | N | N |  | 1H | [23 empty] | N | N | N | bar: X X X to DFO RC RC
Vintage2010 | natural gas peaker | TRUE | 7634 | City of Greenville - (TX) | 4195 | Powerlane Plant | TX | Hunt | EP3 | Natural Gas Internal Combustion Engine | IC |  | S | X | X | STEAM_ENG123 | STEAM_ENG123 | 8.4 | 0.8 | 8.2 | 8.2 | 4.2 | N |  |  | OP | X | 6 | 2010 |  |  | N | Electric Utility | 1 | [11 empty] | N | N |  | 1H | [23 empty] | N | N | N | bar: X X X to DFO RC RC
Vintage1966 | natural gas steam turbine | TRUE | 7634 | City of Greenville - (TX) | 4195 | Powerlane Plant | TX | Hunt | ST1 | Natural Gas Steam Turbine | ST |  | S | X | X | STEA_STEAM_1 | STEA_STEAM_1 | 18.8 | 0.85 | 18 | 18 | 10 | N |  |  | OP | X | 1 | 1966 |  |  | N | Electric Utility | 1 | [11 empty] | N | N |  | OVER | [23 empty] | N | N | N | bar: X X X to DFO RC RC; DFO DFO DFO
Vintage1967 | natural gas steam turbine | TRUE | 7634 | City of Greenville - (TX) | 4195 | Powerlane Plant | TX | Hunt | ST2 | Natural Gas Steam Turbine | ST |  | S | X | X | STEA_STEAM_2 | STEA_STEAM_2 | 25 | 0.85 | 23 | 23 | 10 | N |  |  | OP | X | 8 | 1967 |  |  | N | Electric Utility | 1 | X X X: X; DFO RC RC: NG; DFO SUB SUB: DFO; DFO DFO DFO: NG |  |  | N | N |  | OVER | [23 empty] | Y | N | Y
Vintage1978 | natural gas steam turbine | TRUE | 7634 | City of Greenville - (TX) | 4195 | Powerlane Plant | TX | Hunt | ST3 | Natural Gas Steam Turbine | ST |  | S | X | X | STEA_STEAM_3 | STEA_STEAM_3 | 43.2 | 0.9 | 41 | 41 | 13 | N |  |  | OP | X | 8 | 1978 |  |  | N | Electric Utility | 1 | X X X: X; DFO RC RC: NG; DFO SUB SUB: DFO; DFO DFO DFO: NG |  |  | N | N |  | OVER | [23 empty] | Y | N | Y
Vintage1988 | hydro | TRUE | 10056 | City of Kaukauna | 4201 | Combined Locks | WI | Outagamie | HC1 | Conventional Hydroelectric | HY |  | S | X | X |  |  | 3.1 | 0.9 | 3.1 | 3.1 | 0.2 | N |  |  | OA | X | 2 | 1988 |  |  | N | Electric Utility | 1 | X X X: X; DFO RC RC: WAT |  |  |  |  | 0 | 10M | [23 empty] | N
Vintage1988 | hydro | TRUE | 10056 | City of Kaukauna | 4201 | Combined Locks | WI | Outagamie | HC2 | Conventional Hydroelectric | HY |  | S | X | X |  |  | 3.1 | 0.9 | 3.1 | 3.1 | 0.2 | N |  |  | OP | X | 2 | 1988 |  |  | N | Electric Utility | 1 | X X X: X; DFO RC RC: WAT |  |  |  |  | 0 | 10M | [23 empty] | N
Vintage1994 | hydro | TRUE | 6169 | Fall River Rural Elec Coop Inc | 4204 | Island Park | ID | Fremont | HY1 | Conventional Hydroelectric | HY |  | S | X | X |  |  | 2.4 | 0.9 | 2.4 | 2.4 | 0.8 | N |  |  | OP | X | 4 | 1994 |  |  | N | Electric Utility | 1 | X X X: X; DFO RC RC: WAT |  |  | N | N |  | 12H | [23 empty] | N
Vintage1994 | hydro | TRUE | 6169 | Fall River Rural Elec Coop Inc | 4204 | Island Park | ID | Fremont | HY2 | Conventional Hydroelectric | HY |  | S | X | X |  |  | 2.4 | 0.9 | 2.4 | 2.4 | 0.8 | N |  |  | OP | X | 4 | 1994 |  |  | N | Electric Utility | 1 | X X X: X; DFO RC RC: WAT |  |  | N | N |  | 12H | [23 empty] | N
Vintage1982 | hydro | TRUE | 25835 | Portland City of | 4213 | PHP 1 | OR | Multnomah | 1 | Conventional Hydroelectric | HY |  | S | X | X |  |  | 23.7 | 0.95 | 24 | 24 | 12 | N |  |  | OP | X | 2 | 1982 |  |  | N | Electric Utility | 1 | X X X: X; DFO RC RC: WAT |  |  | N | N |  | 1H | [23 empty] | N
Vintage1982 | hydro | TRUE | 25835 | Portland City of | 4214 | PHP 2 | OR | Clackamas | 2 | Conventional Hydroelectric | HY |  | S | X | X |  |  | 11.8 | 0.95 | 13.5 | 13.5 | 0.9 | N |  |  | OP | X | 2 | 1982 |  |  | N | Electric Utility | 1 | X X X: X; DFO RC RC: WAT |  |  | N | N |  | 1H | [23 empty] | N
Vintage2002 | natural gas peaker | TRUE | 11135 | City of Logan - (UT) | 4251 | Logan City | UT | Cache | 1 | Natural Gas Fired Combustion Turbine | GT |  | S | X | X |  |  | 5.3 | 0.8 | 4.5 | 5.2 | 3 | N |  |  | OP | X | 7 | 2002 |  |  | N | Electric Utility | 1 | [11 empty] | N | N |  | 1H | [23 empty] | N | N | N | bar: X X X to DFO RC RC
Vintage2002 | natural gas peaker | TRUE | 11135 | City of Logan - (UT) | 4251 | Logan City | UT | Cache | 2 | Natural Gas Fired Combustion Turbine | GT |  | S | X | X |  |  | 5.3 | 0.8 | 4.5 | 5.2 | 3 | N |  |  | OP | X | 7 | 2002 |  |  | N | Electric Utility | 1 | [11 empty] | N | N |  | 1H | [23 empty] | N | N | N | bar: X X X to DFO RC RC
Vintage2002 | natural gas peaker | TRUE | 11135 | City of Logan - (UT) | 4251 | Logan City | UT | Cache | 3 | Natural Gas Fired Combustion Turbine | GT |  | S | X | X |  |  | 5.3 | 0.8 | 4.5 | 5.2 | 3 | N |  |  | OP | X | 7 | 2002 |  |  | N | Electric Utility | 1 | [11 empty] | N | N |  | 1H | [23 empty] | N | N | N | bar: X X X to DFO RC RC
Vintage1986 | natural gas peaker | TRUE | 19281 | Turlock Irrigation District | 4256 | Walnut | CA | Stanislaus | 1 | Natural Gas Fired Combustion Turbine | GT |  | S | X | X |  |  | 24.9 | 0.9 | 23.5 | 24.9 | 11 | N |  |  | OP | X | 4 | 1986 |  |  | N | Electric Utility | 1 | X X X: X; DFO RC RC: NG; DFO SUB SUB: DFO |  |  | N |  |  | 10M | [23 empty] | Y | Y | Y
Vintage1986 | natural gas peaker | TRUE | 19281 | Turlock Irrigation District | 4256 | Walnut | CA | Stanislaus | 2 | Natural Gas Fired Combustion Turbine | GT |  | S | X | X |  |  | 24.9 | 0.9 | 23.5 | 24.9 | 11 | N |  |  | OP | X | 4 | 1986 |  |  | N | Electric Utility | 1 | X X X: X; DFO RC RC: NG; DFO SUB SUB: DFO |  |  | N |  |  | 10M | [23 empty] | Y | Y | Y
Vintage1995 | petroleum | TRUE | 5625 | Easton Utilities Comm | 4257 | Easton 2 | MD | Talbot | 201 | Petroleum Liquids | IC |  | S | X | X |  |  | 1.5 | 0.8 | 1.5 | 1.5 | 0 | N |  |  | OP | X | 5 | 1995 |  |  | N | Electric Utility | 1 | X X X: X; DFO RC RC: DFO |  |  | N | N |  | 1H | [20 empty] | N |  |  | N | N | N
Vintage1995 | petroleum | TRUE | 5625 | Easton Utilities Comm | 4257 | Easton 2 | MD | Talbot | 202 | Petroleum Liquids | IC |  | S | X | X |  |  | 1.5 | 0.8 | 1.5 | 1.5 | 0 | N |  |  | OP | X | 5 | 1995 |  |  | N | Electric Utility | 1 | X X X: X; DFO RC RC: DFO |  |  | N | N |  | 1H | [20 empty] | N |  |  | N | N | N
Vintage2004 | petroleum | TRUE | 5625 | Easton Utilities Comm | 4257 | Easton 2 | MD | Talbot | 203 | Petroleum Liquids | GT |  | S | X | X |  |  | 5.4 | 0.8 | 4.5 | 5.1 | 0 | N |  |  | OP | X | 11 | 2004 |  |  | N | Electric Utility | 1 | X X X: X; DFO RC RC: DFO |  |  | N | N |  | 1H | [20 empty] | N |  |  | N | N | N
Vintage2004 | petroleum | TRUE | 5625 | Easton Utilities Comm | 4257 | Easton 2 | MD | Talbot | 204 | Petroleum Liquids | GT |  | S | X | X |  |  | 5.4 | 0.8 | 4.5 | 5.1 | 0 | N |  |  | OP | X | 11 | 2004 |  |  | N | Electric Utility | 1 | X X X: X; DFO RC RC: DFO |  |  | N | N |  | 1H | [20 empty] | N |  |  | N | N | N
Vintage1978 | petroleum | TRUE | 5625 | Easton Utilities Comm | 4257 | Easton 2 | MD | Talbot | 21 | Petroleum Liquids | IC |  | S | X | X |  |  | 6.2 | 0.8 | 6.2 | 6.2 | 0 | N |  |  | OP | X | 3 | 1978 |  |  | N | Electric Utility | 1 | X X X: X; DFO RC RC: DFO |  |  | N | N |  | 1H | [20 empty] | N |  |  | N | N | N
Vintage1978 | petroleum | TRUE | 5625 | Easton Utilities Comm | 4257 | Easton 2 | MD | Talbot | 22 | Petroleum Liquids | IC |  | S | X | X |  |  | 6.2 | 0.8 | 6.2 | 6.2 | 0 | N |  |  | OP | X | 3 | 1978 |  |  | N | Electric Utility | 1 | X X X: X; DFO RC RC: DFO |  |  | N | N |  | 1H | [20 empty] | N |  |  | N | N | N
Vintage1989 | petroleum | TRUE | 5625 | Easton Utilities Comm | 4257 | Easton 2 | MD | Talbot | 23 | Petroleum Liquids | IC |  | S | X | X |  |  | 6.3 | 0.8 | 6.3 | 6.3 | 0 | N |  |  | OP | X | 6 | 1989 |  |  | N | Electric Utility | 1 | X X X: X; DFO RC RC: DFO |  |  | N | N |  | 1H | [20 empty] | N |  |  | N | N | N
Vintage1989 | petroleum | TRUE | 5625 | Easton Utilities Comm | 4257 | Easton 2 | MD | Talbot | 24 | Petroleum Liquids | IC |  | S | X | X |  |  | 6.3 | 0.8 | 6.3 | 6.3 | 0 | N |  |  | OP | X | 6 | 1989 |  |  | N | Electric Utility | 1 | X X X: X; DFO RC RC: DFO |  |  | N | N |  | 1H | [20 empty] | N |  |  | N | N | N
Vintage1982 | hydro | TRUE | 7977 | City of Hamilton - (OH) | 4258 | Greenup Hydro | OH | Scioto | 1 | Conventional Hydroelectric | HY |  | J | X | X | 112586233 |  | 23.4 | 0.98 | 23.4 | 23.4 | 1 | N |  |  | OP | X | 12 | 1982 |  |  | N | Electric Utility | 1 | X X X: X; DFO RC RC: WAT |  |  | N | N | 0 | 1H | [23 empty] | N
Vintage1982 | hydro | TRUE | 7977 | City of Hamilton - (OH) | 4258 | Greenup Hydro | OH | Scioto | 2 | Conventional Hydroelectric | HY |  | J | X | X | 112586235 |  | 23.4 | 0.98 | 23.4 | 23.4 | 1 | N |  |  | OP | X | 12 | 1982 |  |  | N | Electric Utility | 1 | X X X: X; DFO RC RC: WAT |  |  | N | N | 0 | 1H | [23 empty] | N
Vintage1982 | hydro | TRUE | 7977 | City of Hamilton - (OH) | 4258 | Greenup Hydro | OH | Scioto | 3 | Conventional Hydroelectric | HY |  | J | X | X | 112586237 |  | 23.4 | 0.98 | 23.4 | 23.4 | 1 | N |  |  | OP | X | 12 | 1982 |  |  | N | Electric Utility | 1 | X X X: X; DFO RC RC: WAT |  |  | N | N | 0 | 1H | [23 empty] | N
Vintage1987 | hydro | TRUE | 2010 | City of Bountiful | 4263 | Echo Dam | UT | Summit | 3 | Conventional Hydroelectric | HY |  | S | X | X |  |  | 1 | 0.9 | 1 | 0.9 | 0.5 | N |  |  | OP | X | 3 | 1987 |  |  | N | Electric Utility | 1 | X X X: X; DFO RC RC: WAT |  |  | N |  |  | 1H | [23 empty] | N
Vintage1987 | hydro | TRUE | 2010 | City of Bountiful | 4263 | Echo Dam | UT | Summit | NA1 | Conventional Hydroelectric | HY |  | S | X | X |  |  | 1.7 | 0.9 | 1.7 | 1.7 | 0.5 | N |  |  | OP | X | 3 | 1987 |  |  | N | Electric Utility | 1 | X X X: X; DFO RC RC: WAT |  |  | N |  |  | 1H | [23 empty] | N
Vintage1987 | hydro | TRUE | 2010 | City of Bountiful | 4263 | Echo Dam | UT | Summit | NA2 | Conventional Hydroelectric | HY |  | S | X | X |  |  | 1.7 | 0.9 | 1.7 | 1.7 | 0.5 | N |  |  | OP | X | 3 | 1987 |  |  | N | Electric Utility | 1 | X X X: X; DFO RC RC: WAT |  |  | N |  |  | 1H | [23 empty] | N
Vintage1966 | natural gas steam turbine | TRUE | 6958 | City of Garland - (TX) | 4266 | Spencer | TX | Denton | 4 | Natural Gas Steam Turbine | ST |  | S | X | X |  |  | 61.1 | 0.9 | 61 | 61 | 10 | N |  |  | OP | X | 6 | 1966 |  |  | N | Electric Utility | 1 | [14 empty] | OVER | [23 empty] | N | bar: X X X to DFO RC RC; DFO DFO DFO
Vintage1973 | natural gas steam turbine | TRUE | 6958 | City of Garland - (TX) | 4266 | Spencer | TX | Denton | 5 | Natural Gas Steam Turbine | ST |  | S | X | X |  |  | 65.4 | 0.85 | 61 | 61 | 10 | N |  |  | OP | X | 5 | 1973 |  |  | N | Electric Utility | 1 | [14 empty] | OVER | [23 empty] | N | bar: X X X to DFO RC RC; DFO DFO DFO
Vintage1985 | nuclear | TRUE | 11241 | Entergy Louisiana LLC | 4270 | Waterford 3 | LA | St Charles | 3 | Nuclear | ST |  | S | X | X | EES.WATRFD3 | EES.WATRFD3 | 1199.8 | 0.9 | 1165.4 | 1177 | 200 | N |  |  | OP | X | 9 | 1985 |  |  | N | Electric Utility | 1 | X X X: X; DFO RC RC: NUC |  |  | N |  |  | OVER | [23 empty] | N
Vintage1979 | hard coal | TRUE | 4716 | Dairyland Power Coop | 4271 | John P Madgett | WI | Buffalo | 1 | Conventional Steam Coal | ST |  | S | X | X | DPC.JPM | DPC.DPC | 387 | 0.9 | 389.8 | 392.5 | 125 | N |  |  | OP | X | 11 | 1979 |  |  | N | Electric Utility | 1 | X X X: X; DFO RC RC: SUB; DFO DFO DFO: DFO |  |  | N | N |  | OVER |  | Y |  |  | Y | [18 empty] | N | N | N
Vintage2014 | natural gas combined cycle | TRUE | 11269 | Lower Colorado River Authority | 4937 | Thomas C Ferguson | TX | Llano | CT-1 | Natural Gas Fired Combined Cycle | CT | CC1 | J | X | N | FERCCC_GT1_1 | FERCCC_GT1_1 | 185.3 | 0.85 | 168 | 181 | 95 | N |  |  | OP | X | 8 | 2014 |  |  | N | Electric Utility | 1 | [11 empty] | N | N |  | 12H |  |  |  |  | N | [15 empty] | N |  |  | N | N | N | bar: X X X to DFO RC RC
Vintage2014 | natural gas combined cycle | TRUE | 11269 | Lower Colorado River Authority | 4937 | Thomas C Ferguson | TX | Llano | CT-2 | Natural Gas Fired Combined Cycle | CT | CC1 | J | X | N | FERCCC_GT1_1 | FERCCC_GT1_1 | 185.3 | 0.85 | 168 | 181 | 95 | N |  |  | OP | X | 8 | 2014 |  |  | N | Electric Utility | 1 | [11 empty] | N | N |  | 12H |  |  |  |  | N | [15 empty] | N |  |  | N | N | N | bar: X X X to DFO RC RC
Vintage2014 | natural gas combined cycle | TRUE | 11269 | Lower Colorado River Authority | 4937 | Thomas C Ferguson | TX | Llano | STG | Natural Gas Fired Combined Cycle | CA | CC1 | J | N | X | FERCCC_GT1_1 | FERCCC_GT1_1 | 204 | 0.85 | 180 | 194 | 75 | N |  |  | OP | X | 8 | 2014 |  |  | N | Electric Utility | 1 | [11 empty] | N | N |  | 12H | [20 empty] | N |  |  | N | N | N | bar: X X X to DFO RC RC
Vintage1974 | natural gas steam turbine | TRUE | 49979 | Talen Texas, LLC | 4939 | Barney M Davis | TX | Nueces | 1 | Natural Gas Steam Turbine | ST |  | S | X | X |  |  | 352 | 0.9 | 292 | 292 | 60 | N |  |  | OP | X | 5 | 1974 |  |  | N | IPP Non-CHP | 2 | [11 empty] | N | N |  | OVER | [23 empty] | N | bar: X X X to DFO RC RC; DFO DFO DFO
Vintage1976 | natural gas combined cycle | TRUE | 49979 | Talen Texas, LLC | 4939 | Barney M Davis | TX | Nueces | 2 | Natural Gas Fired Combined Cycle | CA | CC1 | S | Y | X |  |  | 351 | 0.9 | 319 | 325 | 100 | N |  |  | OP | X | 7 | 1976 |  |  | N | IPP Non-CHP | 2 | [11 empty] | N | N |  | 12H | [23 empty] | N | bar: X X X to DFO RC RC
Vintage2010 | natural gas combined cycle | TRUE | 49979 | Talen Texas, LLC | 4939 | Barney M Davis | TX | Nueces | 3 | Natural Gas Fired Combined Cycle | CT | CC1 | S | X | N |  |  | 189.6 | 0.9 | 157 | 165 | 60 | N |  |  | OP | X | 3 | 2010 |  |  | N | IPP Non-CHP | 2 | [11 empty] | N | N |  | 12H | [23 empty] | N | bar: X X X to DFO RC RC
Vintage2010 | natural gas combined cycle | TRUE | 49979 | Talen Texas, LLC | 4939 | Barney M Davis | TX | Nueces | 4 | Natural Gas Fired Combined Cycle | CT | CC1 | S | X | N |  |  | 189.6 | 0.9 | 157 | 165 | 60 | N |  |  | OP | X | 3 | 2010 |  |  | N | IPP Non-CHP | 2 | [11 empty] | N | N |  | 12H | [23 empty] | N | bar: X X X to DFO RC RC
Vintage1974 | natural gas steam turbine | TRUE | 15474 | Public Service Co of Oklahoma | 4940 | Riverside (OK) | OK | Tulsa | 1 | Natural Gas Steam Turbine | ST |  | S | X | X |  |  | 473 | 0.9 | 454 | 454 | 126 | N |  |  | OP | X | 4 | 1974 |  |  | N | Electric Utility | 1 | X X X: X; DFO RC RC: NG; DFO SUB SUB: DFO; DFO DFO DFO: NG |  |  | N | N |  | OVER | [23 empty] | Y | Y | Y
Vintage1976 | natural gas steam turbine | TRUE | 15474 | Public Service Co of Oklahoma | 4940 | Riverside (OK) | OK | Tulsa | 2 | Natural Gas Steam Turbine | ST |  | S | X | X |  |  | 473 | 0.9 | 455 | 455 | 65 | N |  |  | OP | X | 5 | 1976 |  |  | N | Electric Utility | 1 | X X X: X; DFO RC RC: NG; DFO SUB SUB: DFO; DFO DFO DFO: NG |  |  | N | N |  | OVER | [23 empty] | Y | Y | Y
Vintage2008 | natural gas peaker | TRUE | 15474 | Public Service Co of Oklahoma | 4940 | Riverside (OK) | OK | Tulsa | 3 | Natural Gas Fired Combustion Turbine | GT |  | S | X | X |  |  | 86.5 | 0.85 | 79 | 79 | 42 | N |  |  | OP | X | 3 | 2008 |  |  | N | Electric Utility | 1 | [11 empty] | N | N |  | 1H | [23 empty] | N | bar: X X X to DFO RC RC
Vintage2008 | natural gas peaker | TRUE | 15474 | Public Service Co of Oklahoma | 4940 | Riverside (OK) | OK | Tulsa | 4 | Natural Gas Fired Combustion Turbine | GT |  | S | X | X |  |  | 86.5 | 0.85 | 79 | 79 | 42 | N |  |  | OP | X | 3 | 2008 |  |  | N | Electric Utility | 1 | [14 empty] | 1H | [23 empty] | N | bar: X X X to DFO RC RC
Vintage1976 | petroleum | TRUE | 15474 | Public Service Co of Oklahoma | 4940 | Riverside (OK) | OK | Tulsa | IC1 | Petroleum Liquids | IC |  | S | X | X |  |  | 2.7 | 0.85 | 2.8 | 2.8 | 2.8 | N |  |  | OP | X | 10 | 1976 |  |  | N | Electric Utility | 1 | X X X: X; DFO RC RC: DFO |  |  | N | N |  | 1H | [23 empty] | N
Vintage1990 | natural gas peaker | TRUE | 56606 | Calpine New Jersey Generation LLC | 5083 | Cumberland (NJ) | NJ | Cumberland | CUMB | Natural Gas Fired Combustion Turbine | GT |  | S | X | X |  |  | 99.4 | 0.9 | 86.9 | 104.1 | 78.2 | N |  |  | OP | X | 5 | 1990 |  |  | N | IPP Non-CHP | 2 | X X X: X; DFO RC RC: NG; DFO SUB SUB: KER |  |  | N |  |  | 1H | [23 empty] | Y | N | Y
Vintage2009 | natural gas peaker | TRUE | 56606 | Calpine New Jersey Generation LLC | 5083 | Cumberland (NJ) | NJ | Cumberland | CUMB2 | Natural Gas Fired Combustion Turbine | GT |  | S | X | X |  |  | 131.8 | 0.9 | 96.5 | 102 | 90 | N |  |  | OP | X | 6 | 2009 |  |  | N | IPP Non-CHP | 2 | X X X: X; DFO RC RC: NG; DFO SUB SUB: KER |  |  | N |  |  | 1H | [23 empty] | Y | N | Y
Vintage1975 | nuclear | TRUE | 9324 | Indiana Michigan Power Co | 6000 | Donald C Cook | MI | Berrien | 1 | Nuclear | ST |  | S | X | X | 40243801 | 34497125 | 1152 | 0.9 | 1009 | 1084 | 1006 | N |  |  | OP | X | 8 | 1975 |  |  | N | Electric Utility | 1 | X X X: X; DFO RC RC: NUC |  |  | N |  |  | OVER | [23 empty] | N | N | N
Vintage1978 | nuclear | TRUE | 9324 | Indiana Michigan Power Co | 6000 | Donald C Cook | MI | Berrien | 2 | Nuclear | ST |  | S | X | X | 40243803 | 34497125 | 1133.3 | 0.85 | 1168 | 1194 | 1053 | N |  |  | OP | X | 7 | 1978 |  |  | N | Electric Utility | 1 | X X X: X; DFO RC RC: NUC |  |  | N |  |  | OVER | [23 empty] | N | N | N
Vintage1977 | nuclear | TRUE | 195 | Alabama Power Co | 6001 | Joseph M Farley | AL | Houston | 1 | Nuclear | ST |  | S | X | X |  |  | 888.2 | 0.85 | 895 | 895 | 250 | N |  |  | OP | X | 12 | 1977 |  |  | N | Electric Utility | 1 | X X X: X; DFO RC RC: NUC | [5 empty] | OVER | [23 empty] | N
Vintage1981 | nuclear | TRUE | 195 | Alabama Power Co | 6001 | Joseph M Farley | AL | Houston | 2 | Nuclear | ST |  | S | X | X |  |  | 888.2 | 0.85 | 896 | 896 | 250 | N |  |  | OP | X | 7 | 1981 |  |  | N | Electric Utility | 1 | X X X: X; DFO RC RC: NUC | [5 empty] | OVER | [23 empty] | N
Vintage1978 | hard coal | TRUE | 195 | Alabama Power Co | 6002 | James H Miller Jr | AL | Jefferson | 1 | Conventional Steam Coal | ST |  | J | X | X |  |  | 705.5 | 0.85 | 687.8 | 687.8 | 300 | N |  |  | OP | X | 10 | 1978 |  |  | N | Electric Utility | 1 | X X X: X; DFO RC RC: SUB; DFO DFO DFO: NG |  |  | N |  |  | OVER |  | Y |  |  | Y | [18 empty] | N
Vintage1985 | hard coal | TRUE | 195 | Alabama Power Co | 6002 | James H Miller Jr | AL | Jefferson | 2 | Conventional Steam Coal | ST |  | J | X | X |  |  | 705.5 | 0.85 | 692.7 | 692.7 | 300 | N |  |  | OP | X | 5 | 1985 |  |  | N | Electric Utility | 1 | X X X: X; DFO RC RC: SUB; DFO DFO DFO: NG |  |  | N |  |  | OVER |  | Y |  |  | Y | [18 empty] | N
Vintage1989 | hard coal | TRUE | 195 | Alabama Power Co | 6002 | James H Miller Jr | AL | Jefferson | 3 | Conventional Steam Coal | ST |  | S | X | X |  |  | 705.5 | 0.85 | 693 | 693 | 300 | N |  |  | OP | X | 5 | 1989 |  |  | N | Electric Utility | 1 | X X X: X; DFO RC RC: SUB; DFO DFO DFO: NG |  |  | N |  |  | OVER |  | Y |  |  | Y | [18 empty] | N
Vintage1991 | hard coal | TRUE | 195 | Alabama Power Co | 6002 | James H Miller Jr | AL | Jefferson | 4 | Conventional Steam Coal | ST |  | S | X | X |  |  | 705.5 | 0.85 | 704 | 704 | 300 | N |  |  | OP | X | 3 | 1991 |  |  | N | Electric Utility | 1 | X X X: X; DFO RC RC: SUB; DFO DFO DFO: NG |  |  | N |  |  | OVER |  | Y |  |  | Y | [18 empty] | N
Vintage1979 | hard coal | TRUE | 64226 | Energy Harbor Generation LLC | 6004 | Pleasants Power Station | WV | Pleasants | 1 | Conventional Steam Coal | ST |  | S | X | X | PLEA APS26KV GEN1 | PLEA APS26KV GEN1 | 684 | 0.9 | 639 | 650 | 300 | N |  |  | OP | X | 4 | 1979 | 6 | 2023 | N | IPP Non-CHP | 2 | X X X: X; DFO RC RC: RC; DFO SUB SUB: BIT; DFO DFO DFO: NG |  |  | N | N |  | 12H |  | Y |  |  |  | Y | [17 empty] | N | N | N
Vintage1980 | hard coal | TRUE | 64226 | Energy Harbor Generation LLC | 6004 | Pleasants Power Station | WV | Pleasants | 2 | Conventional Steam Coal | ST |  | S | X | X | PLEA APS26KV GEN2 | PLEA APS26KV GEN2 | 684 | 0.9 | 639 | 650 | 300 | N |  |  | OP | X | 12 | 1980 | 6 | 2023 | N | IPP Non-CHP | 2 | X X X: X; DFO RC RC: RC; DFO SUB SUB: BIT; DFO DFO DFO: NG |  |  | N | N |  | 12H |  | Y |  |  |  | Y | [17 empty] | N | N | N
Vintage1983 | hydro | TRUE | 57280 | Eagle Creek Renewable Energy, LLC | 6006 | Racine | OH | Meigs | 1 | Conventional Hydroelectric | HY |  | W | X | X |  |  | 23.7 | 0.95 | 10 | 13 | 1 | N |  |  | OP | X | 1 | 1983 |  |  | N | IPP Non-CHP | 2 | X X X: X; DFO RC RC: WAT |  |  | N |  | 0 | 12H
Vintage1982 | hydro | TRUE | 57280 | Eagle Creek Renewable Energy, LLC | 6006 | Racine | OH | Meigs | 2 | Conventional Hydroelectric | HY |  | W | X | X |  |  | 23.7 | 0.95 | 10 | 13 | 1 | N |  |  | OP | X | 9 | 1982 |  |  | N | IPP Non-CHP | 2 | X X X: X; DFO RC RC: WAT |  |  | N |  | 0 | 12H
Vintage1986 | nuclear | TRUE | 803 | Arizona Public Service Co | 6008 | Palo Verde | AZ | Maricopa | 1 | Nuclear | ST |  | J | X | X |  |  | 1403.2 | 0.9 | 1311 | 1333 | 110 | N |  |  | OP | X | 1 | 1986 |  |  | N | Electric Utility | 1 | X X X: X; DFO RC RC: NUC; DFO DFO DFO: NUC |  |  | N |  |  | OVER | [23 empty] | N
Vintage1986 | nuclear | TRUE | 803 | Arizona Public Service Co | 6008 | Palo Verde | AZ | Maricopa | 2 | Nuclear | ST |  | J | X | X |  |  | 1403.2 | 0.9 | 1314 | 1336 | 110 | N |  |  | OP | X | 9 | 1986 |  |  | N | Electric Utility | 1 | X X X: X; DFO RC RC: NUC; DFO DFO DFO: NUC |  |  | N |  |  | OVER | [23 empty] | N
Vintage1988 | nuclear | TRUE | 803 | Arizona Public Service Co | 6008 | Palo Verde | AZ | Maricopa | 3 | Nuclear | ST |  | J | X | X |  |  | 1403.2 | 0.9 | 1312 | 1334 | 110 | N |  |  | OP | X | 1 | 1988 |  |  | N | Electric Utility | 1 | X X X: X; DFO RC RC: NUC; DFO DFO DFO: NUC |  |  | N |  |  | OVER | [23 empty] | N
Vintage1980 | hard coal | TRUE | 814 | Entergy Arkansas LLC | 6009 | White Bluff | AR | Jefferson | 1 | Conventional Steam Coal | ST |  | J | X | X | EAI.WH_BLUFF1 | EAI.WH_BLUFF1 | 900 | 0.9 | 817.7 | 817.7 | 200 | N |  |  | OP | X | 8 | 1980 |  |  | N | Electric Utility | 1 | X X X: X; DFO RC RC: SUB; DFO DFO DFO: DFO |  |  | N |  |  | OVER |  | Y |  |  | Y | [18 empty] | N
Vintage1981 | hard coal | TRUE | 814 | Entergy Arkansas LLC | 6009 | White Bluff | AR | Jefferson | 2 | Conventional Steam Coal | ST |  | J | X | X | EAI.WH_BLUFF2 | EAI.WH_BLUFF2 | 900 | 0.9 | 822.7 | 822.7 | 200 | N |  |  | OP | X | 8 | 1981 |  |  | N | Electric Utility | 1 | X X X: X; DFO RC RC: SUB; DFO DFO DFO: DFO |  |  | N |  |  | OVER |  | Y |  |  | Y | [18 empty] | N
Vintage1975 | nuclear | TRUE | 55951 | Exelon Nuclear | 6011 | Calvert Cliffs Nuclear Power Plant | MD | Calvert | 1 | Nuclear | ST |  | S | X | X |  |  | 918 | 0.9 | 866 | 920.6 | 50 | N |  |  | OP | X | 5 | 1975 |  |  | N | IPP Non-CHP | 2 | X X X: X; DFO RC RC: NUC |  |  | N |  |  | OVER | [23 empty] | N
Vintage1977 | nuclear | TRUE | 55951 | Exelon Nuclear | 6011 | Calvert Cliffs Nuclear Power Plant | MD | Calvert | 2 | Nuclear | ST |  | S | X | X |  |  | 932.4 | 0.9 | 841.8 | 895.1 | 50 | N |  |  | OP | X | 4 | 1977 |  |  | N | IPP Non-CHP | 2 | X X X: X; DFO RC RC: NUC |  |  | N |  |  | OVER | [23 empty] | N
Vintage1926 | hydro | TRUE | 61122 | Great River Hydro, LLC | 6012 | Sherman | MA | Franklin | GEN1 | Conventional Hydroelectric | HY |  | S | X | X | 567 |  | 7.2 | 0.8 | 6.1 | 6.2 | 3 | N |  |  | OP | X | 12 | 1926 |  |  | N | IPP Non-CHP | 2 | X X X: X; DFO RC RC: WAT |  |  | N | N | 0 | 10M | [23 empty] | N
Vintage1959 | natural gas steam turbine | TRUE | 2507 | City of Burbank Water and Power | 6013 | Olive | CA | Los Angeles | O1 | Natural Gas Steam Turbine | ST |  | S | X | X |  |  | 50 | 0.8 | 44 | 44 | 5 | N |  |  | SB | Y | 10 | 1959 |  |  | N | Electric Utility | 1 | [11 empty] | N | N |  | OVER | [20 empty] | N |  |  | N | N | N | bar: X X X to DFO RC RC; DFO DFO DFO
Vintage1964 | natural gas steam turbine | TRUE | 2507 | City of Burbank Water and Power | 6013 | Olive | CA | Los Angeles | O2 | Natural Gas Steam Turbine | ST |  | S | X | X |  |  | 59.7 | 0.85 | 55 | 55 | 6 | N |  |  | SB | Y | 9 | 1964 |  |  | N | Electric Utility | 1 | [11 empty] | N | N |  | OVER | [20 empty] | N |  |  | N | N | N | bar: X X X to DFO RC RC; DFO DFO DFO
Vintage1977 | nuclear | TRUE | 3046 | Duke Energy Progress - (NC) | 6014 | Brunswick Nuclear | NC | Brunswick | 1 | Nuclear | ST |  | S | X | X |  |  | 1001.6 | 0.964 | 938 | 975 | 938 | N |  |  | OP | X | 3 | 1977 |  |  | N | Electric Utility | 1 | X X X: X; DFO RC RC: NUC |  |  | N | N |  | OVER | [23 empty] | N | N
Vintage1975 | nuclear | TRUE | 3046 | Duke Energy Progress - (NC) | 6014 | Brunswick Nuclear | NC | Brunswick | 2 | Nuclear | ST |  | J | X | X |  |  | 1001.6 | 0.964 | 932 | 953 | 932 | N |  |  | OP | X | 11 | 1975 |  |  | N | Electric Utility | 1 | X X X: X; DFO RC RC: NUC |  |  | N | N |  | OVER | [23 empty] | N | N
Vintage1987 | nuclear | TRUE | 3046 | Duke Energy Progress - (NC) | 6015 | Harris | NC | Wake | 1 | Nuclear | ST |  | S | X | X |  |  | 950.9 | 0.95 | 964 | 1009 | 964 | N |  |  | OP | X | 5 | 1987 |  |  | N | Electric Utility | 1 | X X X: X; DFO RC RC: NUC |  |  | N | N |  | OVER | [23 empty] | N | N
Vintage1977 | hard coal | TRUE | 520 | Illinois Power Generating Co | 6017 | Newton | IL | Jasper | 1 | Conventional Steam Coal | ST |  | S | X | X | AMIL.NEWTON21 | AMIL.NEWTON21 | 617.4 | 0.9 | 595 | 615 | 200 | N |  |  | OP | X | 11 | 1977 | 12 | 2027 | N | IPP Non-CHP | 2 | X X X: X; DFO RC RC: RC; DFO SUB SUB: SUB; DFO DFO DFO: DFO; DFO DFO DFO: DFO |  |  | N | N |  | OVER |  | Y |  |  | Y | [18 empty] | N | N | N
Vintage1981 | hard coal | TRUE | 55729 | Duke Energy Kentucky Inc | 6018 | East Bend | KY | Boone | 2 | Conventional Steam Coal | ST |  | S | X | X |  |  | 772 | 0.9 | 600 | 600 | 440 | N |  |  | OP | X | 3 | 1981 |  |  | N | Electric Utility | 1 | X X X: X; DFO RC RC: BIT; DFO SUB SUB: DFO; DFO DFO DFO: DFO |  |  |  | N |  | OVER |  | Y |  |  | Y | [18 empty] | Y | N | N
Vintage1991 | hard coal | TRUE | 59920 | Dynegy W H Zimmer | 6019 | W H Zimmer | OH | Clermont | ST1 | Conventional Steam Coal | ST |  | S | X | X |  |  | 1425.6 | 0.95 | 1305 | 1333 | 450 | N |  |  | OP | X | 3 | 1991 | 5 | 2022 | N | IPP Non-CHP | 2 | X X X: X; DFO RC RC: RC; DFO SUB SUB: BIT; DFO DFO DFO: DFO; DFO NG NG: NG |  |  | N | N |  | OVER |  | Y |  |  |  | Y | [17 empty] | N | N | N
Vintage1987 | nuclear | TRUE | 64225 | Energy Harbor Nuclear Generation LLC | 6020 | Perry | OH | Lake | 1 | Nuclear | ST |  | S | X | X |  |  | 1311.6 | 0.92 | 1240 | 1268 | 133 | N |  |  | OP | X | 11 | 1987 |  |  | N | IPP Non-CHP | 2 | X X X: X; DFO RC RC: NUC |  |  | N | N |  | OVER | [20 empty] | N |  |  | N
Vintage1980 | hard coal | TRUE | 30151 | Tri-State G & T Assn, Inc | 6021 | Craig (CO) | CO | Moffat | 1 | Conventional Steam Coal | ST |  | J | X | X |  |  | 446.4 | 0.9 | 427 | 427 | 130 | N |  |  | OP | X | 7 | 1980 | 12 | 2025 | N | Electric Utility | 1 | X X X: X; DFO RC RC: SUB; DFO SUB SUB: BIT; DFO DFO DFO: DFO; DFO NG NG: NG |  |  | N | N |  | OVER |  | Y |  |  | Y | [18 empty] | N | N | N
Vintage1979 | hard coal | TRUE | 30151 | Tri-State G & T Assn, Inc | 6021 | Craig (CO) | CO | Moffat | 2 | Conventional Steam Coal | ST |  | J | X | X |  |  | 446.4 | 0.9 | 410 | 410 | 130 | N |  |  | OP | X | 11 | 1979 | 9 | 2028 | N | Electric Utility | 1 | X X X: X; DFO RC RC: SUB; DFO SUB SUB: BIT; DFO DFO DFO: DFO; DFO NG NG: NG |  |  | N | N |  | OVER |  | Y |  |  | Y | [18 empty] | N | N | N
Vintage1984 | hard coal | TRUE | 30151 | Tri-State G & T Assn, Inc | 6021 | Craig (CO) | CO | Moffat | 3 | Conventional Steam Coal | ST |  | S | X | X |  |  | 534.8 | 0.955 | 448 | 448 | 130 | N |  |  | OP | X | 10 | 1984 | 12 | 2029 | N | Electric Utility | 1 | X X X: X; DFO RC RC: SUB; DFO DFO DFO: DFO; DFO NG NG: NG |  |  | N | N |  | OVER |  | Y |  |  | Y | [18 empty] | N | N | N
Vintage1988 | nuclear | TRUE | 55951 | Exelon Nuclear | 6022 | Braidwood Generation Station | IL | Will | 1 | Nuclear | ST |  | S | X | X | 86031201 | 86031201 | 1224.9 | 0.9 | 1183 | 1218.6 | 657.1 | N |  |  | OP | X | 7 | 1988 |  |  | N | IPP Non-CHP | 2 | X X X: X; DFO RC RC: NUC |  |  | N | N |  | OVER | [23 empty] | N
Vintage1988 | nuclear | TRUE | 55951 | Exelon Nuclear | 6022 | Braidwood Generation Station | IL | Will | 2 | Nuclear | ST |  | S | X | X | 86031202 | 86031202 | 1224.9 | 0.9 | 1154 | 1182.5 | 657.6 | N |  |  | OP | X | 10 | 1988 |  |  | N | IPP Non-CHP | 2 | X X X: X; DFO RC RC: NUC |  |  | N | N |  | OVER | [23 empty] | N
Vintage1985 | nuclear | TRUE | 55951 | Exelon Nuclear | 6023 | Byron Generating Station | IL | Ogle | 1 | Nuclear | ST |  | S | X | X | 86041201 | 86041201 | 1224.9 | 0.9 | 1164 | 1211.7 | 643.5 | N |  |  | OP | X | 9 | 1985 |  |  | N | IPP Non-CHP | 2 | X X X: X; DFO RC RC: NUC |  |  | N | N |  | OVER | [23 empty] | N
Vintage1987 | nuclear | TRUE | 55951 | Exelon Nuclear | 6023 | Byron Generating Station | IL | Ogle | 2 | Nuclear | ST |  | S | X | X | 86041202 | 86041202 | 1224.9 | 0.9 | 1136 | 1174 | 646.7 | N |  |  | OP | X | 8 | 1987 |  |  | N | IPP Non-CHP | 2 | X X X: X; DFO RC RC: NUC |  |  | N | N |  | OVER | [23 empty] | N
Vintage1984 | nuclear | TRUE | 55951 | Exelon Nuclear | 6026 | LaSalle Generating Station | IL | LaSalle | 1 | Nuclear | ST |  | S | X | X | 86191101 | 86191101 | 1170 | 0.9 | 1130.5 | 1171.9 | 135 | N |  |  | OP | X | 1 | 1984 |  |  | N | IPP Non-CHP | 2 | X X X: X; DFO RC RC: NUC |  |  | N | N |  | OVER | [23 empty] | N
Vintage1984 | nuclear | TRUE | 55951 | Exelon Nuclear | 6026 | LaSalle Generating Station | IL | LaSalle | 2 | Nuclear | ST |  | S | X | X | 86191102 | 86191102 | 1170 | 0.9 | 1133.9 | 1174 | 133 | N |  |  | OP | X | 10 | 1984 |  |  | N | IPP Non-CHP | 2 | X X X: X; DFO RC RC: NUC |  |  | N | N |  | OVER | [23 empty] | N
Vintage1979 | hard coal | TRUE | 7570 | Great River Energy | 6030 | Coal Creek | ND | McLean | 1 | Conventional Steam Coal | ST |  | S | X | X | GRE,COALC1_DC | GRE.COALC1_DC | 604.8 | 0.9 | 565.1 | 565.1 | 495 | N |  |  | OP | X | 6 | 1979 |  |  | Y | Electric Utility | 1 | X X X: T; DFO RC RC: RC; DFO SUB SUB: LIG; DFO DFO DFO: DFO |  |  | N | N |  | 12H |  | Y |  |  | Y | [18 empty] | N | N | N
Vintage1980 | hard coal | TRUE | 7570 | Great River Energy | 6030 | Coal Creek | ND | McLean | 2 | Conventional Steam Coal | ST |  | S | X | X | GRE.COALC2_DC | GRE.COALC2_DC | 604.8 | 0.9 | 579.9 | 579.9 | 285 | N |  |  | OP | X | 9 | 1980 |  |  | Y | Electric Utility | 1 | X X X: T; DFO RC RC: RC; DFO SUB SUB: LIG; DFO DFO DFO: DFO |  |  | N | N |  | 12H |  | Y |  |  | Y | [18 empty] | N | N | N
Vintage2016 | petroleum | TRUE | 7570 | Great River Energy | 6030 | Coal Creek | ND | McLean | 4 | Petroleum Liquids | IC |  | S | X | X |  |  | 3 | 0.8 | 3 | 3 | 3 | N |  |  | SB | N | 2 | 2016 |  |  | N | Electric Utility | 1 | X X X: X; DFO RC RC: DFO |  |  | N | N |  | 10M | [23 empty] | N | N | N
Vintage2016 | petroleum | TRUE | 7570 | Great River Energy | 6030 | Coal Creek | ND | McLean | 5 | Petroleum Liquids | IC |  | S | X | X |  |  | 3 | 0.8 | 3 | 3 | 3 | N |  |  | SB | N | 1 | 2016 |  |  | N | Electric Utility | 1 | X X X: X; DFO RC RC: DFO |  |  | N | N |  | 10M | [23 empty] | N | N | N
Vintage1999 | natural gas peaker | TRUE | 5109 | DTE Electric Company | 6034 | Belle River | MI | St Clair | 12-1 | Natural Gas Fired Combustion Turbine | GT |  | S | X | X |  |  | 85.3 | 0.85 | 75 | 93 | 12 | N |  |  | OP | X | 9 | 1999 |  |  | N | Electric Utility | 1 | [11 empty] | N | N |  | 1H |  | N |  |  | N | [18 empty] | N | N | bar: X X X to DFO RC RC
Vintage1999 | natural gas peaker | TRUE | 5109 | DTE Electric Company | 6034 | Belle River | MI | St Clair | 12-2 | Natural Gas Fired Combustion Turbine | GT |  | S | X | X |  |  | 85.3 | 0.85 | 75 | 93 | 12 | N |  |  | OP | X | 9 | 1999 |  |  | N | Electric Utility | 1 | [11 empty] | N | N |  | 1H |  | N |  |  | N | [18 empty] | N | N | bar: X X X to DFO RC RC
Vintage1999 | natural gas peaker | TRUE | 5109 | DTE Electric Company | 6034 | Belle River | MI | St Clair | 13-1 | Natural Gas Fired Combustion Turbine | GT |  | S | X | X |  |  | 85.3 | 0.85 | 74 | 92 | 12 | N |  |  | OP | X | 9 | 1999 |  |  | N | Electric Utility | 1 | [11 empty] | N | N |  | 1H |  | N |  |  | N | [18 empty] | N | N | bar: X X X to DFO RC RC
Vintage1981 | petroleum | TRUE | 5109 | DTE Electric Company | 6034 | Belle River | MI | St Clair | 3 | Petroleum Liquids | IC |  | S | X | X |  |  | 2.7 | 0.8 | 3 | 3 | 0.6 | N |  |  | OP | X | 11 | 1981 |  |  | N | Electric Utility | 1 | X X X: X; DFO RC RC: DFO |  |  | N | N |  | 10M |  | N |  |  | N | [18 empty] | N | N
Vintage1981 | petroleum | TRUE | 5109 | DTE Electric Company | 6034 | Belle River | MI | St Clair | 4 | Petroleum Liquids | IC |  | S | X | X |  |  | 2.7 | 0.8 | 3 | 3 | 0.6 | N |  |  | OP | X | 11 | 1981 |  |  | N | Electric Utility | 1 | X X X: X; DFO RC RC: DFO |  |  | N | N |  | 10M |  | N |  |  | N | [18 empty] | N | N
Vintage1981 | petroleum | TRUE | 5109 | DTE Electric Company | 6034 | Belle River | MI | St Clair | 5 | Petroleum Liquids | IC |  | S | X | X |  |  | 2.7 | 0.8 | 3 | 3 | 0.6 | N |  |  | OP | X | 11 | 1981 |  |  | N | Electric Utility | 1 | X X X: X; DFO RC RC: DFO |  |  | N | N |  | 10M |  | N |  |  | N | [18 empty] | N | N
Vintage1981 | petroleum | TRUE | 5109 | DTE Electric Company | 6034 | Belle River | MI | St Clair | IC1 | Petroleum Liquids | IC |  | S | X | X |  |  | 2.7 | 0.8 | 2 | 2 | 0.6 | N |  |  | OP | X | 11 | 1981 |  |  | N | Electric Utility | 1 | X X X: X; DFO RC RC: DFO |  |  | N | N |  | 10M |  | N |  |  | N | [18 empty] | N | N
Vintage1981 | petroleum | TRUE | 5109 | DTE Electric Company | 6034 | Belle River | MI | St Clair | IC2 | Petroleum Liquids | IC |  | S | X | X |  |  | 2.7 | 0.8 | 3 | 3 | 0.6 | N |  |  | OP | X | 11 | 1981 |  |  | N | Electric Utility | 1 | X X X: X; DFO RC RC: DFO |  |  | N | N |  | 10M |  | N |  |  | N | [18 empty] | N | N
Vintage1984 | hard coal | TRUE | 5109 | DTE Electric Company | 6034 | Belle River | MI | St Clair | ST1 | Conventional Steam Coal | ST |  | J | X | X |  |  | 697.5 | 0.9 | 635 | 635 | 155 | N |  |  | OP | X | 8 | 1984 | 12 | 2028 | N | Electric Utility | 1 | X X X: X; DFO RC RC: RC; DFO SUB SUB: DFO; DFO DFO DFO: DFO; DFO NG NG: NG |  |  | N | N |  | 12H |  | Y |  |  | Y | [18 empty] | Y | Y | N
Vintage1985 | hard coal | TRUE | 5109 | DTE Electric Company | 6034 | Belle River | MI | St Clair | ST2 | Conventional Steam Coal | ST |  | J | X | X |  |  | 697.5 | 0.9 | 635 | 635 | 155 | N |  |  | OP | X | 7 | 1985 | 12 | 2028 | N | Electric Utility | 1 | X X X: X; DFO RC RC: RC; DFO SUB SUB: DFO; DFO DFO DFO: DFO; DFO NG NG: NG |  |  | N | N |  | 12H |  | Y |  |  | Y | [18 empty] | Y | Y | N
Vintage1979 | natural gas steam turbine | TRUE | 5109 | DTE Electric Company | 6035 | Greenwood (MI) | MI | St Clair | 1 | Natural Gas Steam Turbine | ST |  | S | X | X |  |  | 815.4 | 0.9 | 785 | 785 | 155 | N |  |  | OP | X | 7 | 1979 |  |  | N | Electric Utility | 1 | X | NG | DFO | WO | RFO |  |  | NG | RFO | DFO |  | N | N |  | 12H |  | N |  |  | N | [18 empty] | Y | Y | Y
Vintage1999 | natural gas peaker | TRUE | 5109 | DTE Electric Company | 6035 | Greenwood (MI) | MI | St Clair | 11-1 | Natural Gas Fired Combustion Turbine | GT |  | S | X | X |  |  | 85.3 | 0.85 | 75 | 93 | 12 | N |  |  | OP | X | 9 | 1999 |  |  | N | Electric Utility | 1 | [11 empty] | N | N |  | 1H |  | N |  |  | N | [18 empty] | N | N | bar: X X X to DFO RC RC
Vintage1999 | natural gas peaker | TRUE | 5109 | DTE Electric Company | 6035 | Greenwood (MI) | MI | St Clair | 11-2 | Natural Gas Fired Combustion Turbine | GT |  | S | X | X |  |  | 85.3 | 0.85 | 75 | 93 | 12 | N |  |  | OP | X | 9 | 1999 |  |  | N | Electric Utility | 1 | [11 empty] | N | N |  | 1H |  | N |  |  | N | [18 empty] | N | N | bar: X X X to DFO RC RC
Vintage1999 | natural gas peaker | TRUE | 5109 | DTE Electric Company | 6035 | Greenwood (MI) | MI | St Clair | 11-3 | Natural Gas Fired Combustion Turbine | GT |  | S | X | X |  |  | 85.3 | 0.85 | 74 | 92 | 12 | N |  |  | OP | X | 9 | 1999 |  |  | N | Electric Utility | 1 | [11 empty] | N | N |  | 1H | [23 empty] | N | N | bar: X X X to DFO RC RC
Vintage1985 | nuclear | TRUE | 5416 | Duke Energy Carolinas, LLC | 6036 | Catawba | SC | York | 1 | Nuclear | ST |  | J | X | X |  |  | 1205.1 | 0.9 | 1160.1 | 1198.7 | 1160.1 | N |  |  | OP | X | 6 | 1985 |  |  | N | Electric Utility | 1 | X X X: X; DFO RC RC: NUC |  |  | N | N |  | OVER | [23 empty] | N | N
Vintage1986 | nuclear | TRUE | 5416 | Duke Energy Carolinas, LLC | 6036 | Catawba | SC | York | 2 | Nuclear | ST |  | J | X | X |  |  | 1205.1 | 0.9 | 1150.1 | 1179.8 | 1150.1 | N |  |  | OP | X | 8 | 1986 |  |  | N | Electric Utility | 1 | X X X: X; DFO RC RC: NUC |  |  | N | N |  | OVER | [23 empty] | N | N
Vintage1981 | nuclear | TRUE | 5416 | Duke Energy Carolinas, LLC | 6038 | McGuire | NC | Mecklenburg | 1 | Nuclear | ST |  | S | X | X |  |  | 1220.3 | 0.83 | 1158 | 1199 | 1158 | N |  |  | OP | X | 9 | 1981 |  |  | N | Electric Utility | 1 | X X X: X; DFO RC RC: NUC |  |  | N | N |  | OVER | [23 empty] | N | N
Vintage1984 | nuclear | TRUE | 5416 | Duke Energy Carolinas, LLC | 6038 | McGuire | NC | Mecklenburg | 2 | Nuclear | ST |  | S | X | X |  |  | 1220.3 | 0.87 | 1157.6 | 1187.2 | 1157.6 | N |  |  | OP | X | 3 | 1984 |  |  | N | Electric Utility | 1 | X X X: X; DFO RC RC: NUC |  |  | N | N |  | OVER | [23 empty] | N | N
Vintage1976 | nuclear | TRUE | 64225 | Energy Harbor Nuclear Generation LLC | 6040 | Beaver Valley | PA | Beaver | 1 | Nuclear | ST |  | S | X | X |  |  | 923.4 | 0.954 | 907 | 939 | 94 | N |  |  | OP | X | 9 | 1976 |  |  | N | IPP Non-CHP | 2 | X X X: X; DFO RC RC: NUC |  |  | N | N |  | OVER | [23 empty] | N | N | N
Vintage1987 | nuclear | TRUE | 64225 | Energy Harbor Nuclear Generation LLC | 6040 | Beaver Valley | PA | Beaver | 2 | Nuclear | ST |  | S | X | X |  |  | 923.4 | 0.954 | 901 | 933 | 93 | N |  |  | OP | X | 11 | 1987 |  |  | N | IPP Non-CHP | 2 | X X X: X; DFO RC RC: NUC |  |  | N | N |  | OVER | [23 empty] | N | N | N
Vintage1977 | hard coal | TRUE | 5580 | East Kentucky Power Coop, Inc | 6041 | H L Spurlock | KY | Mason | 1 | Conventional Steam Coal | ST |  | S | X | X | 1123180722 | 88140101 | 357.6 | 0.96 | 300 | 300 | 145 | N |  |  | OP | X | 9 | 1977 |  |  | Y | Electric Utility | 1 | X X X: T; DFO RC RC: BIT; DFO DFO DFO: DFO |  |  | N | N |  | OVER |  | Y |  |  | Y | [18 empty] | N | N | N
Vintage1981 | hard coal | TRUE | 5580 | East Kentucky Power Coop, Inc | 6041 | H L Spurlock | KY | Mason | 2 | Conventional Steam Coal | ST |  | S | X | X | 1123180723 | 88140102 | 592.1 | 0.96 | 510 | 510 | 280 | N |  |  | OP | X | 3 | 1981 |  |  | Y | Electric Utility | 1 | X X X: T; DFO RC RC: BIT; DFO DFO DFO: DFO |  |  | N | N |  | OVER |  | Y |  |  | Y | [18 empty] | N | N | N
Vintage2005 | hard coal | TRUE | 5580 | East Kentucky Power Coop, Inc | 6041 | H L Spurlock | KY | Mason | 3 | Conventional Steam Coal | ST |  | S | X | X | 1123180720 | 88140103 | 329.4 | 0.85 | 268 | 268 | 180 | N |  |  | OP | X | 3 | 2005 |  |  | Y | Electric Utility | 1 | X X X: T; DFO RC RC: BIT; DFO SUB SUB: TDF; DFO DFO DFO: DFO |  |  | N | N |  | OVER | Y |  |  |  | Y | [18 empty] | Y | Y | N
Vintage2009 | hard coal | TRUE | 5580 | East Kentucky Power Coop, Inc | 6041 | H L Spurlock | KY | Mason | 4 | Conventional Steam Coal | ST |  | S | X | X | 1123180721 | 88140104 | 329.4 | 0.85 | 268 | 268 | 180 | N |  |  | OP | X | 4 | 2009 |  |  | Y | Electric Utility | 1 | X X X: T; DFO RC RC: BIT; DFO SUB SUB: TDF; DFO DFO DFO: DFO |  |  | N | N |  | OVER | Y |  |  |  | Y | [18 empty] | Y | Y | N
Vintage1976 | natural gas steam turbine | TRUE | 6452 | Florida Power & Light Co | 6042 | Manatee | FL | Manatee | 1 | Natural Gas Steam Turbine | ST |  | S | X | X |  |  | 863.3 | 0.89 | 809 | 819 | 190 | N |  |  | OP | X | 10 | 1976 |  |  | N | Electric Utility | 1 | X X X: X; DFO RC RC: NG; DFO SUB SUB: RFO; DFO DFO DFO: NG |  |  | N |  |  | 12H | [23 empty] | Y | Y | Y
Vintage1977 | natural gas steam turbine | TRUE | 6452 | Florida Power & Light Co | 6042 | Manatee | FL | Manatee | 2 | Natural Gas Steam Turbine | ST |  | S | X | X |  |  | 863.3 | 0.89 | 809 | 819 | 190 | N |  |  | OP | X | 12 | 1977 |  |  | N | Electric Utility | 1 | X X X: X; DFO RC RC: NG; DFO SUB SUB: RFO; DFO DFO DFO: NG |  |  | N |  |  | 12H | [23 empty] | Y | Y | Y
Vintage2005 | natural gas combined cycle | TRUE | 6452 | Florida Power & Light Co | 6042 | Manatee | FL | Manatee | 3 | Natural Gas Fired Combined Cycle | CA | G341 | S | Y | X |  |  | 471.8 | 0.85 | 439 | 437 | 133 | N |  |  | OP | X | 6 | 2005 |  |  | N | Electric Utility | 1 | [11 empty] | N |  |  | 12H | [23 empty] | N | bar: X X X to DFO RC RC
Vintage2005 | natural gas combined cycle | TRUE | 6452 | Florida Power & Light Co | 6042 | Manatee | FL | Manatee | A | Natural Gas Fired Combined Cycle | CT | G341 | S | X | N |  |  | 188.2 | 0.85 | 173.5 | 207 | 95 | N |  |  | OP | X | 6 | 2005 |  |  | N | Electric Utility | 1 | X X X: X; DFO RC RC: NG; DFO SUB SUB: DFO | [5 empty] | 12H | [23 empty] | N |  | N
Vintage2005 | natural gas combined cycle | TRUE | 6452 | Florida Power & Light Co | 6042 | Manatee | FL | Manatee | B | Natural Gas Fired Combined Cycle | CT | G341 | S | X | N |  |  | 188.2 | 0.85 | 173.5 | 207 | 95 | N |  |  | OP | X | 6 | 2005 |  |  | N | Electric Utility | 1 | X X X: X; DFO RC RC: NG; DFO SUB SUB: DFO | [5 empty] | 12H | [23 empty] | N |  | N
Vintage2005 | natural gas combined cycle | TRUE | 6452 | Florida Power & Light Co | 6042 | Manatee | FL | Manatee | C | Natural Gas Fired Combined Cycle | CT | G341 | S | X | N |  |  | 188.2 | 0.85 | 173.5 | 207 | 95 | N |  |  | OP | X | 6 | 2005 |  |  | N | Electric Utility | 1 | X X X: X; DFO RC RC: NG; DFO SUB SUB: DFO | [5 empty] | 12H | [23 empty] | N |  | N
Vintage2005 | natural gas combined cycle | TRUE | 6452 | Florida Power & Light Co | 6042 | Manatee | FL | Manatee | D | Natural Gas Fired Combined Cycle | CT | G341 | S | X | N |  |  | 188.2 | 0.85 | 173.5 | 207 | 95 | N |  |  | OP | X | 6 | 2005 |  |  | N | Electric Utility | 1 | X X X: X; DFO RC RC: NG; DFO SUB SUB: DFO | [5 empty] | 12H | [23 empty] | N |  | N
Vintage1994 | natural gas combined cycle | TRUE | 6452 | Florida Power & Light Co | 6043 | Martin | FL | Martin | 3GT1 | Natural Gas Fired Combined Cycle | CT | C796 | S | X | N |  |  | 204 | 0.8 | 165 | 185 | 143 | N |  |  | OP | X | 2 | 1994 |  |  | N | Electric Utility | 1 | X X X: X; DFO RC RC: NG; DFO SUB SUB: DFO |  |  | N |  |  | 12H | [23 empty] | N | N | N
Vintage1994 | natural gas combined cycle | TRUE | 6452 | Florida Power & Light Co | 6043 | Martin | FL | Martin | 3GT2 | Natural Gas Fired Combined Cycle | CT | C796 | S | X | N |  |  | 204 | 0.8 | 165 | 185 | 143 | N |  |  | OP | X | 2 | 1994 |  |  | N | Electric Utility | 1 | X X X: X; DFO RC RC: NG; DFO SUB SUB: DFO |  |  | N |  |  | 12H | [23 empty] | N | N | N
Vintage1994 | natural gas combined cycle | TRUE | 6452 | Florida Power & Light Co | 6043 | Martin | FL | Martin | 3ST | Natural Gas Fired Combined Cycle | CA | C796 | S | N | X |  |  | 204 | 0.8 | 157 | 163 | 143 | N |  |  | OP | X | 2 | 1994 |  |  | N | Electric Utility | 1 | X X X: X; DFO RC RC: NG; DFO SUB SUB: OTH |  |  | N |  |  | 12H | [23 empty] | N | N | N
Vintage1994 | natural gas combined cycle | TRUE | 6452 | Florida Power & Light Co | 6043 | Martin | FL | Martin | 4GT1 | Natural Gas Fired Combined Cycle | CT | C797 | S | X | N |  |  | 204 | 0.8 | 165 | 185 | 143 | N |  |  | OP | X | 4 | 1994 |  |  | N | Electric Utility | 1 | X X X: X; DFO RC RC: NG; DFO SUB SUB: DFO |  |  | N |  |  | 12H | [23 empty] | N | N | N
Vintage1994 | natural gas combined cycle | TRUE | 6452 | Florida Power & Light Co | 6043 | Martin | FL | Martin | 4GT2 | Natural Gas Fired Combined Cycle | CT | C797 | S | X | N |  |  | 204 | 0.8 | 165 | 185 | 143 | N |  |  | OP | X | 4 | 1994 |  |  | N | Electric Utility | 1 | X X X: X; DFO RC RC: NG; DFO SUB SUB: DFO |  |  | N |  |  | 12H | [23 empty] | N | N | N
Vintage1994 | natural gas combined cycle | TRUE | 6452 | Florida Power & Light Co | 6043 | Martin | FL | Martin | 4ST | Natural Gas Fired Combined Cycle | CA | C797 | S | N | X |  |  | 204 | 0.8 | 157 | 163 | 143 | N |  |  | OP | X | 4 | 1994 |  |  | N | Electric Utility | 1 | X X X: X; DFO RC RC: NG; DFO SUB SUB: DFO | [5 empty] | 12H | [23 empty] | N | N | N
Vintage2005 | natural gas combined cycle | TRUE | 6452 | Florida Power & Light Co | 6043 | Martin | FL | Martin | 8 | Natural Gas Fired Combined Cycle | CA | G342 | S | Y | X |  |  | 471.7 | 0.85 | 447.8 | 443 | 133 | N |  |  | OP | X | 6 | 2005 |  |  | N | Electric Utility | 1 | X X X: X; DFO RC RC: NG; DFO SUB SUB: SUN; DFO DFO DFO: DFO |  |  | N |  |  | 12H | [23 empty] | Y | N | Y
Vintage2001 | natural gas combined cycle | TRUE | 6452 | Florida Power & Light Co | 6043 | Martin | FL | Martin | 8A | Natural Gas Fired Combined Cycle | CT | G342 | S | X | N |  |  | 188.2 | 0.85 | 196.8 | 207 | 95 | N |  |  | OP | X | 6 | 2001 |  |  | N | Electric Utility | 1 | X X X: X; DFO RC RC: NG; DFO SUB SUB: DFO | [5 empty] | 12H | [23 empty] | Y | N | Y
Vintage2001 | natural gas combined cycle | TRUE | 6452 | Florida Power & Light Co | 6043 | Martin | FL | Martin | 8B | Natural Gas Fired Combined Cycle | CT | G342 | S | X | N |  |  | 188.2 | 0.85 | 196.8 | 207 | 95 | N |  |  | OP | X | 6 | 2001 |  |  | N | Electric Utility | 1 | X X X: X; DFO RC RC: NG; DFO SUB SUB: DFO | [5 empty] | 12H | [23 empty] | Y | N | Y
Vintage2005 | natural gas combined cycle | TRUE | 6452 | Florida Power & Light Co | 6043 | Martin | FL | Martin | 8C | Natural Gas Fired Combined Cycle | CT | G342 | S | X | N |  |  | 188.2 | 0.85 | 196.8 | 207 | 95 | N |  |  | OP | X | 6 | 2005 |  |  | N | Electric Utility | 1 | X X X: X; DFO RC RC: NG; DFO SUB SUB: DFO |  |  | N |  |  | 12H | [23 empty] | Y | N | Y
Vintage2005 | natural gas combined cycle | TRUE | 6452 | Florida Power & Light Co | 6043 | Martin | FL | Martin | 8D | Natural Gas Fired Combined Cycle | CT | G342 | S | X | N |  |  | 188.2 | 0.85 | 196.8 | 207 | 95 | N |  |  | OP | X | 6 | 2005 |  |  | N | Electric Utility | 1 | X X X: X; DFO RC RC: NG; DFO SUB SUB: DFO |  |  | N |  |  | 12H | [23 empty] | Y | N | Y
Vintage1976 | nuclear | TRUE | 6452 | Florida Power & Light Co | 6045 | St Lucie | FL | St Lucie | 1 | Nuclear | ST |  | S | X | X |  |  | 1080 | 0.9 | 981 | 1003 | 981 | N |  |  | OP | X | 5 | 1976 |  |  | N | Electric Utility | 1 | X X X: X; DFO RC RC: NUC |  |  | N |  |  | OVER | [23 empty] | N
Vintage1983 | nuclear | TRUE | 6452 | Florida Power & Light Co | 6045 | St Lucie | FL | St Lucie | 2 | Nuclear | ST |  | J | X | X |  |  | 1080 | 0.9 | 987 | 987 | 987 | N |  |  | OP | X | 6 | 1983 |  |  | N | Electric Utility | 1 | X X X: X; DFO RC RC: NUC |  |  | N |  |  | OVER | [23 empty] | N
Vintage1992 | petroleum | TRUE | 6455 | Duke Energy Florida, LLC | 6046 | DeBary | FL | Volusia | 10 | Petroleum Liquids | GT |  | S | X | X |  |  | 103.5 | 0.84 | 72 | 88 | 40 | N |  |  | OP | X | 10 | 1992 |  |  | N | Electric Utility | 1 | X X X: X; DFO RC RC: DFO |  |  | N | N |  | 1H | [23 empty] | N
Vintage1976 | petroleum | TRUE | 6455 | Duke Energy Florida, LLC | 6046 | DeBary | FL | Volusia | 2 | Petroleum Liquids | GT |  | S | X | X |  |  | 66.8 | 0.9 | 45 | 57 | 20 | N |  |  | OP | X | 3 | 1976 |  |  | N | Electric Utility | 1 | X X X: X; DFO RC RC: DFO |  |  | N | N |  | 10M | [23 empty] | N
Vintage1975 | petroleum | TRUE | 6455 | Duke Energy Florida, LLC | 6046 | DeBary | FL | Volusia | 3 | Petroleum Liquids | GT |  | S | X | X |  |  | 66.8 | 0.9 | 45 | 59 | 20 | N |  |  | OP | X | 12 | 1975 |  |  | N | Electric Utility | 1 | X X X: X; DFO RC RC: DFO |  |  | N | N |  | 10M | [23 empty] | N
Vintage1976 | petroleum | TRUE | 6455 | Duke Energy Florida, LLC | 6046 | DeBary | FL | Volusia | 4 | Petroleum Liquids | GT |  | S | X | X |  |  | 66.8 | 0.9 | 46 | 59 | 20 | N |  |  | OP | X | 4 | 1976 |  |  | N | Electric Utility | 1 | X X X: X; DFO RC RC: DFO |  |  | N | N |  | 10M | [23 empty] | N
Vintage1975 | petroleum | TRUE | 6455 | Duke Energy Florida, LLC | 6046 | DeBary | FL | Volusia | 5 | Petroleum Liquids | GT |  | S | X | X |  |  | 66.8 | 0.9 | 45 | 58 | 20 | N |  |  | OP | X | 12 | 1975 |  |  | N | Electric Utility | 1 | X X X: X; DFO RC RC: DFO |  |  | N | N |  | 10M | [23 empty] | N
Vintage1976 | petroleum | TRUE | 6455 | Duke Energy Florida, LLC | 6046 | DeBary | FL | Volusia | 6 | Petroleum Liquids | GT |  | S | X | X |  |  | 66.8 | 0.9 | 46 | 59 | 20 | N |  |  | OP | X | 4 | 1976 |  |  | N | Electric Utility | 1 | X X X: X; DFO RC RC: DFO |  |  | N | N |  | 10M | [23 empty] | N
Vintage1992 | natural gas peaker | TRUE | 6455 | Duke Energy Florida, LLC | 6046 | DeBary | FL | Volusia | 7 | Natural Gas Fired Combustion Turbine | GT |  | S | X | X |  |  | 103.5 | 0.85 | 74 | 93 | 40 | N |  |  | OP | X | 10 | 1992 |  |  | N | Electric Utility | 1 | X X X: X; DFO RC RC: NG; DFO SUB SUB: DFO |  |  | N | N |  | 1H | [23 empty] | Y | N | Y
Vintage1992 | natural gas peaker | TRUE | 6455 | Duke Energy Florida, LLC | 6046 | DeBary | FL | Volusia | 8 | Natural Gas Fired Combustion Turbine | GT |  | S | X | X |  |  | 103.5 | 0.85 | 75 | 94 | 40 | N |  |  | OP | X | 10 | 1992 |  |  | N | Electric Utility | 1 | X X X: X; DFO RC RC: NG; DFO SUB SUB: DFO |  |  | N | N |  | 1H | [23 empty] | Y | N | Y
Vintage1992 | natural gas peaker | TRUE | 6455 | Duke Energy Florida, LLC | 6046 | DeBary | FL | Volusia | 9 | Natural Gas Fired Combustion Turbine | GT |  | S | X | X |  |  | 103.5 | 0.85 | 76 | 94 | 40 | N |  |  | OP | X | 10 | 1992 |  |  | N | Electric Utility | 1 | X X X: X; DFO RC RC: NG; DFO SUB SUB: DFO |  |  | N | N |  | 1H | [23 empty] | Y | N | Y
Vintage1913 | hydro | TRUE | 61122 | Great River Hydro, LLC | 6047 | Deerfield 2 | MA | Franklin | GEN1 | Conventional Hydroelectric | HY |  | S | X | X | 465 |  | 1.6 | 0.8 | 2.2 | 2.2 | 1 | N |  |  | OP | X | 8 | 1913 |  |  | N | IPP Non-CHP | 2 | X X X: X; DFO RC RC: WAT |  |  | N | N | 0 | 10M | [23 empty] | N
Vintage1913 | hydro | TRUE | 61122 | Great River Hydro, LLC | 6047 | Deerfield 2 | MA | Franklin | GEN2 | Conventional Hydroelectric | HY |  | S | X | X | 465 |  | 1.6 | 0.8 | 2.2 | 2.2 | 1 | N |  |  | OP | X | 8 | 1913 |  |  | N | IPP Non-CHP | 2 | X X X: X; DFO RC RC: WAT |  |  | N | N | 0 | 10M | [23 empty] | N
Vintage1913 | hydro | TRUE | 61122 | Great River Hydro, LLC | 6047 | Deerfield 2 | MA | Franklin | GEN3 | Conventional Hydroelectric | HY |  | S | X | X | 465 |  | 1.6 | 0.8 | 2.2 | 2.2 | 1 | N |  |  | OP | X | 8 | 1913 |  |  | N | IPP Non-CHP | 2 | X X X: X; DFO RC RC: WAT |  |  | N | N | 0 | 10M | [23 empty] | N
Vintage1975 | petroleum | TRUE | 64488 | Vineyard Reliability LLC | 6049 | West Tisbury Generating Facility | MA | Dukes | UN1 | Petroleum Liquids | IC |  | S | X | X | 1031 | 1031 | 2.7 | 0.8 | 2.8 | 2.8 | 2 | N |  |  | OP | X | 1 | 1975 |  |  | N | IPP Non-CHP | 2 | X X X: X; DFO RC RC: DFO |  |  | N | N |  | 1H | [23 empty] | N | N
Vintage1975 | petroleum | TRUE | 64488 | Vineyard Reliability LLC | 6049 | West Tisbury Generating Facility | MA | Dukes | UN2 | Petroleum Liquids | IC |  | S | X | X | 1031 | 1031 | 2.7 | 0.8 | 2.8 | 2.8 | 2 | N |  |  | OP | X | 1 | 1975 |  |  | N | IPP Non-CHP | 2 | X X X: X; DFO RC RC: DFO |  |  | N | N |  | 1H | [23 empty] | N | N
Vintage1975 | nuclear | TRUE | 7140 | Georgia Power Co | 6051 | Edwin I Hatch | GA | Appling | 1 | Nuclear | ST |  | J | X | X |  |  | 924 | 0.88 | 876 | 876 | 250 | N |  |  | OP | X | 12 | 1975 |  |  | N | Electric Utility | 1 | X X X: X; DFO RC RC: NUC |  |  | N |  |  | OVER | [23 empty] | N
Vintage1979 | nuclear | TRUE | 7140 | Georgia Power Co | 6051 | Edwin I Hatch | GA | Appling | 2 | Nuclear | ST |  | J | X | X |  |  | 924 | 0.88 | 883 | 883 | 250 | N |  |  | OP | X | 9 | 1979 |  |  | N | Electric Utility | 1 | X X X: X; DFO RC RC: NUC |  |  | N |  |  | OVER | [23 empty] | N
Vintage1976 | hard coal | TRUE | 7140 | Georgia Power Co | 6052 | Wansley | GA | Heard | 1 | Conventional Steam Coal | ST |  | J | X | X |  |  | 952 | 0.85 | 872 | 872 | 350 | N |  |  | OP | X | 12 | 1976 |  |  | N | Electric Utility | 1 | X X X: X; DFO RC RC: BIT; DFO SUB SUB: DFO; DFO DFO DFO: DFO |  |  | N |  |  | OVER |  | Y |  |  |  | Y | [17 empty] | N
Vintage1978 | hard coal | TRUE | 7140 | Georgia Power Co | 6052 | Wansley | GA | Heard | 2 | Conventional Steam Coal | ST |  | J | X | X |  |  | 952 | 0.85 | 872 | 872 | 350 | N |  |  | OP | X | 4 | 1978 |  |  | N | Electric Utility | 1 | X X X: X; DFO RC RC: BIT; DFO SUB SUB: DFO; DFO DFO DFO: DFO |  |  | N |  |  | OVER |  | Y |  |  |  | Y | [17 empty] | N
Vintage1980 | petroleum | TRUE | 7140 | Georgia Power Co | 6052 | Wansley | GA | Heard | 5A | Petroleum Liquids | GT |  | J | X | X |  |  | 52.8 | 0.9 | 49 | 60 | 5 | N |  |  | OP | X | 11 | 1980 |  |  | N | Electric Utility | 1 | X X X: X; DFO RC RC: DFO |  |  | N |  |  | 1H | [23 empty] | N
Vintage1981 | hard coal | TRUE | 11252 | Louisiana Generating LLC | 6055 | Big Cajun 2 | LA | Pointe Coupee | 1 | Conventional Steam Coal | ST |  | S | X | X | LAGN.BC2_1 | LAGN.BC2_1 | 657.9 | 0.9 | 537 | 537 | 225 | N |  |  | OP | X | 7 | 1981 |  |  | N | IPP Non-CHP | 2 | X X X: X; DFO RC RC: SUB; DFO SUB SUB: NG; DFO DFO DFO: NG |  |  | N | N |  | OVER |  | Y |  |  | Y | [18 empty] | Y | Y | N
Vintage1982 | natural gas steam turbine | TRUE | 11252 | Louisiana Generating LLC | 6055 | Big Cajun 2 | LA | Pointe Coupee | 2 | Natural Gas Steam Turbine | ST |  | S | X | X | LAGN.BC2_2 | LAGN.BC2_2 | 626 | 0.9 | 575 | 575 | 100 | N |  |  | OP | X | 7 | 1982 |  |  | N | IPP Non-CHP | 2 | [11 empty] | N | N |  | OVER |  | N |  |  | N | [18 empty] | N | N | N | bar: X X X to DFO RC RC; DFO DFO DFO
Vintage1983 | hard coal | TRUE | 11252 | Louisiana Generating LLC | 6055 | Big Cajun 2 | LA | Pointe Coupee | 3 | Conventional Steam Coal | ST |  | J | X | X | LAGN.BC2_3 | LAGN.BC2_3 | 619 | 0.9 | 557.4 | 557.4 | 180 | N |  |  | OP | X | 4 | 1983 |  |  | N | IPP Non-CHP | 2 | X X X: X; DFO RC RC: SUB; DFO SUB SUB: NG; DFO DFO DFO: NG |  |  | N | N |  | OVER |  | Y |  |  | Y | [18 empty] | Y | Y | N
Vintage1948 | petroleum | TRUE | 11843 | Maui Electric Co Ltd | 6056 | Kahului | HI | Maui | 1 | Petroleum Liquids | ST |  | S | X | X |  |  | 5 | 0.8 | 4.7 | 4.7 | 2 | N |  |  | OP | X | 5 | 1948 | 1 | 2024 | N | Electric Utility | 1 | X X X: X; DFO RC RC: RFO; DFO DFO DFO: RFO |  |  | N | N |  | 12H | [23 empty] | N | N | N
Vintage1949 | petroleum | TRUE | 11843 | Maui Electric Co Ltd | 6056 | Kahului | HI | Maui | 2 | Petroleum Liquids | ST |  | S | X | X |  |  | 5 | 0.8 | 4.8 | 4.8 | 2 | N |  |  | OP | X | 12 | 1949 | 1 | 2024 | N | Electric Utility | 1 | X X X: X; DFO RC RC: RFO; DFO DFO DFO: RFO |  |  | N | N |  | 12H | [23 empty] | N | N | N
Vintage1954 | petroleum | TRUE | 11843 | Maui Electric Co Ltd | 6056 | Kahului | HI | Maui | 3 | Petroleum Liquids | ST |  | S | X | X |  |  | 11.5 | 0.85 | 11 | 11 | 3 | N |  |  | OP | X | 4 | 1954 | 1 | 2024 | N | Electric Utility | 1 | X X X: X; DFO RC RC: RFO; DFO DFO DFO: RFO |  |  | N | N |  | 12H | [23 empty] | N | N | N
Vintage1966 | petroleum | TRUE | 11843 | Maui Electric Co Ltd | 6056 | Kahului | HI | Maui | 4 | Petroleum Liquids | ST |  | S | X | X |  |  | 12.5 | 0.8 | 11.9 | 11.9 | 3 | N |  |  | OP | X | 10 | 1966 | 1 | 2024 | N | Electric Utility | 1 | X X X: X; DFO RC RC: RFO; DFO DFO DFO: RFO |  |  | N | N |  | 12H | [23 empty] | N | N | N
Vintage1975 | natural gas peaker | TRUE | 16181 | Rochester Public Utilities | 6058 | Cascade Creek | MN | Olmsted | 1 | Natural Gas Fired Combustion Turbine | GT |  | S | X | X | SMP.MMPA.CCRK1 | SMP.MMPA.CCRK1 | 35 | 0.95 | 27.9 | 30.2 | 5 | N |  |  | OP | X | 6 | 1975 |  |  | N | Electric Utility | 1 | X X X: X; DFO RC RC: NG; DFO SUB SUB: DFO |  |  | N |  |  | 1H | [20 empty] | N |  |  | Y | N | Y
Vintage2002 | natural gas peaker | TRUE | 16181 | Rochester Public Utilities | 6058 | Cascade Creek | MN | Olmsted | 2 | Natural Gas Fired Combustion Turbine | GT |  | S | X | X | SMP.MMPA.CCRK2 | SMP.MMPA.CCRK2 | 49.9 | 0.95 | 49.5 | 49.9 | 5 | N |  |  | OP | X | 4 | 2002 |  |  | N | Electric Utility | 1 | X X X: X; DFO RC RC: NG; DFO SUB SUB: DFO |  |  | N |  |  | 10M | [20 empty] | N |  |  | Y | N | Y
Vintage1973 | natural gas peaker | TRUE | 9216 | Imperial Irrigation District | 6060 | Coachella | CA | Riverside | 1 | Natural Gas Fired Combustion Turbine | GT |  | S | X | X |  |  | 23.1 | 0.9 | 18.6 | 18.5 | 3 | N |  |  | OP | X | 6 | 1973 |  |  | N | Electric Utility | 1 | X X X: X; DFO RC RC: NG; DFO SUB SUB: DFO |  |  | N | N |  | 10M | [23 empty] | Y | Y | Y
Vintage1973 | natural gas peaker | TRUE | 9216 | Imperial Irrigation District | 6060 | Coachella | CA | Riverside | 2 | Natural Gas Fired Combustion Turbine | GT |  | S | X | X |  |  | 23.1 | 0.9 | 19 | 16.1 | 3 | N |  |  | OP | X | 6 | 1973 |  |  | N | Electric Utility | 1 | X X X: X; DFO RC RC: NG; DFO SUB SUB: DFO |  |  | N | N |  | 10M | [23 empty] | Y | Y | Y
Vintage1974 | natural gas peaker | TRUE | 9216 | Imperial Irrigation District | 6060 | Coachella | CA | Riverside | 3 | Natural Gas Fired Combustion Turbine | GT |  | S | X | X |  |  | 23.1 | 0.9 | 18.3 | 20.3 | 3 | N |  |  | OP | X | 4 | 1974 |  |  | N | Electric Utility | 1 | X X X: X; DFO RC RC: NG; DFO SUB SUB: DFO |  |  | N | N |  | 10M | [23 empty] | Y | Y | Y
Vintage1976 | natural gas peaker | TRUE | 9216 | Imperial Irrigation District | 6060 | Coachella | CA | Riverside | 4 | Natural Gas Fired Combustion Turbine | GT |  | S | X | X |  |  | 23.1 | 0.9 | 18 | 19.2 | 3 | N |  |  | OP | X | 5 | 1976 |  |  | N | Electric Utility | 1 | X X X: X; DFO RC RC: NG; DFO SUB SUB: DFO |  |  | N | N |  | 10M | [23 empty] | Y | Y | Y
Vintage1975 | natural gas peaker | TRUE | 12341 | MidAmerican Energy Co | 6063 | Electrifarm | IA | Black Hawk | 1 | Natural Gas Fired Combustion Turbine | GT |  | S | X | X | MEC.EL Farm1 | MEC.EL FARM1 | 71.2 | 0.9 | 53.5 | 71 | 6 | N |  |  | OP | X | 5 | 1975 |  |  | N | Electric Utility | 1 | X X X: X; DFO RC RC: NG; DFO SUB SUB: DFO |  |  | N |  |  | 1H | [23 empty] | Y | Y | Y
Vintage1978 | natural gas peaker | TRUE | 12341 | MidAmerican Energy Co | 6063 | Electrifarm | IA | Black Hawk | 2 | Natural Gas Fired Combustion Turbine | GT |  | S | X | X | MEC.EL FARM 2 | MEC.EL Farm2 | 89 | 0.9 | 62.8 | 78 | 6 | N |  |  | OP | X | 1 | 1978 |  |  | N | Electric Utility | 1 | X X X: X; DFO RC RC: NG; DFO SUB SUB: DFO |  |  | N |  |  | 1H | [23 empty] | Y | Y | Y
Vintage1978 | natural gas peaker | TRUE | 12341 | MidAmerican Energy Co | 6063 | Electrifarm | IA | Black Hawk | 3 | Natural Gas Fired Combustion Turbine | GT |  | S | X | X | MEC.EL Farm3 | MEC.EL FARM3 | 103.9 | 0.9 | 65.3 | 85 | 6 | N |  |  | OP | X | 1 | 1978 |  |  | N | Electric Utility | 1 | X X X: X; DFO RC RC: NG; DFO SUB SUB: DFO |  |  | N |  |  | 1H | [23 empty] | Y | Y | Y
Vintage1981 | hard coal | TRUE | 9996 | City of Kansas City - (KS) | 6064 | Nearman Creek | KS | Wyandotte | 1 | Conventional Steam Coal | ST |  | S | X | X | kacy | kacy | 261 | 0.97 | 243 | 243 | 150 | N |  |  | OP | X | 6 | 1981 |  |  | N | Electric Utility | 1 | X X X: X; DFO RC RC: SUB; DFO DFO DFO: DFO |  |  | N | N |  | OVER |  | Y |  |  | Y | [15 empty] | N |  |  | N | N | N
Vintage2006 | natural gas peaker | TRUE | 9996 | City of Kansas City - (KS) | 6064 | Nearman Creek | KS | Wyandotte | CT4 | Natural Gas Fired Combustion Turbine | GT |  | S | X | X | kacy | kacy | 94 | 0.97 | 76 | 76 | 45 | N |  |  | OP | X | 2 | 2006 |  |  | N | Electric Utility | 1 | X X X: X; DFO RC RC: NG; DFO SUB SUB: DFO |  |  | N | N |  | 1H | [20 empty] | N |  |  | Y | N | Y
Vintage1980 | hard coal | TRUE | 10000 | Evergy Metro | 6065 | Iatan | MO | Platte | 1 | Conventional Steam Coal | ST |  | J | X | X | KCPLIATANUNIAT1 | IATANUNIAT1 | 726 | 0.9 | 703 | 703 | 366 | N |  |  | OP | X | 5 | 1980 |  |  | N | Electric Utility | 1 | X X X: X; DFO RC RC: SUB; DFO DFO DFO: DFO |  |  | N | N |  | OVER |  | Y |  |  | Y | [18 empty] | N
Vintage2010 | hard coal | TRUE | 10000 | Evergy Metro | 6065 | Iatan | MO | Platte | 2 | Conventional Steam Coal | ST |  | J | X | X | KCPLIATANUNIAT2 | IATANUNIAT2 | 999 | 0.9 | 877 | 877 | 657 | N |  |  | OP | X | 8 | 2010 |  |  | N | Electric Utility | 1 | X X X: X; DFO RC RC: SUB; DFO DFO DFO: DFO |  |  | N | N |  | 12H |  | Y |  |  |  | Y | [17 empty] | N
Vintage1978 | hard coal | TRUE | 22500 | Evergy Kansas Central, Inc | 6068 | Jeffrey Energy Center | KS | Pottawatomie | 1 | Conventional Steam Coal | ST |  | J | X | X | WR.JEC.1 | WR.JEC.1 | 720 | 0.9 | 669.6 | 669.6 | 230 | N |  |  | OP | X | 7 | 1978 |  |  | N | Electric Utility | 1 | X X X: X; DFO RC RC: SUB; DFO DFO DFO: DFO |  |  | N | N |  | OVER |  | Y |  |  | Y | [18 empty] | N | N | N
Vintage1980 | hard coal | TRUE | 22500 | Evergy Kansas Central, Inc | 6068 | Jeffrey Energy Center | KS | Pottawatomie | 2 | Conventional Steam Coal | ST |  | J | X | X | WR.JEC.2 | WR.JEC.2 | 720 | 0.9 | 671.7 | 671.7 | 220 | N |  |  | OP | X | 5 | 1980 |  |  | N | Electric Utility | 1 | X X X: X; DFO RC RC: SUB; DFO DFO DFO: DFO |  |  | N | N |  | OVER |  | Y |  |  | Y | [18 empty] | N | N | N
Vintage1983 | hard coal | TRUE | 22500 | Evergy Kansas Central, Inc | 6068 | Jeffrey Energy Center | KS | Pottawatomie | 3 | Conventional Steam Coal | ST |  | J | X | X | WR.JEC.3 | WR.JEC.3 | 720 | 0.9 | 669.3 | 669.3 | 220 | N |  |  | OP | X | 5 | 1983 |  |  | N | Electric Utility | 1 | X X X: X; DFO RC RC: SUB; DFO DFO DFO: DFO |  |  | N | N |  | OVER |  | Y |  |  | Y | [18 empty] | N | N | N
Vintage1990 | hard coal | TRUE | 11249 | Louisville Gas & Electric Co | 6071 | Trimble County | KY | Trimble | 1 | Conventional Steam Coal | ST |  | J | X | X |  |  | 566.1 | 0.9 | 511 | 511 | 141 | N |  |  | OP | X | 12 | 1990 |  |  | N | Electric Utility | 1 | X X X: X; DFO RC RC: RC; DFO SUB SUB: BIT; DFO DFO DFO: SUB; DFO DFO DFO: NG |  |  | N | N |  | OVER |  | Y |  |  | Y | [18 empty] | N | N | N
Vintage2004 | natural gas peaker | TRUE | 11249 | Louisville Gas & Electric Co | 6071 | Trimble County | KY | Trimble | 10 | Natural Gas Fired Combustion Turbine | GT |  | J | X | X |  |  | 199 | 0.85 | 159 | 179 | 80 | N |  |  | OP | X | 7 | 2004 |  |  | N | Electric Utility | 1 | [11 empty] | N | N |  | 1H | [23 empty] | N | N | N | bar: X X X to DFO RC RC; DFO DFO DFO
Vintage2011 | hard coal | TRUE | 11249 | Louisville Gas & Electric Co | 6071 | Trimble County | KY | Trimble | 2 | Conventional Steam Coal | ST |  | J | X | X |  |  | 834 | 0.85 | 732 | 760 | 315 | N |  |  | OP | X | 2 | 2011 |  |  | N | Electric Utility | 1 | X X X: X; DFO RC RC: RC; DFO SUB SUB: BIT; DFO DFO DFO: SUB; DFO DFO DFO: NG |  |  | N | N |  | OVER |  | Y |  |  |  | Y | [17 empty] | N | N | N
Vintage2002 | natural gas peaker | TRUE | 11249 | Louisville Gas & Electric Co | 6071 | Trimble County | KY | Trimble | 5 | Natural Gas Fired Combustion Turbine | GT |  | J | X | X |  |  | 199 | 0.85 | 159 | 179 | 80 | N |  |  | OP | X | 5 | 2002 |  |  | N | Electric Utility | 1 | [11 empty] | N | N |  | 1H | [23 empty] | N | N | N | bar: X X X to DFO RC RC; DFO DFO DFO
Vintage2002 | natural gas peaker | TRUE | 11249 | Louisville Gas & Electric Co | 6071 | Trimble County | KY | Trimble | 6 | Natural Gas Fired Combustion Turbine | GT |  | J | X | X |  |  | 199 | 0.85 | 159 | 179 | 80 | N |  |  | OP | X | 5 | 2002 |  |  | N | Electric Utility | 1 | [11 empty] | N | N |  | 1H | [23 empty] | N | N | N | bar: X X X to DFO RC RC; DFO DFO DFO
Vintage2004 | natural gas peaker | TRUE | 11249 | Louisville Gas & Electric Co | 6071 | Trimble County | KY | Trimble | 7 | Natural Gas Fired Combustion Turbine | GT |  | J | X | X |  |  | 199 | 0.85 | 159 | 179 | 80 | N |  |  | OP | X | 6 | 2004 |  |  | N | Electric Utility | 1 | [11 empty] | N | N |  | 1H | [23 empty] | N | N | N | bar: X X X to DFO RC RC; DFO DFO DFO
Vintage2004 | natural gas peaker | TRUE | 11249 | Louisville Gas & Electric Co | 6071 | Trimble County | KY | Trimble | 8 | Natural Gas Fired Combustion Turbine | GT |  | J | X | X |  |  | 199 | 0.85 | 159 | 179 | 80 | N |  |  | OP | X | 6 | 2004 |  |  | N | Electric Utility | 1 | [11 empty] | N | N |  | 1H | [23 empty] | N | N | N | bar: X X X to DFO RC RC; DFO DFO DFO
Vintage2004 | natural gas peaker | TRUE | 11249 | Louisville Gas & Electric Co | 6071 | Trimble County | KY | Trimble | 9 | Natural Gas Fired Combustion Turbine | GT |  | J | X | X |  |  | 199 | 0.85 | 159 | 179 | 80 | N |  |  | OP | X | 7 | 2004 |  |  | N | Electric Utility | 1 | [11 empty] | N | N |  | 1H |  | N | [21 empty] | N | N | N | bar: X X X to DFO RC RC; DFO DFO DFO
Vintage1985 | nuclear | TRUE | 12465 | System Energy Resources, Inc | 6072 | Grand Gulf | MS | Claiborne | 1 | Nuclear | ST |  | J | X | X | EES.G_GULF_A | EES.G_GULF_A | 1440 | 0.9 | 1401 | 1428 | 300 | N |  |  | OP | X | 7 | 1985 |  |  | N | Electric Utility | 1 | X X X: X; DFO RC RC: NUC |  |  | N |  |  | OVER | [23 empty] | N
Vintage1977 | hard coal | TRUE | 12686 | Mississippi Power Co | 6073 | Victor J Daniel Jr | MS | Jackson | 1 | Conventional Steam Coal | ST |  | J | X | X |  |  | 548.3 | 0.85 | 502 | 502 | 165 | N |  |  | OP | X | 9 | 1977 | 12 | 2027 | N | Electric Utility | 1 | X X X: X; DFO RC RC: SUB; DFO SUB SUB: BIT; DFO DFO DFO: DFO; DFO DFO DFO: DFO |  |  | N | N |  | OVER |  | Y |  |  | Y | [15 empty] | N |  |  | Y | Y | N
Vintage1981 | hard coal | TRUE | 12686 | Mississippi Power Co | 6073 | Victor J Daniel Jr | MS | Jackson | 2 | Conventional Steam Coal | ST |  | J | X | X |  |  | 548.3 | 0.85 | 502 | 502 | 165 | N |  |  | OP | X | 6 | 1981 | 12 | 2027 | N | Electric Utility | 1 | X X X: X; DFO RC RC: SUB; DFO SUB SUB: BIT; DFO DFO DFO: DFO; DFO DFO DFO: DFO |  |  | N | N |  | OVER |  | Y |  |  | Y | [15 empty] | N |  |  | Y | Y | N
Vintage2001 | natural gas combined cycle | TRUE | 12686 | Mississippi Power Co | 6073 | Victor J Daniel Jr | MS | Jackson | 3 | Natural Gas Fired Combined Cycle | CT | 3 | S | X | N |  |  | 185.5 | 0.85 | 539 | 560 | 110 | N |  |  | OP | X | 5 | 2001 |  |  | N | Electric Utility | 1 | [11 empty] | N | N |  | 12H | [7 empty] | 27 | 30 | 10 | 2022 | [9 empty] | N |  |  | N | N | N | bar: X X X to DFO RC RC
Vintage2001 | natural gas combined cycle | TRUE | 12686 | Mississippi Power Co | 6073 | Victor J Daniel Jr | MS | Jackson | 3CT | Natural Gas Fired Combined Cycle | CT | 3 | S | X | N |  |  | 185.5 | 0.85 |  |  | 110 | N |  |  | OP | X | 5 | 2001 |  |  | N | Electric Utility | 1 | [11 empty] | N | N |  | 12H | [20 empty] | N |  |  | N | N | N | bar: X X X to DFO RC RC
Vintage2001 | natural gas combined cycle | TRUE | 12686 | Mississippi Power Co | 6073 | Victor J Daniel Jr | MS | Jackson | 3ST | Natural Gas Fired Combined Cycle | CA | 3 | S | Y | X |  |  | 195.2 | 0.85 |  |  | 145 | N |  |  | OP | X | 5 | 2001 |  |  | N | Electric Utility | 1 | [11 empty] | N | N |  | 12H | [20 empty] | N |  |  | N | N | N | bar: X X X to DFO RC RC
Vintage2001 | natural gas combined cycle | TRUE | 12686 | Mississippi Power Co | 6073 | Victor J Daniel Jr | MS | Jackson | 4 | Natural Gas Fired Combined Cycle | CT | 4 | S | X | N |  |  | 185.5 | 0.85 | 559 | 577 | 110 | N |  |  | OP | X | 4 | 2001 |  |  | N | Electric Utility | 1 | [11 empty] | N | N |  | 12H | [7 empty] | 19 | 22 | 5 | 2024 | [9 empty] | N |  |  | N | N | N | bar: X X X to DFO RC RC
Vintage2001 | natural gas combined cycle | TRUE | 12686 | Mississippi Power Co | 6073 | Victor J Daniel Jr | MS | Jackson | 4CT | Natural Gas Fired Combined Cycle | CT | 4 | S | X | N |  |  | 185.5 | 0.85 |  |  | 110 | N |  |  | OP | X | 4 | 2001 |  |  | N | Electric Utility | 1 | [11 empty] | N | N |  | 12H | [20 empty] | N |  |  | N | N | N | bar: X X X to DFO RC RC
Vintage2001 | natural gas combined cycle | TRUE | 12686 | Mississippi Power Co | 6073 | Victor J Daniel Jr | MS | Jackson | 4ST | Natural Gas Fired Combined Cycle | CA | 4 | S | Y | X |  |  | 195.2 | 0.85 |  |  | 145 | N |  |  | OP | X | 4 | 2001 |  |  | N | Electric Utility | 1 | [11 empty] | N | N |  | 12H | [20 empty] | N |  |  | N | N | N | bar: X X X to DFO RC RC
Vintage1975 | natural gas peaker | TRUE | 56211 | Evergy Missouri West | 6074 | Greenwood (MO) | MO | Jackson | 1 | Natural Gas Fired Combustion Turbine | GT |  | S | X | X | MPSGRNWD1UN1 | MPSGRNWD1UN1 | 64.7 | 0.9 | 62.7 | 62.7 | 5 | N |  |  | OP | X | 5 | 1975 |  |  | N | Electric Utility | 1 | X X X: X; DFO RC RC: NG; DFO SUB SUB: DFO | [5 empty] | 1H | [23 empty] | Y |  | N
Vintage1975 | natural gas peaker | TRUE | 56211 | Evergy Missouri West | 6074 | Greenwood (MO) | MO | Jackson | 2 | Natural Gas Fired Combustion Turbine | GT |  | S | X | X | MPSGRNWD1UN2 | MPSGRNWD1UN2 | 64.7 | 0.9 | 63 | 63 | 5 | N |  |  | OP | X | 5 | 1975 |  |  | N | Electric Utility | 1 | X X X: X; DFO RC RC: NG; DFO SUB SUB: DFO | [5 empty] | 1H | [23 empty] | Y |  | N
Vintage1977 | natural gas peaker | TRUE | 56211 | Evergy Missouri West | 6074 | Greenwood (MO) | MO | Jackson | 3 | Natural Gas Fired Combustion Turbine | GT |  | S | X | X | MPSGRNWD1UN3 | MPSGRNWD1UN3 | 64.7 | 0.9 | 62.1 | 62.1 | 5 | N |  |  | OP | X | 6 | 1977 |  |  | N | Electric Utility | 1 | X X X: X; DFO RC RC: NG; DFO SUB SUB: DFO | [5 empty] | 1H | [23 empty] | Y |  | N
Vintage1979 | natural gas peaker | TRUE | 56211 | Evergy Missouri West | 6074 | Greenwood (MO) | MO | Jackson | 4 | Natural Gas Fired Combustion Turbine | GT |  | S | X | X | MPSGRNWD1UN4 | MPSGRNWD1UN4 | 64.7 | 0.9 | 61.4 | 61.4 | 5 | N |  |  | OP | X | 6 | 1979 |  |  | N | Electric Utility | 1 | X X X: X; DFO RC RC: NG; DFO SUB SUB: DFO | [5 empty] | 1H | [23 empty] | Y |  | N
Vintage2016 | solar pv | TRUE | 56211 | Evergy Missouri West | 6074 | Greenwood (MO) | MO | Jackson | 5 | Solar Photovoltaic | PV |  | S | X | X |  |  | 3 |  | 3 | 3 |  | N |  |  | OP | X | 6 | 2016 |  |  | N | Electric Utility | 1 | X X X: X; DFO RC RC: SUN
Vintage1984 | hard coal | TRUE | 15298 | Talen Montana LLC | 6076 | Colstrip | MT | Rosebud | 3 | Conventional Steam Coal | ST |  | J | X | X | NA | NA | 823.7 | 0.95 | 740 | 740 | 200 | N |  |  | OP | X | 1 | 1984 |  |  | N | IPP Non-CHP | 2 | X X X: X; DFO RC RC: SUB; DFO DFO DFO: DFO |  |  | N | N |  | OVER |  | Y |  |  | Y | [18 empty] | N | N | N
Vintage1986 | hard coal | TRUE | 15298 | Talen Montana LLC | 6076 | Colstrip | MT | Rosebud | 4 | Conventional Steam Coal | ST |  | J | X | X | NA | NA | 823.7 | 0.95 | 740 | 740 | 200 | N |  |  | OP | X | 4 | 1986 |  |  | N | IPP Non-CHP | 2 | X X X: X; DFO RC RC: SUB; DFO DFO DFO: DFO |  |  | N | N |  | OVER |  | Y |  |  | Y | [18 empty] | N | N | N
Vintage1979 | hard coal | TRUE | 13337 | Nebraska Public Power District | 6077 | Gerald Gentleman | NE | Lincoln | 1 | Conventional Steam Coal | ST |  | S | X | X | NPPD_GGS1 | NPPD_GGS1 | 681.3 | 0.9 | 665 | 665 | 0 | N |  |  | OP | X | 4 | 1979 |  |  | N | Electric Utility | 1 | X X X: X; DFO RC RC: SUB; DFO DFO DFO: NG |  |  | N | N |  | OVER |  | Y |  |  | Y | [18 empty] | N | N | N
Vintage1982 | hard coal | TRUE | 13337 | Nebraska Public Power District | 6077 | Gerald Gentleman | NE | Lincoln | 2 | Conventional Steam Coal | ST |  | S | X | X | NPPD_GGS2 | NPPD_GGS2 | 681.3 | 0.9 | 700 | 700 | 0 | N |  |  | OP | X | 1 | 1982 |  |  | N | Electric Utility | 1 | X X X: X; DFO RC RC: SUB; DFO DFO DFO: NG |  |  | N | N |  | OVER |  | Y |  |  | Y | [18 empty] | N | N | N
Vintage1982 | petroleum | TRUE | 11806 | Massachusetts Mun Wholes Electric Co | 6081 | Stony Brook | MA | Hampden | 1 | Petroleum Liquids | GT |  | J | X | X | UN.STONTBRK13.2ST2A | .Z.WCMASS | 85 | 0.9 | 65 | 85 | 40 | N |  |  | OP | X | 11 | 1982 |  |  | N | Electric Utility | 1 | X X X: X; DFO RC RC: DFO |  |  | N | N |  | 10M | [23 empty] | N | N
Vintage1982 | petroleum | TRUE | 11806 | Massachusetts Mun Wholes Electric Co | 6081 | Stony Brook | MA | Hampden | 2 | Petroleum Liquids | GT |  | J | X | X | UN.STONYBRK13.2ST2B | .Z.WCMASS | 85 | 0.9 | 65 | 85 | 40 | N |  |  | OP | X | 11 | 1982 |  |  | N | Electric Utility | 1 | X X X: X; DFO RC RC: DFO |  |  | N | N |  | 10M | [23 empty] | N | N
Vintage2018 | solar pv | TRUE | 11806 | Massachusetts Mun Wholes Electric Co | 6081 | Stony Brook | MA | Hampden | 5051S | Solar Photovoltaic | PV |  | S | X | X | 4007 | Z.WCMASS | 6.9 | 1 | 6.9 | 6.9 | 0 | N |  |  | OP | X | 6 | 2018 |  |  | N | Electric Utility | 1 | X X X: X; DFO RC RC: SUN
Vintage2007 | petroleum | TRUE | 11806 | Massachusetts Mun Wholes Electric Co | 6081 | Stony Brook | MA | Hampden | BS#1 | Petroleum Liquids | IC |  | J | X | X |  |  | 2 | 0.9 | 2 | 2 | 0.2 | N |  |  | SB | N | 9 | 2007 |  |  | N | Electric Utility | 1 | X X X: X; DFO RC RC: DFO; DFO SUB SUB: NG |  |  | N |  |  | 10M | [23 empty] | N |  | N
Vintage2007 | petroleum | TRUE | 11806 | Massachusetts Mun Wholes Electric Co | 6081 | Stony Brook | MA | Hampden | BS#2 | Petroleum Liquids | IC |  | J | X | X |  |  | 2 | 0.9 | 2 | 2 | 0.2 | N |  |  | SB | N | 9 | 2007 |  |  | N | Electric Utility | 1 | X X X: X; DFO RC RC: DFO |  |  | N |  |  | 10M | [23 empty] | N
Vintage1981 | petroleum | TRUE | 11806 | Massachusetts Mun Wholes Electric Co | 6081 | Stony Brook | MA | Hampden | CA1 | Petroleum Liquids | CA | CC1 | J | N | X |  |  | 105 | 0.9 | 96 | 105 | 20 | N |  |  | OP | X | 11 | 1981 |  |  | N | Electric Utility | 1 | X X X: X; DFO RC RC: DFO |  |  | N | N |  | 12H | [23 empty] | N
Vintage1981 | natural gas combined cycle | TRUE | 11806 | Massachusetts Mun Wholes Electric Co | 6081 | Stony Brook | MA | Hampden | CT1 | Natural Gas Fired Combined Cycle | CT | CC1 | J | X | N | UN.STONYBRK13.2ST1A | .Z.WCMASS | 85 | 0.9 | 69.7 | 87 | 40 | N |  |  | OP | X | 11 | 1981 |  |  | N | Electric Utility | 1 | X X X: X; DFO RC RC: NG; DFO SUB SUB: DFO |  |  | N | N |  | 1H | [23 empty] | Y | Y | Y
Vintage1981 | natural gas combined cycle | TRUE | 11806 | Massachusetts Mun Wholes Electric Co | 6081 | Stony Brook | MA | Hampden | CT2 | Natural Gas Fired Combined Cycle | CT | CC1 | J | X | Y | UN.STONYBRK13.2ST1B | .Z.WCMASS | 85 | 0.9 | 69.7 | 87 | 55 | N |  |  | OP | X | 11 | 1981 |  |  | N | Electric Utility | 1 | X X X: X; DFO RC RC: NG; DFO SUB SUB: DFO |  |  | N | N |  | 10M | [23 empty] | Y | Y | Y
Vintage1981 | natural gas combined cycle | TRUE | 11806 | Massachusetts Mun Wholes Electric Co | 6081 | Stony Brook | MA | Hampden | CT3 | Natural Gas Fired Combined Cycle | CT | CC1 | J | X | N | UN.STONYBRK13.2ST1C | .Z.WCMASS | 85 | 0.9 | 69.7 | 87 | 40 | N |  |  | OP | X | 11 | 1981 |  |  | N | Electric Utility | 1 | X X X: X; DFO RC RC: NG; DFO SUB SUB: DFO |  |  | N | N |  | 1H | [23 empty] | Y | Y | Y
Vintage1981 | petroleum | TRUE | 11806 | Massachusetts Mun Wholes Electric Co | 6081 | Stony Brook | MA | Hampden | EDSI | Petroleum Liquids | IC |  | J | X | X |  |  | 0.6 | 0.9 | 0.6 | 0.6 | 0.2 | N |  |  | OP | X | 11 | 1981 |  |  | N | Electric Utility | 1 | X X X: X; DFO RC RC: DFO |  |  | N | N |  | 10M | [23 empty] | N | N
Vintage1912 | hydro | TRUE | 61122 | Great River Hydro, LLC | 6083 | Deerfield 3 | MA | Franklin | GEN1 | Conventional Hydroelectric | HY |  | S | X | X | 465 |  | 1.6 | 0.8 | 2 | 2 | 1 | N |  |  | OP | X | 8 | 1912 |  |  | N | IPP Non-CHP | 2 | X X X: X; DFO RC RC: WAT |  |  | N | N | 0 | 10M | [23 empty] | N
Vintage1912 | hydro | TRUE | 61122 | Great River Hydro, LLC | 6083 | Deerfield 3 | MA | Franklin | GEN2 | Conventional Hydroelectric | HY |  | S | X | X | 465 |  | 1.6 | 0.8 | 2 | 2 | 1 | N |  |  | OP | X | 8 | 1912 |  |  | N | IPP Non-CHP | 2 | X X X: X; DFO RC RC: WAT |  |  | N | N | 0 | 10M | [23 empty] | N
Vintage1912 | hydro | TRUE | 61122 | Great River Hydro, LLC | 6083 | Deerfield 3 | MA | Franklin | GEN3 | Conventional Hydroelectric | HY |  | S | X | X | 465 |  | 1.6 | 0.8 | 2 | 2 | 1 | N |  |  | OP | X | 8 | 1912 |  |  | N | IPP Non-CHP | 2 | X X X: X; DFO RC RC: WAT |  |  | N | N | 0 | 10M | [23 empty] | N
Vintage1979 | natural gas peaker | TRUE | 13756 | Northern Indiana Pub Serv Co | 6085 | R M Schahfer | IN | Jasper | 16A | Natural Gas Fired Combustion Turbine | GT |  | S | X | X | NIPS.SCHAHP16A | NIPS.SCHAHP16A | 129 | 0.9 | 78 | 78 | 70 | N |  |  | OP | X | 12 | 1979 |  |  | N | Electric Utility | 1 | [11 empty] | N | N |  | 12H | [23 empty] | N | N | N | bar: X X X to DFO RC RC
Vintage1979 | natural gas peaker | TRUE | 13756 | Northern Indiana Pub Serv Co | 6085 | R M Schahfer | IN | Jasper | 16B | Natural Gas Fired Combustion Turbine | GT |  | S | X | X | NIPS.SCHAHP16B | NIPS.SCHAHP16B | 129 | 0.9 | 77 | 77 | 70 | N |  |  | OP | X | 12 | 1979 |  |  | N | Electric Utility | 1 | [11 empty] | N | N |  | 12H | [23 empty] | N | N | N | bar: X X X to DFO RC RC
Vintage1983 | hard coal | TRUE | 13756 | Northern Indiana Pub Serv Co | 6085 | R M Schahfer | IN | Jasper | 17 | Conventional Steam Coal | ST |  | S | X | X | NIPS.SCHAHP17 | NIPS.SCHAHP17 | 423.5 | 0.9 | 361 | 361 | 110 | N |  |  | OP | X | 4 | 1983 |  |  | N | Electric Utility | 1 | X X X: X; DFO RC RC: BIT; DFO SUB SUB: NG; DFO DFO DFO: NG |  |  | N | N |  | OVER |  | Y |  |  | Y | [18 empty] | Y | Y | N
Vintage1986 | hard coal | TRUE | 13756 | Northern Indiana Pub Serv Co | 6085 | R M Schahfer | IN | Jasper | 18 | Conventional Steam Coal | ST |  | S | X | X | NIPS.SCHAHP18 | NIPS.SCHAHP18 | 423.5 | 0.9 | 361 | 361 | 110 | N |  |  | OP | X | 2 | 1986 |  |  | N | Electric Utility | 1 | X X X: X; DFO RC RC: BIT; DFO SUB SUB: NG; DFO DFO DFO: NG |  |  | N | N |  | OVER |  | Y |  |  | Y | [18 empty] | Y | Y | N
Vintage1976 | hydro | TRUE | 13781 | Northern States Power Co - Minnesota | 6086 | Cornell | WI | Chippewa | 1 | Conventional Hydroelectric | HY |  | S | X | X | NSP CORNELL2 CORN_HYD_UNIT | NSP CORNELL2 CORN_HYD_UNIT | 11.5 | 0.9 | 6.2 | 6.2 | 2.9 | N |  |  | OP | X | 7 | 1976 | 11 | 2023 | N | Electric Utility | 1 | X X X: X; DFO RC RC: WAT |  |  | N | N |  | 1H | [23 empty] | N
Vintage1976 | hydro | TRUE | 13781 | Northern States Power Co - Minnesota | 6086 | Cornell | WI | Chippewa | 2 | Conventional Hydroelectric | HY |  | S | X | X | NSP CORNELL2 CORN_HYD_UNIT | NSP CORNELL2 CORN_HYD_UNIT | 11.5 | 0.9 | 6.4 | 6.4 | 2.9 | N |  |  | OP | X | 8 | 1976 | 11 | 2023 | N | Electric Utility | 1 | X X X: X; DFO RC RC: WAT |  |  | N | N |  | 1H | [23 empty] | N
Vintage1976 | hydro | TRUE | 13781 | Northern States Power Co - Minnesota | 6086 | Cornell | WI | Chippewa | 3 | Conventional Hydroelectric | HY |  | S | X | X | NSP CORNELL2 CORN_HYD_UNIT | NSP CORNELL2 CORN_HYD_UNIT | 11.5 | 0.9 | 6.9 | 6.9 | 2.9 | N |  |  | OP | X | 7 | 1976 | 11 | 2023 | N | Electric Utility | 1 | X X X: X; DFO RC RC: WAT |  |  | N | N |  | 1H | [23 empty] | N
Vintage1977 | hydro | TRUE | 13781 | Northern States Power Co - Minnesota | 6086 | Cornell | WI | Chippewa | 4 | Conventional Hydroelectric | HY |  | S | X | X | NSP CORNELL2 CORN_HYD_UNIT | NSP CORNELL2 CORN_HYD_UNIT | 0.8 | 0.8 | 0.4 | 0.4 | 0.2 | N |  |  | OP | X | 4 | 1977 | 11 | 2023 | N | Electric Utility | 1 | X X X: X; DFO RC RC: WAT |  |  | N | N |  | 1H | [23 empty] | N
Vintage1980 | other | TRUE | 7140 | Georgia Power Co | 6087 | Wallace Dam | GA | Hancock | 1 | Hydroelectric Pumped Storage | PS |  | S | X | X |  |  | 52.2 | 0.9 | 53.6 | 53.3 | 50.7 | N |  |  | OP | X | 7 | 1980 |  |  | N | Electric Utility | 1 | X X X: X; DFO RC RC: WAT |  |  | N |  |  | 1H | [23 empty] | N
Vintage1980 | other | TRUE | 7140 | Georgia Power Co | 6087 | Wallace Dam | GA | Hancock | 2 | Hydroelectric Pumped Storage | PS |  | S | X | X |  |  | 52.2 | 0.9 | 53.6 | 53.3 | 50.7 | N |  |  | OP | X | 12 | 1980 |  |  | N | Electric Utility | 1 | X X X: X; DFO RC RC: WAT |  |  | N |  |  | 1H | [23 empty] | N
Vintage1980 | hydro | TRUE | 7140 | Georgia Power Co | 6087 | Wallace Dam | GA | Hancock | 3 | Conventional Hydroelectric | HY |  | S | X | X |  |  | 56.2 | 0.9 | 56.8 | 57.1 | 54.6 | N |  |  | OP | X | 2 | 1980 |  |  | N | Electric Utility | 1 | X X X: X; DFO RC RC: WAT |  |  | N |  | 0 | 1H | [23 empty] | N
Vintage1980 | hydro | TRUE | 7140 | Georgia Power Co | 6087 | Wallace Dam | GA | Hancock | 4 | Conventional Hydroelectric | HY |  | S | X | X |  |  | 56.2 | 0.9 | 56.8 | 57.1 | 54.6 | N |  |  | OP | X | 4 | 1980 |  |  | N | Electric Utility | 1 | X X X: X; DFO RC RC: WAT |  |  | N |  | 0 | 1H | [23 empty] | N
Vintage1980 | other | TRUE | 7140 | Georgia Power Co | 6087 | Wallace Dam | GA | Hancock | 5 | Hydroelectric Pumped Storage | PS |  | S | X | X |  |  | 52.2 | 0.9 | 53.6 | 53.3 | 50.7 | N |  |  | OP | X | 1 | 1980 |  |  | N | Electric Utility | 1 | X X X: X; DFO RC RC: WAT |  |  | N |  |  | 1H | [23 empty] | N
Vintage1979 | other | TRUE | 7140 | Georgia Power Co | 6087 | Wallace Dam | GA | Hancock | 6 | Hydroelectric Pumped Storage | PS |  | S | X | X |  |  | 52.2 | 0.9 | 53.6 | 53.3 | 50.7 | N |  |  | OP | X | 12 | 1979 |  |  | N | Electric Utility | 1 | X X X: X; DFO RC RC: WAT |  |  | N |  |  | 1H | [23 empty] | N
Vintage1972 | natural gas peaker | TRUE | 24211 | Tucson Electric Power Co | 6088 | North Loop | AZ | Pima | 1 | Natural Gas Fired Combustion Turbine | GT |  | S | X | X |  |  | 27 | 0.85 | 25 | 26.8 | 5 | N |  |  | OP | X | 12 | 1972 |  |  | N | Electric Utility | 1 | X X X: X; DFO RC RC: NG; DFO SUB SUB: DFO |  |  | N | N |  | 1H | [23 empty] | Y | Y | Y
Vintage1972 | natural gas peaker | TRUE | 24211 | Tucson Electric Power Co | 6088 | North Loop | AZ | Pima | 2 | Natural Gas Fired Combustion Turbine | GT |  | S | X | X |  |  | 27 | 0.85 | 25 | 26.8 | 5 | N |  |  | OP | X | 12 | 1972 |  |  | N | Electric Utility | 1 | X X X: X; DFO RC RC: NG; DFO SUB SUB: DFO |  |  | N | N |  | 1H | [23 empty] | Y | Y | Y
Vintage1972 | natural gas peaker | TRUE | 24211 | Tucson Electric Power Co | 6088 | North Loop | AZ | Pima | 3 | Natural Gas Fired Combustion Turbine | GT |  | S | X | X |  |  | 27 | 0.85 | 25 | 26.8 | 5 | N |  |  | OP | X | 12 | 1972 |  |  | N | Electric Utility | 1 | X X X: X; DFO RC RC: NG; DFO SUB SUB: DFO |  |  | N | N |  | 1H | [23 empty] | Y | Y | Y
Vintage2001 | natural gas peaker | TRUE | 24211 | Tucson Electric Power Co | 6088 | North Loop | AZ | Pima | 4 | Natural Gas Fired Combustion Turbine | GT |  | S | X | X |  |  | 26.8 | 0.8 | 20 | 21.4 | 10 | N |  |  | OP | X | 7 | 2001 |  |  | N | Electric Utility | 1 | [11 empty] | N | N |  | 10M | [23 empty] | N | N | N | bar: X X X to DFO RC RC
Vintage2016 | natural gas peaker | TRUE | 12199 | Montana-Dakota Utilities Co | 6089 | Lewis & Clark | MT | Richland | 2 | Natural Gas Internal Combustion Engine | IC |  | S | X | X | MDU.LEWIS2 | MDU.LEWIS2 | 9.3 | 0.8 | 9.1 | 9.1 | 3.5 | N |  |  | OP | X | 4 | 2016 |  |  | N | Electric Utility | 1 | [11 empty] | N | N |  | 10M | [23 empty] | N | bar: X X X to DFO RC RC
Vintage2016 | natural gas peaker | TRUE | 12199 | Montana-Dakota Utilities Co | 6089 | Lewis & Clark | MT | Richland | 3 | Natural Gas Internal Combustion Engine | IC |  | S | X | X | MDU.LEWIS2 | MDU.LEWIS2 | 9.3 | 0.8 | 9.1 | 9.1 | 3.5 | N |  |  | OP | X | 4 | 2016 |  |  | N | Electric Utility | 1 | [11 empty] | N | N |  | 10M | [23 empty] | N | bar: X X X to DFO RC RC
Vintage1976 | hard coal | TRUE | 13781 | Northern States Power Co - Minnesota | 6090 | Sherburne County | MN | Sherburne | 1 | Conventional Steam Coal | ST |  | S | X | X | NSP SHERCO SHERCO_1_UNIT | NSP SHERCO SHERCO_1_UNIT | 765.3 | 0.91 | 680 | 680 | 260 | N |  |  | OP | X | 4 | 1976 | 12 | 2025 | Y | Electric Utility | 1 | X X X: T; DFO RC RC: SUB; DFO SUB SUB: DFO; DFO DFO DFO: DFO |  |  | N | N |  | OVER |  | Y |  |  | Y | [18 empty] | Y | Y | N
Vintage1977 | hard coal | TRUE | 13781 | Northern States Power Co - Minnesota | 6090 | Sherburne County | MN | Sherburne | 2 | Conventional Steam Coal | ST |  | S | X | X | NSP SHERCO SHERCO_2_UNIT | NSP SHERCO SHERCO_2_UNIT | 765.3 | 0.91 | 682 | 682 | 260 | N |  |  | OP | X | 3 | 1977 | 12 | 2023 | Y | Electric Utility | 1 | X X X: T; DFO RC RC: SUB; DFO SUB SUB: DFO; DFO DFO DFO: DFO |  |  | N | N |  | OVER |  | Y |  |  | Y | [18 empty] | Y | Y | N
Vintage1987 | hard coal | TRUE | 13781 | Northern States Power Co - Minnesota | 6090 | Sherburne County | MN | Sherburne | 3 | Conventional Steam Coal | ST |  | J | X | X | NSP SHERCO SHERCN_3_UNIT | NSP SHERCO SHERCN_3_UNIT | 938.7 | 0.9 | 876 | 876 | 400 | N |  |  | OP | X | 10 | 1987 | 12 | 2034 | N | Electric Utility | 1 | X X X: X; DFO RC RC: SUB; DFO SUB SUB: DFO; DFO DFO DFO: DFO |  |  | N | N |  | OVER |  | Y |  |  | Y | [18 empty] | Y | Y | N
Vintage1978 | petroleum | TRUE | 1307 | Basin Electric Power Coop | 6092 | Spirit Mound | SD | Clay | 1 | Petroleum Liquids | GT |  | S | X | X | WAUESPIRITMUNSPIRIT_1_UNIT_RA | WAUE.BEPM.SMS1 | 67.5 | 0.9 | 50 | 60 | 10 | N |  |  | OP | X | 6 | 1978 |  |  | N | Electric Utility | 1 | X X X: X; DFO RC RC: DFO |  |  | N | N |  | 1H | [23 empty] | N | N | N
Vintage1978 | petroleum | TRUE | 1307 | Basin Electric Power Coop | 6092 | Spirit Mound | SD | Clay | 2 | Petroleum Liquids | GT |  | S | X | X | WAUESPIRITMUNSPIRIT_2_UNIT_RA | WAUE.BEPM.SMS2 | 67.5 | 0.9 | 45 | 60 | 10 | N |  |  | OP | X | 6 | 1978 |  |  | N | Electric Utility | 1 | X X X: X; DFO RC RC: DFO |  |  | N | N |  | 1H | [23 empty] | N | N | N
Vintage1979 | hard coal | TRUE | 14063 | Oklahoma Gas & Electric Co | 6095 | Sooner | OK | Noble | 1 | Conventional Steam Coal | ST |  | S | X | X | OKGESO1 | OKGESO1 | 569 | 0.9 | 516 | 516 | 200 | N |  |  | OP | X | 11 | 1979 |  |  | N | Electric Utility | 1 | X X X: X; DFO RC RC: SUB; DFO SUB SUB: DFO; DFO DFO DFO: DFO |  |  | N | N |  | OVER |  | Y |  |  | Y | [18 empty] | Y | N | N
Vintage1980 | hard coal | TRUE | 14063 | Oklahoma Gas & Electric Co | 6095 | Sooner | OK | Noble | 2 | Conventional Steam Coal | ST |  | S | X | X | OKGESO2 | OKGESO2 | 569 | 0.9 | 515 | 515 | 200 | N |  |  | OP | X | 12 | 1980 |  |  | N | Electric Utility | 1 | X X X: X; DFO RC RC: SUB; DFO SUB SUB: DFO; DFO DFO DFO: DFO |  |  | N | N |  | OVER |  | Y |  |  | Y | [18 empty] | Y | N | N
Vintage1979 | hard coal | TRUE | 14127 | Omaha Public Power District | 6096 | Nebraska City | NE | Otoe | 1 | Conventional Steam Coal | ST |  | S | X | X | NEBRASKA_CITY_1 |  | 651.6 | 0.9 | 654.3 | 654.3 | 180 | N |  |  | OP | X | 4 | 1979 |  |  | N | Electric Utility | 1 | X X X: X; DFO RC RC: SUB; DFO DFO DFO: NG; DFO NG NG: DFO |  |  | N | N |  | OVER |  | Y |  |  | Y | [18 empty] | N | N | N
Vintage2009 | hard coal | TRUE | 14127 | Omaha Public Power District | 6096 | Nebraska City | NE | Otoe | 2 | Conventional Steam Coal | ST |  | S | X | X | NEBRASKA_CITY_2 |  | 738 | 0.9 | 691 | 691 | 235 | N |  |  | OP | X | 5 | 2009 |  |  | N | Electric Utility | 1 | X X X: X; DFO RC RC: SUB; DFO DFO DFO: NG; DFO NG NG: DFO |  |  | N | N |  | OVER |  | Y |  |  | Y | [18 empty] | N | N | N
Vintage1975 | hard coal | TRUE | 14232 | Otter Tail Power Co | 6098 | Big Stone | SD | Grant | 1 | Conventional Steam Coal | ST |  | J | X | X | OTP.BIGSTON1 | OTP.BIGSTON1 | 450 | 0.9 | 474 | 474 | 150 | N |  |  | OP | X | 5 | 1975 |  |  | Y | Electric Utility | 1 | X X X: T; DFO RC RC: SUB; DFO SUB SUB: DFO; DFO DFO DFO: AB; DFO DFO DFO: DFO |  |  | N | N |  | 12H |  | Y |  |  | Y | [18 empty] | Y | Y | N
Vintage1975 | petroleum | TRUE | 14232 | Otter Tail Power Co | 6098 | Big Stone | SD | Grant | D1 | Petroleum Liquids | IC |  | J | X | X |  |  | 1 | 0.8 | 0.6 | 0.6 | 0.1 | N |  |  | SB | Y | 5 | 1975 |  |  | N | Electric Utility | 1 | X X X: X; DFO RC RC: DFO |  |  | N | N |  | 10M | [23 empty] | N
Vintage1985 | nuclear | TRUE | 14328 | Pacific Gas & Electric Co. | 6099 | Diablo Canyon | CA | San Luis Obispo | 1 | Nuclear | ST |  | S | X | X | DIABLO1_7_B1 | DIABLO1_7_B1 | 1159 | 0.9 | 1122 | 1122 | 0 | N |  |  | OP | X | 5 | 1985 | 11 | 2024 | N | Electric Utility | 1 | X X X: X; DFO RC RC: NUC |  |  | N |  |  | OVER | [23 empty] | N
Vintage1986 | nuclear | TRUE | 14328 | Pacific Gas & Electric Co. | 6099 | Diablo Canyon | CA | San Luis Obispo | 2 | Nuclear | ST |  | S | X | X | DIABLO2_7_B1 | DIABLO2_7_B1 | 1164 | 0.9 | 1118 | 1118 | 0 | N |  |  | OP | X | 3 | 1986 | 8 | 2025 | N | Electric Utility | 1 | X X X: X; DFO RC RC: NUC |  |  | N |  |  | OVER | [23 empty] | N
Vintage1984 | other | TRUE | 14328 | Pacific Gas & Electric Co. | 6100 | Helms Pumped Storage | CA | Fresno | 1 | Hydroelectric Pumped Storage | PS |  | S | X | X | HELMS1_7_B1 | HELMS1_7_B1 | 351 | 0.9 | 404 | 404 | 83 | N |  |  | OS | X | 6 | 1984 |  |  | N | Electric Utility | 1 | X X X: X; DFO RC RC: WAT |  |  | N |  |  | 10M | [23 empty] | N
Vintage1984 | other | TRUE | 14328 | Pacific Gas & Electric Co. | 6100 | Helms Pumped Storage | CA | Fresno | 2 | Hydroelectric Pumped Storage | PS |  | S | X | X | HELMS2_7_B1 | HELMS2_7_B1 | 351 | 0.9 | 404 | 404 | 83 | N |  |  | OP | X | 6 | 1984 |  |  | N | Electric Utility | 1 | X X X: X; DFO RC RC: WAT |  |  | N |  |  | 10M | [23 empty] | N
Vintage1984 | other | TRUE | 14328 | Pacific Gas & Electric Co. | 6100 | Helms Pumped Storage | CA | Fresno | 3 | Hydroelectric Pumped Storage | PS |  | S | X | X | HELMS3_7_B1 | HELMS3_7_B1 | 351 | 0.9 | 404 | 404 | 83 | N |  |  | OP | X | 6 | 1984 |  |  | N | Electric Utility | 1 | X X X: X; DFO RC RC: WAT |  |  | N |  |  | 10M | [23 empty] | N
Vintage1978 | hard coal | TRUE | 14354 | PacifiCorp | 6101 | Wyodak | WY | Campbell | 1 | Conventional Steam Coal | ST |  | J | X | X |  |  | 402.3 | 0.9 | 332 | 335 | 130 | N |  |  | OP | X | 9 | 1978 | 12 | 2039 | N | Electric Utility | 1 | X X X: X; DFO RC RC: SUB; DFO SUB SUB: DFO; DFO DFO DFO: DFO |  |  | N |  |  | OVER |  | Y |  |  | Y |  | N | [16 empty] | N
Vintage1983 | nuclear | TRUE | 14266 | TalenEnergy Susquehanna LLC | 6103 | TalenEnergy Susquehanna | PA | Luzerne | 1 | Nuclear | ST |  | J | X | X | 50654 | 50654 | 1266 | 0.935 | 1247 | 1247 | 170 | N |  |  | OP | X | 6 | 1983 |  |  | N | IPP Non-CHP | 2 | X X X: X; DFO RC RC: NUC |  |  |  | N |  | OVER | [23 empty] | N | N | N
Vintage1985 | nuclear | TRUE | 14266 | TalenEnergy Susquehanna LLC | 6103 | TalenEnergy Susquehanna | PA | Luzerne | 2 | Nuclear | ST |  | J | X | X | 50655 | 50655 | 1266 | 0.935 | 1247 | 1247 | 170 | N |  |  | OP | X | 2 | 1985 |  |  | N | IPP Non-CHP | 2 | X X X: X; DFO RC RC: NUC |  |  |  | N |  | OVER | [23 empty] | N | N | N
Vintage1986 | nuclear | TRUE | 55951 | Exelon Nuclear | 6105 | Limerick | PA | Montgomery | 1 | Nuclear | ST |  | S | X | X | 20021101 | 20021101 | 1138.5 | 0.9 | 1119.7 | 1180.1 | 55 | N |  |  | OP | X | 2 | 1986 |  |  | N | IPP Non-CHP | 2 | X X X: X; DFO RC RC: NUC |  |  | N | N |  | OVER | [23 empty] | N
Vintage1990 | nuclear | TRUE | 55951 | Exelon Nuclear | 6105 | Limerick | PA | Montgomery | 2 | Nuclear | ST |  | S | X | X | 20021102 | 20021102 | 1138.5 | 0.9 | 1122.1 | 1188.1 | 55 | N |  |  | OP | X | 1 | 1990 |  |  | N | IPP Non-CHP | 2 | X X X: X; DFO RC RC: NUC |  |  | N | N |  | OVER | [23 empty] | N
Vintage1976 | nuclear | TRUE | 55951 | Exelon Nuclear | 6110 | James A Fitzpatrick | NY | Oswego | 1 | Nuclear | ST |  | S | X | X | 23598 | 23598 | 883.3 | 0.9 | 854 | 855.5 | 125 | N |  |  | OP | X | 8 | 1976 |  |  | N | IPP Non-CHP | 2 | X X X: X; DFO RC RC: NUC |  |  | N | N |  | OVER | [23 empty] | N | N | N
Vintage1998 | natural gas combined cycle | TRUE | 15466 | Public Service Co of Colorado | 6112 | Fort St Vrain | CO | Weld | 1 | Natural Gas Fired Combined Cycle | CA | FSV0 | S | Y | X |  |  | 342.6 | 0.85 | 301 | 304 | 39 | N |  |  | OP | X | 7 | 1998 |  |  | N | Electric Utility | 1 | [11 empty] | N | N |  | 12H | [23 empty] | N | N | bar: X X X to DFO RC RC
Vintage1996 | natural gas combined cycle | TRUE | 15466 | Public Service Co of Colorado | 6112 | Fort St Vrain | CO | Weld | 2 | Natural Gas Fired Combined Cycle | CT | FSV0 | S | X | Y |  |  | 175.1 | 0.85 | 123 | 134 | 65 | N |  |  | OP | X | 5 | 1996 |  |  | N | Electric Utility | 1 | [11 empty] | N | N |  | 1H | [23 empty] | N | N | bar: X X X to DFO RC RC
Vintage1999 | natural gas combined cycle | TRUE | 15466 | Public Service Co of Colorado | 6112 | Fort St Vrain | CO | Weld | 3 | Natural Gas Fired Combined Cycle | CT | FSV0 | S | X | Y |  |  | 175.1 | 0.85 | 128 | 139 | 65 | N |  |  | OP | X | 1 | 1999 |  |  | N | Electric Utility | 1 | [11 empty] | N | N |  | 1H | [23 empty] | N | N | bar: X X X to DFO RC RC
Vintage2001 | natural gas combined cycle | TRUE | 15466 | Public Service Co of Colorado | 6112 | Fort St Vrain | CO | Weld | 4 | Natural Gas Fired Combined Cycle | CT | FSV0 | S | X | Y |  |  | 175.1 | 0.85 | 133 | 163 | 65 | N |  |  | OP | X | 6 | 2001 |  |  | N | Electric Utility | 1 | [11 empty] | N | N |  | 1H | [7 empty] | 5 | 24 | 1 | 2022 | [12 empty] | N | N | bar: X X X to DFO RC RC
Vintage2009 | natural gas peaker | TRUE | 15466 | Public Service Co of Colorado | 6112 | Fort St Vrain | CO | Weld | 5 | Natural Gas Fired Combustion Turbine | GT |  | S | X | X |  |  | 140.3 | 0.85 | 144 | 159 | 55 | N |  |  | OP | X | 5 | 2009 |  |  | N | Electric Utility | 1 | [11 empty] | N | N |  | 1H | [23 empty] | N | N | bar: X X X to DFO RC RC
Vintage2009 | natural gas peaker | TRUE | 15466 | Public Service Co of Colorado | 6112 | Fort St Vrain | CO | Weld | 6 | Natural Gas Fired Combustion Turbine | GT |  | S | X | X |  |  | 140.3 | 0.85 | 144 | 159 | 52 | N |  |  | OP | X | 5 | 2009 |  |  | N | Electric Utility | 1 | [11 empty] | N | N |  | 1H | [23 empty] | N | N | bar: X X X to DFO RC RC
Vintage1976 | hard coal | TRUE | 15470 | Duke Energy Indiana, LLC | 6113 | Gibson | IN | Gibson | 1 | Conventional Steam Coal | ST |  | S | X | X | CP/Comm Pricing | CP/Comm Pricing | 667.9 | 0.9 | 630 | 635 | 200 | N |  |  | OP | X | 5 | 1976 |  |  | N | Electric Utility | 1 | X X X: X; DFO RC RC: BIT; DFO SUB SUB: DFO; DFO DFO DFO: DFO |  |  | N | N |  | OVER |  | Y |  |  |  | Y | [17 empty] | N
Vintage1975 | hard coal | TRUE | 15470 | Duke Energy Indiana, LLC | 6113 | Gibson | IN | Gibson | 2 | Conventional Steam Coal | ST |  | S | X | X | CP/Comm Pricing | CP/Comm Pricing | 667.9 | 0.9 | 630 | 635 | 200 | N |  |  | OP | X | 4 | 1975 |  |  | N | Electric Utility | 1 | X X X: X; DFO RC RC: BIT; DFO SUB SUB: DFO; DFO DFO DFO: DFO |  |  | N | N |  | OVER |  | Y |  |  |  | Y | [17 empty] | N
Vintage1978 | hard coal | TRUE | 15470 | Duke Energy Indiana, LLC | 6113 | Gibson | IN | Gibson | 3 | Conventional Steam Coal | ST |  | S | X | X | CP/Comm Pricing | CP/Comm Pricing | 667.9 | 0.9 | 630 | 635 | 200 | N |  |  | OP | X | 3 | 1978 |  |  | N | Electric Utility | 1 | X X X: X; DFO RC RC: BIT; DFO SUB SUB: DFO; DFO DFO DFO: DFO |  |  | N | N |  | OVER |  | Y |  |  |  | Y | [17 empty] | N
Vintage1979 | hard coal | TRUE | 15470 | Duke Energy Indiana, LLC | 6113 | Gibson | IN | Gibson | 4 | Conventional Steam Coal | ST |  | S | X | X | CP/Comm Pricing | CP/Comm Pricing | 667.9 | 0.9 | 622 | 627 | 200 | N |  |  | OP | X | 3 | 1979 |  |  | N | Electric Utility | 1 | X X X: X; DFO RC RC: BIT; DFO SUB SUB: DFO; DFO DFO DFO: DFO |  |  | N | N |  | OVER |  | Y |  |  |  | Y | [17 empty] | N
Vintage1982 | hard coal | TRUE | 15470 | Duke Energy Indiana, LLC | 6113 | Gibson | IN | Gibson | 5 | Conventional Steam Coal | ST |  | J | X | X | CP/Comm Pricing | CP/Comm Pricing | 667.9 | 0.9 | 620 | 625 | 200 | N |  |  | OP | X | 10 | 1982 |  |  | N | Electric Utility | 1 | X X X: X; DFO RC RC: BIT; DFO SUB SUB: DFO; DFO DFO DFO: DFO |  |  | N | N |  | OVER |  | Y |  |  |  | Y | [17 empty] | N
Vintage1990 | nuclear | TRUE | 6854 | NextEra Energy Seabrook LLC | 6115 | Seabrook | NH | Rockingham | 1 | Nuclear | ST |  | J | X | X |  |  | 1242 | 0.95 | 1248.1 | 1251.4 | 360 | N |  |  | OP | X | 8 | 1990 |  |  | N | IPP Non-CHP | 2 | X X X: X; DFO RC RC: NUC |  |  | N | N |  | OVER | [23 empty] | N | N | N
Vintage1986 | nuclear | TRUE | 15478 | PSEG Nuclear LLC | 6118 | PSEG Hope Creek Generating Station | NJ | Salem | 1 | Nuclear | ST |  | S | X | X | 50483 | HOPECREE25 KV | 1290.7 | 0.94 | 1172 | 1172 | 1172 | N |  |  | OP | X | 12 | 1986 |  |  | N | IPP Non-CHP | 2 | X X X: X; DFO RC RC: NUC |  |  | N | N |  | OVER | [23 empty] | N | N | N
Vintage1912 | hydro | TRUE | 61122 | Great River Hydro, LLC | 6119 | Deerfield 4 | MA | Franklin | GEN1 | Conventional Hydroelectric | HY |  | S | X | X | 465 |  | 1.6 | 0.8 | 2 | 2 | 1 | N |  |  | OP | X | 8 | 1912 |  |  | N | IPP Non-CHP | 2 | X X X: X; DFO RC RC: WAT |  |  | N | N | 0 | 10M | [23 empty] | N
Vintage1912 | hydro | TRUE | 61122 | Great River Hydro, LLC | 6119 | Deerfield 4 | MA | Franklin | GEN2 | Conventional Hydroelectric | HY |  | S | X | X | 465 |  | 1.6 | 0.8 | 2 | 2 | 1 | N |  |  | OP | X | 8 | 1912 |  |  | N | IPP Non-CHP | 2 | X X X: X; DFO RC RC: WAT |  |  | N | N | 0 | 10M | [23 empty] | N
Vintage1912 | hydro | TRUE | 61122 | Great River Hydro, LLC | 6119 | Deerfield 4 | MA | Franklin | GEN3 | Conventional Hydroelectric | HY |  | S | X | X | 465 |  | 1.6 | 0.8 | 2 | 2 | 1 | N |  |  | OP | X | 8 | 1912 |  |  | N | IPP Non-CHP | 2 | X X X: X; DFO RC RC: WAT |  |  | N | N | 0 | 10M | [23 empty] | N
Vintage1981 | natural gas peaker | TRUE | 15500 | Puget Sound Energy Inc | 6120 | Whitehorn | WA | Whatcom | 2 | Natural Gas Fired Combustion Turbine | GT |  | S | X | X |  |  | 84.6 | 0.9 | 67 | 81.1 | 5 | N |  |  | OP | X | 10 | 1981 |  |  | N | Electric Utility | 1 | X X X: X; DFO RC RC: NG; DFO SUB SUB: DFO |  |  | N | N |  | 10M | [23 empty] | Y | Y | Y
Vintage1981 | natural gas peaker | TRUE | 15500 | Puget Sound Energy Inc | 6120 | Whitehorn | WA | Whatcom | 3 | Natural Gas Fired Combustion Turbine | GT |  | S | X | X |  |  | 84.6 | 0.9 | 67 | 81.1 | 5 | N |  |  | OP | X | 10 | 1981 |  |  | N | Electric Utility | 1 | X X X: X; DFO RC RC: NG; DFO SUB SUB: DFO |  |  | N | N |  | 10M | [23 empty] | Y | Y | Y
Vintage1970 | nuclear | TRUE | 55951 | Exelon Nuclear | 6122 | R E Ginna Nuclear Power Plant | NY | Wayne | 1 | Nuclear | ST |  | S | X | X |  |  | 614 | 0.92 | 580.2 | 581.3 | 133 | N |  |  | OP | X | 7 | 1970 |  |  | N | IPP Non-CHP | 2 | X X X: X; DFO RC RC: NUC |  |  | N | N |  | OVER | [23 empty] | N
Vintage1995 | natural gas peaker | TRUE | 7140 | Georgia Power Co | 6124 | McIntosh | GA | Effingham | CT1 | Natural Gas Fired Combustion Turbine | GT |  | S | X | X |  |  | 101.3 | 0.85 | 82.2 | 94.5 | 57 | N |  |  | OP | X | 5 | 1995 |  |  | N | Electric Utility | 1 | X X X: X; DFO RC RC: NG; DFO SUB SUB: DFO |  |  | N |  |  | 1H | [23 empty] | Y | N | Y
Vintage1995 | natural gas peaker | TRUE | 7140 | Georgia Power Co | 6124 | McIntosh | GA | Effingham | CT2 | Natural Gas Fired Combustion Turbine | GT |  | S | X | X |  |  | 101.3 | 0.85 | 82.2 | 94.5 | 57 | N |  |  | OP | X | 4 | 1995 |  |  | N | Electric Utility | 1 | X X X: X; DFO RC RC: NG; DFO SUB SUB: DFO |  |  | N |  |  | 1H | [23 empty] | Y | N | Y
Vintage1994 | natural gas peaker | TRUE | 7140 | Georgia Power Co | 6124 | McIntosh | GA | Effingham | CT3 | Natural Gas Fired Combustion Turbine | GT |  | S | X | X |  |  | 101.3 | 0.85 | 82.2 | 94.5 | 57 | N |  |  | OP | X | 6 | 1994 |  |  | N | Electric Utility | 1 | X X X: X; DFO RC RC: NG; DFO SUB SUB: DFO |  |  | N |  |  | 1H | [23 empty] | Y | N | Y
Vintage1994 | natural gas peaker | TRUE | 7140 | Georgia Power Co | 6124 | McIntosh | GA | Effingham | CT4 | Natural Gas Fired Combustion Turbine | GT |  | S | X | X |  |  | 101.3 | 0.85 | 82.2 | 94.5 | 57 | N |  |  | OP | X | 5 | 1994 |  |  | N | Electric Utility | 1 | X X X: X; DFO RC RC: NG; DFO SUB SUB: DFO |  |  | N |  |  | 1H | [23 empty] | Y | N | Y
Vintage1994 | natural gas peaker | TRUE | 7140 | Georgia Power Co | 6124 | McIntosh | GA | Effingham | CT5 | Natural Gas Fired Combustion Turbine | GT |  | S | X | X |  |  | 101.3 | 0.85 | 82.2 | 94.5 | 57 | N |  |  | OP | X | 4 | 1994 |  |  | N | Electric Utility | 1 | X X X: X; DFO RC RC: NG; DFO SUB SUB: DFO |  |  | N |  |  | 1H | [23 empty] | Y | N | Y
Vintage1994 | natural gas peaker | TRUE | 7140 | Georgia Power Co | 6124 | McIntosh | GA | Effingham | CT6 | Natural Gas Fired Combustion Turbine | GT |  | S | X | X |  |  | 101.3 | 0.85 | 82.2 | 94.5 | 57 | N |  |  | OP | X | 5 | 1994 |  |  | N | Electric Utility | 1 | X X X: X; DFO RC RC: NG; DFO SUB SUB: DFO |  |  | N |  |  | 1H | [23 empty] | Y | N | Y
Vintage1994 | natural gas peaker | TRUE | 7140 | Georgia Power Co | 6124 | McIntosh | GA | Effingham | CT7 | Natural Gas Fired Combustion Turbine | GT |  | S | X | X |  |  | 101.3 | 0.85 | 82.2 | 94.5 | 57 | N |  |  | OP | X | 4 | 1994 |  |  | N | Electric Utility | 1 | X X X: X; DFO RC RC: NG; DFO SUB SUB: DFO |  |  | N |  |  | 1H | [23 empty] | Y | N | Y
Vintage1994 | natural gas peaker | TRUE | 7140 | Georgia Power Co | 6124 | McIntosh | GA | Effingham | CT8 | Natural Gas Fired Combustion Turbine | GT |  | S | X | X |  |  | 101.3 | 0.85 | 82.2 | 94.5 | 57 | N |  |  | OP | X | 2 | 1994 |  |  | N | Electric Utility | 1 | X X X: X; DFO RC RC: NG; DFO SUB SUB: DFO |  |  | N |  |  | 1H | [23 empty] | Y | N | Y
Vintage1969 | petroleum | TRUE | 17127 | Town of Shrewsbury - (MA) | 6125 | Shrewsbury | MA | Worcester | 1 | Petroleum Liquids | IC |  | S | X | X |  |  | 2.8 | 0.8 | 2.8 | 2.8 | 0.6 | N |  |  | OP | X | 11 | 1969 |  |  | N | Electric Utility | 1 | X X X: X; DFO RC RC: DFO |  |  | N | N |  | 1H | [23 empty] | N | N | N
Vintage1969 | petroleum | TRUE | 17127 | Town of Shrewsbury - (MA) | 6125 | Shrewsbury | MA | Worcester | 2 | Petroleum Liquids | IC |  | S | X | X |  |  | 2.8 | 0.8 | 2.8 | 2.8 | 0.6 | N |  |  | OP | X | 11 | 1969 |  |  | N | Electric Utility | 1 | X X X: X; DFO RC RC: DFO |  |  | N | N |  | 1H | [23 empty] | N | N | N
Vintage1975 | petroleum | TRUE | 17127 | Town of Shrewsbury - (MA) | 6125 | Shrewsbury | MA | Worcester | 3 | Petroleum Liquids | IC |  | S | X | X |  |  | 2.8 | 0.8 | 2.8 | 2.8 | 0.6 | N |  |  | OP | X | 12 | 1975 |  |  | N | Electric Utility | 1 | X X X: X; DFO RC RC: DFO |  |  | N | N |  | 1H | [23 empty] | N | N | N
Vintage1975 | petroleum | TRUE | 17127 | Town of Shrewsbury - (MA) | 6125 | Shrewsbury | MA | Worcester | 4 | Petroleum Liquids | IC |  | S | X | X |  |  | 2.8 | 0.8 | 2.8 | 2.8 | 0.6 | N |  |  | OP | X | 12 | 1975 |  |  | N | Electric Utility | 1 | X X X: X; DFO RC RC: DFO |  |  | N | N |  | 1H | [23 empty] | N | N | N
Vintage1978 | petroleum | TRUE | 17127 | Town of Shrewsbury - (MA) | 6125 | Shrewsbury | MA | Worcester | 5 | Petroleum Liquids | IC |  | S | X | X |  |  | 2.8 | 0.8 | 2.8 | 2.8 | 0.6 | N |  |  | OP | X | 5 | 1978 |  |  | N | Electric Utility | 1 | X X X: X; DFO RC RC: DFO |  |  | N | N |  | 1H | [23 empty] | N | N | N
Vintage1978 | other | TRUE | 17539 | Dominion Energy South Carolina, Inc | 6126 | Fairfield Pumped Storage | SC | Fairfield | 1 | Hydroelectric Pumped Storage | PS |  | S | X | X |  |  | 73.4 | 0.9 | 72 | 72 | 50 | N |  |  | OP | X | 6 | 1978 |  |  | N | Electric Utility | 1 | X X X: X; DFO RC RC: WAT |  |  | N | N |  | 10M | [23 empty] | N
Vintage1978 | other | TRUE | 17539 | Dominion Energy South Carolina, Inc | 6126 | Fairfield Pumped Storage | SC | Fairfield | 2 | Hydroelectric Pumped Storage | PS |  | S | X | X |  |  | 73.4 | 0.9 | 72 | 72 | 50 | N |  |  | OP | X | 6 | 1978 |  |  | N | Electric Utility | 1 | X X X: X; DFO RC RC: WAT |  |  | N | N |  | 10M | [23 empty] | N
Vintage1978 | other | TRUE | 17539 | Dominion Energy South Carolina, Inc | 6126 | Fairfield Pumped Storage | SC | Fairfield | 3 | Hydroelectric Pumped Storage | PS |  | S | X | X |  |  | 73.4 | 0.9 | 72 | 72 | 50 | N |  |  | OP | X | 6 | 1978 |  |  | N | Electric Utility | 1 | X X X: X; DFO RC RC: WAT |  |  | N | N |  | 10M | [23 empty] | N
Vintage1978 | other | TRUE | 17539 | Dominion Energy South Carolina, Inc | 6126 | Fairfield Pumped Storage | SC | Fairfield | 4 | Hydroelectric Pumped Storage | PS |  | S | X | X |  |  | 73.4 | 0.9 | 72 | 72 | 50 | N |  |  | OP | X | 6 | 1978 |  |  | N | Electric Utility | 1 | X X X: X; DFO RC RC: WAT |  |  | N | N |  | 10M | [23 empty] | N
Vintage1978 | other | TRUE | 17539 | Dominion Energy South Carolina, Inc | 6126 | Fairfield Pumped Storage | SC | Fairfield | 5 | Hydroelectric Pumped Storage | PS |  | S | X | X |  |  | 73.4 | 0.9 | 72 | 72 | 50 | N |  |  | OP | X | 12 | 1978 |  |  | N | Electric Utility | 1 | X X X: X; DFO RC RC: WAT |  |  | N | N |  | 10M | [23 empty] | N
Vintage1978 | other | TRUE | 17539 | Dominion Energy South Carolina, Inc | 6126 | Fairfield Pumped Storage | SC | Fairfield | 6 | Hydroelectric Pumped Storage | PS |  | S | X | X |  |  | 73.4 | 0.9 | 72 | 72 | 50 | N |  |  | OP | X | 12 | 1978 |  |  | N | Electric Utility | 1 | X X X: X; DFO RC RC: WAT |  |  | N | N |  | 10M | [23 empty] | N
Vintage1978 | other | TRUE | 17539 | Dominion Energy South Carolina, Inc | 6126 | Fairfield Pumped Storage | SC | Fairfield | 7 | Hydroelectric Pumped Storage | PS |  | S | X | X |  |  | 73.4 | 0.9 | 72 | 72 | 50 | N |  |  | OP | X | 12 | 1978 |  |  | N | Electric Utility | 1 | X X X: X; DFO RC RC: WAT |  |  | N | N |  | 10M | [23 empty] | N
Vintage1978 | other | TRUE | 17539 | Dominion Energy South Carolina, Inc | 6126 | Fairfield Pumped Storage | SC | Fairfield | 8 | Hydroelectric Pumped Storage | PS |  | S | X | X |  |  | 73.4 | 0.9 | 72 | 72 | 50 | N |  |  | OP | X | 12 | 1978 |  |  | N | Electric Utility | 1 | X X X: X; DFO RC RC: WAT |  |  | N | N |  | 10M | [23 empty] | N
Vintage1984 | nuclear | TRUE | 17539 | Dominion Energy South Carolina, Inc | 6127 | V C Summer | SC | Fairfield | 1 | Nuclear | ST |  | J | X | X |  |  | 1029.6 | 0.905 | 977.2 | 994.1 | 150 | N |  |  | OP | X | 1 | 1984 |  |  | N | Electric Utility | 1 | X X X: X; DFO RC RC: NUC |  |  | N | N |  | OVER | [20 empty] | N |  |  | N | N | N
Vintage1983 | hydro | TRUE | 9339 | International Bound & Wtr Comm | 6128 | Amistad Dam & Power | TX | Val Verde | 1 | Conventional Hydroelectric | HY |  | S | X | X |  |  | 33 | 0.9 | 29 | 29 | 29 | N |  |  | OP | X | 6 | 1983 |  |  | N | Electric Utility | 1 | X X X: X; DFO RC RC: WAT |  |  | N |  |  | 10M | [20 empty] | N |  |  | N
Vintage1983 | hydro | TRUE | 9339 | International Bound & Wtr Comm | 6128 | Amistad Dam & Power | TX | Val Verde | 2 | Conventional Hydroelectric | HY |  | S | X | X |  |  | 33 | 0.9 | 29 | 29 | 27 | N |  |  | OP | X | 10 | 1983 |  |  | N | Electric Utility | 1 | X X X: X; DFO RC RC: WAT |  |  | N |  |  | 10M | [20 empty] | N |  |  | N
Vintage1975 | hydro | TRUE | 27813 | USCE-Mobile District | 6130 | Carters | GA | Murray | 1 | Conventional Hydroelectric | HY |  | S | X | X |  |  | 125 | 0.95 | 120 | 140 | 120 | N |  |  | OP | X | 11 | 1975 |  |  | N | Electric Utility | 1 | X X X: X; DFO RC RC: WAT |  |  | N |  | 0 | 10M
Vintage1975 | hydro | TRUE | 27813 | USCE-Mobile District | 6130 | Carters | GA | Murray | 2 | Conventional Hydroelectric | HY |  | S | X | X |  |  | 125 | 0.95 | 120 | 140 | 120 | N |  |  | OP | X | 7 | 1975 |  |  | N | Electric Utility | 1 | X X X: X; DFO RC RC: WAT |  |  | N |  | 0 | 10M
Vintage1977 | other | TRUE | 27813 | USCE-Mobile District | 6130 | Carters | GA | Murray | 3 | Hydroelectric Pumped Storage | PS |  | S | X | X |  |  | 125 | 0.95 | 160 | 160 | 140 | N |  |  | OP | X | 9 | 1977 |  |  | N | Electric Utility | 1 | X X X: X; DFO RC RC: WAT |  |  | N |  |  | 10M
Vintage1977 | other | TRUE | 27813 | USCE-Mobile District | 6130 | Carters | GA | Murray | 4 | Hydroelectric Pumped Storage | PS |  | S | X | X |  |  | 125 | 0.95 | 160 | 160 | 140 | N |  |  | OP | X | 6 | 1977 |  |  | N | Electric Utility | 1 | X X X: X; DFO RC RC: WAT |  |  | N |  |  | 10M
Vintage1975 | hydro | TRUE | 27813 | USCE-Mobile District | 6131 | Jones Bluff | AL | Autauga | 1 | Conventional Hydroelectric | HY |  | S | X | X |  |  | 20.5 | 0.95 | 20.5 | 20.5 | 15 | N |  |  | OP | X | 6 | 1975 |  |  | N | Electric Utility | 1 | X X X: X; DFO RC RC: WAT |  |  | N |  | 0 | 10M
Vintage1975 | hydro | TRUE | 27813 | USCE-Mobile District | 6131 | Jones Bluff | AL | Autauga | 2 | Conventional Hydroelectric | HY |  | S | X | X |  |  | 20.5 | 0.95 | 20.5 | 20.5 | 15 | N |  |  | OP | X | 7 | 1975 |  |  | N | Electric Utility | 1 | X X X: X; DFO RC RC: WAT |  |  | N |  | 0 | 10M
Vintage1975 | hydro | TRUE | 27813 | USCE-Mobile District | 6131 | Jones Bluff | AL | Autauga | 3 | Conventional Hydroelectric | HY |  | S | X | X |  |  | 20.5 | 0.95 | 20.5 | 20.5 | 15 | N |  |  | OP | X | 9 | 1975 |  |  | N | Electric Utility | 1 | X X X: X; DFO RC RC: WAT |  |  | N |  | 0 | 10M
Vintage1975 | hydro | TRUE | 27813 | USCE-Mobile District | 6131 | Jones Bluff | AL | Autauga | 4 | Conventional Hydroelectric | HY |  | S | X | X |  |  | 20.5 | 0.95 | 20.5 | 20.5 | 15 | N |  |  | OP | X | 10 | 1975 |  |  | N | Electric Utility | 1 | X X X: X; DFO RC RC: WAT |  |  | N |  | 0 | 10M
Vintage1985 | hydro | TRUE | 19375 | USCE-Savannah District | 6132 | Richard B Russell | GA | Elbert | 1 | Conventional Hydroelectric | HY |  | S | X | X |  |  | 75 | 0.95 | 84 | 84 | 70 | N |  |  | OP | X | 1 | 1985 |  |  | N | Electric Utility | 1 | X X X: X; DFO RC RC: WAT |  |  | N |  | 0 | 10M | [23 empty] | N
Vintage1985 | hydro | TRUE | 19375 | USCE-Savannah District | 6132 | Richard B Russell | GA | Elbert | 2 | Conventional Hydroelectric | HY |  | S | X | X |  |  | 75 | 0.95 | 84 | 84 | 70 | N |  |  | OP | X | 2 | 1985 |  |  | N | Electric Utility | 1 | X X X: X; DFO RC RC: WAT |  |  | N |  | 0 | 10M | [23 empty] | N
Vintage1985 | hydro | TRUE | 19375 | USCE-Savannah District | 6132 | Richard B Russell | GA | Elbert | 3 | Conventional Hydroelectric | HY |  | S | X | X |  |  | 75 | 0.95 | 84 | 84 | 70 | N |  |  | OP | X | 7 | 1985 |  |  | N | Electric Utility | 1 | X X X: X; DFO RC RC: WAT |  |  | N |  | 0 | 10M | [23 empty] | N
Vintage1986 | hydro | TRUE | 19375 | USCE-Savannah District | 6132 | Richard B Russell | GA | Elbert | 4 | Conventional Hydroelectric | HY |  | S | X | X |  |  | 75 | 0.95 | 84 | 84 | 70 | N |  |  | OP | X | 1 | 1986 |  |  | N | Electric Utility | 1 | X X X: X; DFO RC RC: WAT |  |  | N |  | 0 | 10M | [23 empty] | N
Vintage2002 | other | TRUE | 19375 | USCE-Savannah District | 6132 | Richard B Russell | GA | Elbert | 5 | Hydroelectric Pumped Storage | PS |  | S | X | X |  |  | 82 | 0.95 | 82 | 82 | 70 | N |  |  | OS | X | 9 | 2002 |  |  | N | Electric Utility | 1 | X X X: X; DFO RC RC: WAT |  |  | N |  |  | 10M | [23 empty] | N
Vintage2002 | other | TRUE | 19375 | USCE-Savannah District | 6132 | Richard B Russell | GA | Elbert | 6 | Hydroelectric Pumped Storage | PS |  | S | X | X |  |  | 82 | 0.95 | 82 | 82 | 70 | N |  |  | OP | X | 9 | 2002 |  |  | N | Electric Utility | 1 | X X X: X; DFO RC RC: WAT |  |  | N |  |  | 10M | [23 empty] | N
Vintage2002 | other | TRUE | 19375 | USCE-Savannah District | 6132 | Richard B Russell | GA | Elbert | 7 | Hydroelectric Pumped Storage | PS |  | S | X | X |  |  | 82 | 0.95 | 82 | 82 | 70 | N |  |  | OP | X | 9 | 2002 |  |  | N | Electric Utility | 1 | X X X: X; DFO RC RC: WAT |  |  | N |  |  | 10M | [23 empty] | N
Vintage2002 | other | TRUE | 19375 | USCE-Savannah District | 6132 | Richard B Russell | GA | Elbert | 8 | Hydroelectric Pumped Storage | PS |  | S | X | X |  |  | 82 | 0.95 | 82 | 82 | 70 | N |  |  | OP | X | 9 | 2002 |  |  | N | Electric Utility | 1 | X X X: X; DFO RC RC: WAT |  |  | N |  |  | 10M | [23 empty] | N
Vintage1975 | hydro | TRUE | 27813 | USCE-Mobile District | 6133 | West Point (GA) | GA | Troup | 1 | Conventional Hydroelectric | HY |  | S | X | X |  |  | 3.3 | 0.9 | 3 | 3 | 3 | N |  |  | OP | X | 4 | 1975 |  |  | N | Electric Utility | 1 | X X X: X; DFO RC RC: WAT |  |  | N |  | 0 | 10M
Vintage1975 | hydro | TRUE | 27813 | USCE-Mobile District | 6133 | West Point (GA) | GA | Troup | 2 | Conventional Hydroelectric | HY |  | S | X | X |  |  | 35 | 0.9 | 42 | 42 | 35 | N |  |  | OP | X | 4 | 1975 |  |  | N | Electric Utility | 1 | X X X: X; DFO RC RC: WAT |  |  | N |  | 0 | 10M
Vintage1975 | hydro | TRUE | 27813 | USCE-Mobile District | 6133 | West Point (GA) | GA | Troup | 3 | Conventional Hydroelectric | HY |  | S | X | X |  |  | 35 | 0.9 | 42 | 42 | 35 | N |  |  | OP | X | 4 | 1975 |  |  | N | Electric Utility | 1 | X X X: X; DFO RC RC: WAT |  |  | N |  | 0 | 10M
Vintage1979 | hard coal | TRUE | 17633 | Southern Indiana Gas & Elec Co | 6137 | A B Brown | IN | Posey | 1 | Conventional Steam Coal | ST |  | S | X | X | SIGE.10ABBGN1 | SIGE.10ABBGN1 | 265.2 | 0.9 | 245 | 245 | 120 | N |  |  | OP | X | 3 | 1979 | 10 | 2023 | N | Electric Utility | 1 | X X X: X; DFO RC RC: BIT; DFO SUB SUB: NG; DFO DFO DFO: NG |  |  | N | N |  | OVER |  | Y |  |  | Y | [18 empty] | N | N
Vintage1986 | hard coal | TRUE | 17633 | Southern Indiana Gas & Elec Co | 6137 | A B Brown | IN | Posey | 2 | Conventional Steam Coal | ST |  | S | X | X | SIGE.10ABBGN2 | SIGE.10ABBGN2 | 265.2 | 0.9 | 245 | 245 | 120 | N |  |  | OP | X | 2 | 1986 | 10 | 2023 | N | Electric Utility | 1 | X X X: X; DFO RC RC: BIT; DFO SUB SUB: NG; DFO DFO DFO: NG |  |  | N | N |  | OVER |  | Y |  |  | Y | [18 empty] | N | N
Vintage1991 | natural gas peaker | TRUE | 17633 | Southern Indiana Gas & Elec Co | 6137 | A B Brown | IN | Posey | 4 | Natural Gas Fired Combustion Turbine | GT |  | S | X | X | SIGE.10ABGTGT | SIGE.10ABGTGT | 88.2 | 0.85 | 80 | 87 | 10 | N |  |  | OP | X | 6 | 1991 |  |  | N | Electric Utility | 1 | X X X: X; DFO RC RC: NG; DFO SUB SUB: DFO |  |  | N | N |  | 1H | [23 empty] | Y | N | Y
Vintage2002 | natural gas peaker | TRUE | 17633 | Southern Indiana Gas & Elec Co | 6137 | A B Brown | IN | Posey | 5 | Natural Gas Fired Combustion Turbine | GT |  | S | X | X | SIGE.10ABBROWUN4 | SIGE.10ABBROWUN4 | 88.2 | 0.85 | 80 | 87 | 10 | N |  |  | OP | X | 5 | 2002 |  |  | N | Electric Utility | 1 | [11 empty] | N | N |  | 1H | [23 empty] | N | N | N | bar: X X X to DFO RC RC
Vintage1978 | hard coal | TRUE | 17698 | Southwestern Electric Power Co | 6138 | Flint Creek | AR | Benton | 1 | Conventional Steam Coal | ST |  | J | X | X |  |  | 558 | 0.9 | 494 | 494 | 190 | N |  |  | OP | X | 5 | 1978 |  |  | N | Electric Utility | 1 | X X X: X; DFO RC RC: SUB; DFO SUB SUB: DFO; DFO DFO DFO: DFO |  |  | N | N |  | OVER |  | Y |  |  | Y | [18 empty] | N | N | N
Vintage1977 | hard coal | TRUE | 17698 | Southwestern Electric Power Co | 6139 | Welsh | TX | Titus | 1 | Conventional Steam Coal | ST |  | S | X | X |  |  | 558 | 0.9 | 500 | 500 | 150 | N |  |  | OP | X | 3 | 1977 | 1 | 2028 | N | Electric Utility | 1 | X X X: X; DFO RC RC: SUB; DFO DFO DFO: DFO |  |  | N | N |  | OVER |  | Y |  |  | Y | [18 empty] | N | N | N
Vintage1982 | hard coal | TRUE | 17698 | Southwestern Electric Power Co | 6139 | Welsh | TX | Titus | 3 | Conventional Steam Coal | ST |  | S | X | X |  |  | 558 | 0.9 | 500 | 500 | 150 | N |  |  | OP | X | 3 | 1982 | 1 | 2028 | N | Electric Utility | 1 | X X X: X; DFO RC RC: SUB; DFO DFO DFO: DFO |  |  | N | N |  | OVER |  | Y |  |  | Y | [18 empty] | N | N | N
Vintage1984 | hydro | TRUE | 26618 | USCE-St Louis District | 6140 | Clarence Cannon | MO | Ralls | 1 | Conventional Hydroelectric | HY |  | S | X | X |  |  | 27 | 0.95 | 27 | 27 | 27 | N |  |  | OP | X | 11 | 1984 |  |  | N | Electric Utility | 1 | X X X: X; DFO RC RC: WAT |  |  | N | N |  | 1H
Vintage1984 | other | TRUE | 26618 | USCE-St Louis District | 6140 | Clarence Cannon | MO | Ralls | 2 | Hydroelectric Pumped Storage | PS |  | S | X | X |  |  | 31 | 0.95 | 31 | 31 | 31 | N |  |  | OP | X | 11 | 1984 |  |  | N | Electric Utility | 1 | X X X: X; DFO RC RC: WAT |  |  | N | N |  | 1H
Vintage1982 | other | TRUE | 25477 | USCE-Kansas City District | 6141 | Harry Truman | MO | Benton | 1 | Hydroelectric Pumped Storage | PS |  | S | X | X |  |  | 26.9 | 0.95 | 31 | 31 | 3 | N |  |  | OP | X | 5 | 1982 |  |  | N | Electric Utility | 1 | X X X: X; DFO RC RC: WAT |  |  | N | N |  | 1H | [23 empty] | N
Vintage1982 | other | TRUE | 25477 | USCE-Kansas City District | 6141 | Harry Truman | MO | Benton | 2 | Hydroelectric Pumped Storage | PS |  | S | X | X |  |  | 26.9 | 0.95 | 31 | 31 | 3 | N |  |  | OP | X | 8 | 1982 |  |  | N | Electric Utility | 1 | X X X: X; DFO RC RC: WAT |  |  | N | N |  | 1H | [23 empty] | N
Vintage1982 | other | TRUE | 25477 | USCE-Kansas City District | 6141 | Harry Truman | MO | Benton | 3 | Hydroelectric Pumped Storage | PS |  | S | X | X |  |  | 26.9 | 0.95 | 31 | 31 | 3 | N |  |  | OP | X | 7 | 1982 |  |  | N | Electric Utility | 1 | X X X: X; DFO RC RC: WAT |  |  | N | N |  | 1H | [23 empty] | N
Vintage1982 | other | TRUE | 25477 | USCE-Kansas City District | 6141 | Harry Truman | MO | Benton | 4 | Hydroelectric Pumped Storage | PS |  | S | X | X |  |  | 26.9 | 0.95 | 31 | 31 | 3 | N |  |  | OP | X | 2 | 1982 |  |  | N | Electric Utility | 1 | X X X: X; DFO RC RC: WAT |  |  | N | N |  | 1H | [23 empty] | N
Vintage1981 | other | TRUE | 25477 | USCE-Kansas City District | 6141 | Harry Truman | MO | Benton | 5 | Hydroelectric Pumped Storage | PS |  | S | X | X |  |  | 26.9 | 0.95 | 31 | 31 | 3 | N |  |  | OP | X | 12 | 1981 |  |  | N | Electric Utility | 1 | X X X: X; DFO RC RC: WAT |  |  | N | N |  | 1H | [23 empty] | N
Vintage1979 | other | TRUE | 25477 | USCE-Kansas City District | 6141 | Harry Truman | MO | Benton | 6 | Hydroelectric Pumped Storage | PS |  | S | X | X |  |  | 26.9 | 0.95 | 31 | 31 | 3 | N |  |  | OP | X | 12 | 1979 |  |  | N | Electric Utility | 1 | X X X: X; DFO RC RC: WAT |  |  | N | N |  | 1H | [23 empty] | N
Vintage1972 | hydro | TRUE | 19647 | USCE-Little Rock District | 6142 | Ozark | AR | Franklin | 1 | Conventional Hydroelectric | HY |  | S | X | X | NA | NA | 20 | 0.95 | 23 | 23 | 7 | N |  |  | OA | X | 11 | 1972 |  |  | N | Electric Utility | 1 | X X X: X; DFO RC RC: WAT |  |  | N |  |  | 10M | [23 empty] | N
Vintage1973 | hydro | TRUE | 19647 | USCE-Little Rock District | 6142 | Ozark | AR | Franklin | 2 | Conventional Hydroelectric | HY |  | S | X | X |  |  | 20 | 0.95 | 23 | 23 | 7 | N |  |  | OP | X | 8 | 1973 |  |  | N | Electric Utility | 1 | X X X: X; DFO RC RC: WAT |  |  | N |  |  | 10M | [23 empty] | N
Vintage1973 | hydro | TRUE | 19647 | USCE-Little Rock District | 6142 | Ozark | AR | Franklin | 3 | Conventional Hydroelectric | HY |  | S | X | X |  |  | 20 | 0.95 | 23 | 23 | 7 | N |  |  | OP | X | 10 | 1973 |  |  | N | Electric Utility | 1 | X X X: X; DFO RC RC: WAT |  |  | N |  |  | 10M | [23 empty] | N
Vintage1973 | hydro | TRUE | 19647 | USCE-Little Rock District | 6142 | Ozark | AR | Franklin | 4 | Conventional Hydroelectric | HY |  | S | X | X |  |  | 20 | 0.95 | 23 | 23 | 7 | N |  |  | OS | X | 12 | 1973 |  |  | N | Electric Utility | 1 | X X X: X; DFO RC RC: WAT |  |  | N |  |  | 10M | [23 empty] | N
Vintage1974 | hydro | TRUE | 19647 | USCE-Little Rock District | 6142 | Ozark | AR | Franklin | 5 | Conventional Hydroelectric | HY |  | S | X | X |  |  | 20 | 0.95 | 23 | 23 | 7 | N |  |  | OA | X | 5 | 1974 |  |  | N | Electric Utility | 1 | X X X: X; DFO RC RC: WAT |  |  | N |  |  | 10M | [23 empty] | N
Vintage1990 | nuclear | TRUE | 55983 | Luminant Generation Company LLC | 6145 | Comanche Peak | TX | Somervell | 1 | Nuclear | ST |  | W | X | X |  |  | 1215 | 0.9 | 1205 | 1235 | 1112 | N |  |  | OP | X | 8 | 1990 |  |  | N | IPP Non-CHP | 2 | X X X: X; DFO RC RC: NUC |  |  | N | N |  | OVER | [23 empty] | N
Vintage1993 | nuclear | TRUE | 55983 | Luminant Generation Company LLC | 6145 | Comanche Peak | TX | Somervell | 2 | Nuclear | ST |  | W | X | X |  |  | 1215 | 0.9 | 1195 | 1225 | 1103 | N |  |  | OP | X | 4 | 1993 |  |  | N | IPP Non-CHP | 2 | X X X: X; DFO RC RC: NUC |  |  | N | N |  | OVER | [23 empty] | N
Vintage1977 | hard coal | TRUE | 55983 | Luminant Generation Company LLC | 6146 | Martin Lake | TX | Rusk | 1 | Conventional Steam Coal | ST |  | S | X | X |  |  | 793.2 | 0.95 | 800 | 815 | 220 | N |  |  | OP | X | 5 | 1977 |  |  | N | IPP Non-CHP | 2 | X | SUB | LIG | DFO | RC |  |  | DFO |  |  |  | N | N |  | OVER |  | Y |  |  |  | Y | [17 empty] | Y | Y | N
Vintage1978 | hard coal | TRUE | 55983 | Luminant Generation Company LLC | 6146 | Martin Lake | TX | Rusk | 2 | Conventional Steam Coal | ST |  | S | X | X |  |  | 793.2 | 0.95 | 805 | 820 | 220 | N |  |  | OP | X | 5 | 1978 |  |  | N | IPP Non-CHP | 2 | X | SUB | LIG | DFO | RC |  |  | DFO |  |  |  | N | N |  | OVER |  | Y |  |  |  | Y | [17 empty] | Y | Y | N
Vintage1979 | hard coal | TRUE | 55983 | Luminant Generation Company LLC | 6146 | Martin Lake | TX | Rusk | 3 | Conventional Steam Coal | ST |  | S | X | X |  |  | 793.2 | 0.95 | 805 | 820 | 230 | N |  |  | OP | X | 4 | 1979 |  |  | N | IPP Non-CHP | 2 | X | SUB | LIG | DFO | RC |  |  | DFO |  |  |  | N | N |  | OVER |  | Y |  |  |  | Y | [17 empty] | Y | Y | N
Vintage1977 | nuclear | TRUE | 64225 | Energy Harbor Nuclear Generation LLC | 6149 | Davis Besse | OH | Ottawa | 1 | Nuclear | ST |  | S | X | X |  |  | 925.2 | 0.9 | 894 | 908 | 110 | N |  |  | OP | X | 11 | 1977 |  |  | N | IPP Non-CHP | 2 | X X X: X; DFO RC RC: NUC |  |  | N | N |  | OVER | [23 empty] | N | N
Vintage1998 | petroleum | TRUE | 18642 | Tennessee Valley Authority | 6150 | Bellefonte | AL | Jackson | DG-1 | Petroleum Liquids | IC |  | S | X | X |  |  | 7 | 0.8 | 7 | 7 | 7 | N |  |  | OS | X | 12 | 1998 |  |  | N | Electric Utility | 1 | X X X: X; DFO RC RC: DFO |  |  | N |  |  | 10M | [23 empty] | N
Vintage1998 | petroleum | TRUE | 18642 | Tennessee Valley Authority | 6150 | Bellefonte | AL | Jackson | DG-2 | Petroleum Liquids | IC |  | S | X | X |  |  | 7 | 0.8 | 7 | 7 | 7 | N |  |  | OS | X | 12 | 1998 |  |  | N | Electric Utility | 1 | X X X: X; DFO RC RC: DFO |  |  | N |  |  | 10M | [23 empty] | N
Vintage1979 | other | TRUE | 18642 | Tennessee Valley Authority | 6151 | Raccoon Mountain | TN | Hamilton | 1 | Hydroelectric Pumped Storage | PS |  | S | X | X |  |  | 428.4 | 0.9 | 404.7 | 404.7 | 40 | N |  |  | OP | X | 1 | 1979 |  |  | N | Electric Utility | 1 | X X X: X; DFO RC RC: WAT |  |  | N | N |  | 1H | [23 empty] | N
Vintage1978 | other | TRUE | 18642 | Tennessee Valley Authority | 6151 | Raccoon Mountain | TN | Hamilton | 2 | Hydroelectric Pumped Storage | PS |  | S | X | X |  |  | 428.4 | 0.9 | 404.1 | 404.1 | 300 | N |  |  | OP | X | 12 | 1978 |  |  | N | Electric Utility | 1 | X X X: X; DFO RC RC: WAT |  |  | N | N |  | 1H | [23 empty] | N
Vintage1979 | other | TRUE | 18642 | Tennessee Valley Authority | 6151 | Raccoon Mountain | TN | Hamilton | 3 | Hydroelectric Pumped Storage | PS |  | S | X | X |  |  | 428.4 | 0.9 | 403.5 | 403.5 | 300 | N |  |  | OP | X | 2 | 1979 |  |  | N | Electric Utility | 1 | X X X: X; DFO RC RC: WAT |  |  | N | N |  | 1H | [23 empty] | N
Vintage1979 | other | TRUE | 18642 | Tennessee Valley Authority | 6151 | Raccoon Mountain | TN | Hamilton | 4 | Hydroelectric Pumped Storage | PS |  | S | X | X |  |  | 428.4 | 0.9 | 404 | 404 | 300 | N |  |  | OP | X | 8 | 1979 |  |  | N | Electric Utility | 1 | X X X: X; DFO RC RC: WAT |  |  | N | N |  | 1H | [23 empty] | N
Vintage1981 | nuclear | TRUE | 18642 | Tennessee Valley Authority | 6152 | Sequoyah | TN | Hamilton | 1 | Nuclear | ST |  | S | X | X |  |  | 1220.5 | 0.9 | 1152 | 1177.4 | 1152 | N |  |  | OP | X | 7 | 1981 |  |  | N | Electric Utility | 1 | X X X: X; DFO RC RC: NUC | [5 empty] | OVER | [23 empty] | N
Vintage1982 | nuclear | TRUE | 18642 | Tennessee Valley Authority | 6152 | Sequoyah | TN | Hamilton | 2 | Nuclear | ST |  | S | X | X |  |  | 1220.5 | 0.9 | 1125.7 | 1155.1 | 1125.7 | N |  |  | OP | X | 6 | 1982 |  |  | N | Electric Utility | 1 | X X X: X; DFO RC RC: NUC | [5 empty] | OVER | [23 empty] | N
Vintage1984 | nuclear | TRUE | 19436 | Union Electric Co - (MO) | 6153 | Callaway | MO | Callaway | 1 | Nuclear | ST |  | S | X | X | AMMO.CALLAWAY1 |  | 1235.8 | 0.9 | 1247 | 1295 | 800 | N |  |  | OP | X | 12 | 1984 |  |  | N | Electric Utility | 1 | X X X: X; DFO RC RC: NUC |  |  | N |  |  | OVER | [23 empty] | N
Vintage1976 | hard coal | TRUE | 19436 | Union Electric Co - (MO) | 6155 | Rush Island | MO | Jefferson | 1 | Conventional Steam Coal | ST |  | S | X | X | AMMO.RUSHIS1 | AMMO.RUSHIS1 | 621 | 0.9 | 622 | 643 | 275 | N |  |  | OP | X | 3 | 1976 | 12 | 2039 | N | Electric Utility | 1 | X X X: X; DFO RC RC: RC; DFO SUB SUB: SUB; DFO DFO DFO: DFO |  |  | N |  |  | OVER |  | Y |  |  | Y | N | [17 empty] | Y | N | N
Vintage1977 | hard coal | TRUE | 19436 | Union Electric Co - (MO) | 6155 | Rush Island | MO | Jefferson | 2 | Conventional Steam Coal | ST |  | S | X | X | AMMO.RUSHIS2 | AMMO.RUSHIS2 | 621 | 0.9 | 622 | 643 | 280 | N |  |  | OP | X | 3 | 1977 | 12 | 2039 | N | Electric Utility | 1 | X X X: X; DFO RC RC: RC; DFO SUB SUB: SUB; DFO DFO DFO: DFO |  |  | N |  |  | OVER |  | Y |  |  | Y | [18 empty] | Y | N | N
Vintage1975 | natural gas steam turbine | TRUE | 15452 | PSEG Power Connecticut LLC | 6156 | New Haven Harbor | CT | New Haven | 1 | Natural Gas Steam Turbine | ST |  | S | X | X | 513 | 513 | 460 | 0.9 | 432.6 | 453.3 | 100 | N |  |  | OP | X | 7 | 1975 |  |  | N | IPP Non-CHP | 2 | X X X: X; DFO RC RC: NG; DFO SUB SUB: RFO; DFO DFO DFO: DFO |  |  | N | N |  | OVER | [23 empty] | Y | Y | Y
Vintage2012 | other | TRUE | 15452 | PSEG Power Connecticut LLC | 6156 | New Haven Harbor | CT | New Haven | 2 | Petroleum Liquids | GT |  | W | X | X | 15477 | 15477 | 60.5 | 0.85 | 43.2 | 47.7 | 43 | N |  |  | OP | X | 6 | 2012 |  |  | N | IPP Non-CHP | 2 | X X X: X; DFO RC RC: KER; DFO SUB SUB: NG |  |  | N | N |  | 10M | [23 empty] | Y | N | Y
Vintage2012 | other | TRUE | 15452 | PSEG Power Connecticut LLC | 6156 | New Haven Harbor | CT | New Haven | 3 | Petroleum Liquids | GT |  | W | X | X | 40052 | 40052 | 60.5 | 0.85 | 43.2 | 47.7 | 43 | N |  |  | OP | X | 6 | 2012 |  |  | N | IPP Non-CHP | 2 | X X X: X; DFO RC RC: KER; DFO SUB SUB: NG |  |  | N | N |  | 10M | [23 empty] | Y | N | Y
Vintage2012 | other | TRUE | 15452 | PSEG Power Connecticut LLC | 6156 | New Haven Harbor | CT | New Haven | 4 | Petroleum Liquids | GT |  | W | X | X | 40053 | 40053 | 60.5 | 0.85 | 43.2 | 47.7 | 43 | N |  |  | OP | X | 6 | 2012 |  |  | N | IPP Non-CHP | 2 | X X X: X; DFO RC RC: KER; DFO SUB SUB: NG |  |  | N | N |  | 10M | [23 empty] | Y | N | Y
Vintage1979 | hydro | TRUE | 2518 | U S Bureau of Reclamation | 6158 | New Melones | CA | Tuolumne | 1 | Conventional Hydroelectric | HY |  | S | X | X |  |  | 150 | 1 | 191 | 191 | 0 | N |  |  | OP | X | 6 | 1979 |  |  | N | Electric Utility | 1 | X X X: X; DFO RC RC: WAT | [5 empty] | 10M
Vintage1979 | hydro | TRUE | 2518 | U S Bureau of Reclamation | 6158 | New Melones | CA | Tuolumne | 2 | Conventional Hydroelectric | HY |  | S | X | X |  |  | 150 | 1 | 191 | 191 | 0 | N |  |  | OP | X | 6 | 1979 |  |  | N | Electric Utility | 1 | X X X: X; DFO RC RC: WAT | [5 empty] | 10M
Vintage1978 | hydro | TRUE | 2518 | U S Bureau of Reclamation | 6159 | Crystal | CO | Montrose | 1 | Conventional Hydroelectric | HY |  | S | X | X |  |  | 28 | 0.9 | 35 | 35 | 0 | N |  |  | OP | X | 6 | 1978 |  |  | N | Electric Utility | 1 | X X X: X; DFO RC RC: WAT | [5 empty] | 10M
Vintage1942 | hydro | TRUE | 2518 | U S Bureau of Reclamation | 6163 | Grand Coulee | WA | Grant | 1 | Conventional Hydroelectric | HY |  | S | X | X |  |  | 125 | 1 | 125 | 125 | 0 | N |  |  | OP | X | 4 | 1942 |  |  | N | Electric Utility | 1 | X X X: X; DFO RC RC: WAT | [5 empty] | 10M
Vintage1951 | hydro | TRUE | 2518 | U S Bureau of Reclamation | 6163 | Grand Coulee | WA | Grant | 10 | Conventional Hydroelectric | HY |  | S | X | X |  |  | 125 | 1 | 125 | 125 | 0 | N |  |  | OP | X | 9 | 1951 |  |  | N | Electric Utility | 1 | X X X: X; DFO RC RC: WAT | [5 empty] | 10M
Vintage1951 | hydro | TRUE | 2518 | U S Bureau of Reclamation | 6163 | Grand Coulee | WA | Grant | 11 | Conventional Hydroelectric | HY |  | S | X | X |  |  | 125 | 1 | 125 | 125 | 0 | N |  |  | OP | X | 6 | 1951 |  |  | N | Electric Utility | 1 | X X X: X; DFO RC RC: WAT | [5 empty] | 10M
Vintage1951 | hydro | TRUE | 2518 | U S Bureau of Reclamation | 6163 | Grand Coulee | WA | Grant | 12 | Conventional Hydroelectric | HY |  | S | X | X |  |  | 125 | 1 | 125 | 125 | 0 | N |  |  | OP | X | 4 | 1951 |  |  | N | Electric Utility | 1 | X X X: X; DFO RC RC: WAT | [5 empty] | 10M
Vintage1950 | hydro | TRUE | 2518 | U S Bureau of Reclamation | 6163 | Grand Coulee | WA | Grant | 13 | Conventional Hydroelectric | HY |  | S | X | X |  |  | 125 | 1 | 125 | 125 | 0 | N |  |  | OP | X | 10 | 1950 |  |  | N | Electric Utility | 1 | X X X: X; DFO RC RC: WAT | [5 empty] | 10M
Vintage1950 | hydro | TRUE | 2518 | U S Bureau of Reclamation | 6163 | Grand Coulee | WA | Grant | 14 | Conventional Hydroelectric | HY |  | S | X | X |  |  | 125 | 1 | 125 | 125 | 0 | N |  |  | OP | X | 7 | 1950 |  |  | N | Electric Utility | 1 | X X X: X; DFO RC RC: WAT | [5 empty] | 10M
Vintage1950 | hydro | TRUE | 2518 | U S Bureau of Reclamation | 6163 | Grand Coulee | WA | Grant | 15 | Conventional Hydroelectric | HY |  | S | X | X |  |  | 125 | 1 | 125 | 125 | 0 | N |  |  | OP | X | 4 | 1950 |  |  | N | Electric Utility | 1 | X X X: X; DFO RC RC: WAT | [5 empty] | 10M
Vintage1949 | hydro | TRUE | 2518 | U S Bureau of Reclamation | 6163 | Grand Coulee | WA | Grant | 16 | Conventional Hydroelectric | HY |  | S | X | X |  |  | 125 | 1 | 125 | 125 | 0 | N |  |  | OP | X | 9 | 1949 |  |  | N | Electric Utility | 1 | X X X: X; DFO RC RC: WAT | [5 empty] | 10M
Vintage1949 | hydro | TRUE | 2518 | U S Bureau of Reclamation | 6163 | Grand Coulee | WA | Grant | 17 | Conventional Hydroelectric | HY |  | S | X | X |  |  | 125 | 1 | 125 | 125 | 0 | N |  |  | OP | X | 7 | 1949 |  |  | N | Electric Utility | 1 | X X X: X; DFO RC RC: WAT | [5 empty] | 10M
Vintage1949 | hydro | TRUE | 2518 | U S Bureau of Reclamation | 6163 | Grand Coulee | WA | Grant | 18 | Conventional Hydroelectric | HY |  | S | X | X |  |  | 125 | 1 | 125 | 125 | 0 | N |  |  | OP | X | 5 | 1949 |  |  | N | Electric Utility | 1 | X X X: X; DFO RC RC: WAT | [5 empty] | 10M
Vintage1975 | hydro | TRUE | 2518 | U S Bureau of Reclamation | 6163 | Grand Coulee | WA | Grant | 19 | Conventional Hydroelectric | HY |  | S | X | X |  |  | 600 | 0.98 | 690 | 690 | 0 | N |  |  | OP | X | 9 | 1975 |  |  | N | Electric Utility | 1 | X X X: X; DFO RC RC: WAT | [5 empty] | 10M
Vintage1942 | hydro | TRUE | 2518 | U S Bureau of Reclamation | 6163 | Grand Coulee | WA | Grant | 2 | Conventional Hydroelectric | HY |  | S | X | X |  |  | 125 | 1 | 125 | 125 | 0 | N |  |  | OP | X | 1 | 1942 |  |  | N | Electric Utility | 1 | X X X: X; DFO RC RC: WAT | [5 empty] | 10M
Vintage1976 | hydro | TRUE | 2518 | U S Bureau of Reclamation | 6163 | Grand Coulee | WA | Grant | 20 | Conventional Hydroelectric | HY |  | S | X | X |  |  | 600 | 0.98 | 690 | 690 | 0 | N |  |  | OP | X | 4 | 1976 |  |  | N | Electric Utility | 1 | X X X: X; DFO RC RC: WAT | [5 empty] | 10M
Vintage1976 | hydro | TRUE | 2518 | U S Bureau of Reclamation | 6163 | Grand Coulee | WA | Grant | 21 | Conventional Hydroelectric | HY |  | S | X | X |  |  | 600 | 0.98 | 690 | 690 | 0 | N |  |  | OP | X | 12 | 1976 |  |  | N | Electric Utility | 1 | X X X: X; DFO RC RC: WAT | [5 empty] | 10M
Vintage1978 | hydro | TRUE | 2518 | U S Bureau of Reclamation | 6163 | Grand Coulee | WA | Grant | 22 | Conventional Hydroelectric | HY |  | S | X | X |  |  | 805 | 0.98 | 805 | 805 | 0 | N |  |  | OP | X | 5 | 1978 |  |  | N | Electric Utility | 1 | X X X: X; DFO RC RC: WAT | [5 empty] | 10M
Vintage1979 | hydro | TRUE | 2518 | U S Bureau of Reclamation | 6163 | Grand Coulee | WA | Grant | 23 | Conventional Hydroelectric | HY |  | S | X | X |  |  | 805 | 0.98 | 805 | 805 | 0 | N |  |  | OP | X | 11 | 1979 |  |  | N | Electric Utility | 1 | X X X: X; DFO RC RC: WAT | [5 empty] | 10M
Vintage1980 | hydro | TRUE | 2518 | U S Bureau of Reclamation | 6163 | Grand Coulee | WA | Grant | 24 | Conventional Hydroelectric | HY |  | S | X | X |  |  | 805 | 0.98 | 805 | 805 | 0 | N |  |  | OP | X | 5 | 1980 |  |  | N | Electric Utility | 1 | X X X: X; DFO RC RC: WAT | [5 empty] | 10M
Vintage1941 | hydro | TRUE | 2518 | U S Bureau of Reclamation | 6163 | Grand Coulee | WA | Grant | 3 | Conventional Hydroelectric | HY |  | S | X | X |  |  | 125 | 1 | 125 | 125 | 0 | N |  |  | OP | X | 9 | 1941 |  |  | N | Electric Utility | 1 | X X X: X; DFO RC RC: WAT | [5 empty] | 10M
Vintage1944 | hydro | TRUE | 2518 | U S Bureau of Reclamation | 6163 | Grand Coulee | WA | Grant | 4 | Conventional Hydroelectric | HY |  | S | X | X |  |  | 125 | 1 | 125 | 125 | 0 | N |  |  | OP | X | 2 | 1944 |  |  | N | Electric Utility | 1 | X X X: X; DFO RC RC: WAT | [5 empty] | 10M
Vintage1943 | hydro | TRUE | 2518 | U S Bureau of Reclamation | 6163 | Grand Coulee | WA | Grant | 5 | Conventional Hydroelectric | HY |  | S | X | X |  |  | 125 | 1 | 125 | 125 | 0 | N |  |  | OP | X | 11 | 1943 |  |  | N | Electric Utility | 1 | X X X: X; DFO RC RC: WAT | [5 empty] | 10M
Vintage1943 | hydro | TRUE | 2518 | U S Bureau of Reclamation | 6163 | Grand Coulee | WA | Grant | 6 | Conventional Hydroelectric | HY |  | S | X | X |  |  | 125 | 1 | 125 | 125 | 0 | N |  |  | OP | X | 8 | 1943 |  |  | N | Electric Utility | 1 | X X X: X; DFO RC RC: WAT | [5 empty] | 10M
Vintage1947 | hydro | TRUE | 2518 | U S Bureau of Reclamation | 6163 | Grand Coulee | WA | Grant | 7 | Conventional Hydroelectric | HY |  | S | X | X |  |  | 125 | 1 | 125 | 125 | 0 | N |  |  | OP | X | 10 | 1947 |  |  | N | Electric Utility | 1 | X X X: X; DFO RC RC: WAT | [5 empty] | 10M
Vintage1943 | hydro | TRUE | 2518 | U S Bureau of Reclamation | 6163 | Grand Coulee | WA | Grant | 8 | Conventional Hydroelectric | HY |  | S | X | X |  |  | 125 | 1 | 125 | 125 | 0 | N |  |  | OP | X | 2 | 1943 |  |  | N | Electric Utility | 1 | X X X: X; DFO RC RC: WAT | [5 empty] | 10M
Vintage1948 | hydro | TRUE | 2518 | U S Bureau of Reclamation | 6163 | Grand Coulee | WA | Grant | 9 | Conventional Hydroelectric | HY |  | S | X | X |  |  | 125 | 1 | 125 | 125 | 0 | N |  |  | OP | X | 4 | 1948 |  |  | N | Electric Utility | 1 | X X X: X; DFO RC RC: WAT | [5 empty] | 10M
Vintage1941 | hydro | TRUE | 2518 | U S Bureau of Reclamation | 6163 | Grand Coulee | WA | Grant | LS1 | Conventional Hydroelectric | HY |  | S | X | X |  |  | 10 | 1 | 10 | 10 | 0 | N |  |  | OP | X | 3 | 1941 |  |  | N | Electric Utility | 1 | X X X: X; DFO RC RC: WAT | [5 empty] | 10M
Vintage1941 | hydro | TRUE | 2518 | U S Bureau of Reclamation | 6163 | Grand Coulee | WA | Grant | LS2 | Conventional Hydroelectric | HY |  | S | X | X |  |  | 10 | 1 | 10 | 10 | 0 | N |  |  | OP | X | 3 | 1941 |  |  | N | Electric Utility | 1 | X X X: X; DFO RC RC: WAT | [5 empty] | 10M
Vintage1951 | hydro | TRUE | 2518 | U S Bureau of Reclamation | 6163 | Grand Coulee | WA | Grant | LS3 | Conventional Hydroelectric | HY |  | S | X | X |  |  | 10 | 1 | 10 | 10 | 0 | N |  |  | OP | X | 1 | 1951 |  |  | N | Electric Utility | 1 | X X X: X; DFO RC RC: WAT | [5 empty] | 10M
Vintage1983 | other | TRUE | 2518 | U S Bureau of Reclamation | 6163 | Grand Coulee | WA | Grant | PG10 | Hydroelectric Pumped Storage | PS |  | S | X | X |  |  | 53.5 | 1 | 53.5 | 53.5 | 0 | N |  |  | OP | X | 6 | 1983 |  |  | N | Electric Utility | 1 | X X X: X; DFO RC RC: WAT | [5 empty] | 10M
Vintage1983 | other | TRUE | 2518 | U S Bureau of Reclamation | 6163 | Grand Coulee | WA | Grant | PG11 | Hydroelectric Pumped Storage | PS |  | S | X | X |  |  | 53.5 | 1 | 53.5 | 53.5 | 0 | N |  |  | OP | X | 11 | 1983 |  |  | N | Electric Utility | 1 | X X X: X; DFO RC RC: WAT | [5 empty] | 10M
Vintage1984 | other | TRUE | 2518 | U S Bureau of Reclamation | 6163 | Grand Coulee | WA | Grant | PG12 | Hydroelectric Pumped Storage | PS |  | S | X | X |  |  | 53.5 | 1 | 53.5 | 53.5 | 0 | N |  |  | OP | X | 4 | 1984 |  |  | N | Electric Utility | 1 | X X X: X; DFO RC RC: WAT | [5 empty] | 10M
Vintage1973 | other | TRUE | 2518 | U S Bureau of Reclamation | 6163 | Grand Coulee | WA | Grant | PG7 | Hydroelectric Pumped Storage | PS |  | S | X | X |  |  | 50 | 1 | 50 | 50 | 0 | N |  |  | OP | X | 10 | 1973 |  |  | N | Electric Utility | 1 | X X X: X; DFO RC RC: WAT | [5 empty] | 10M
Vintage1973 | other | TRUE | 2518 | U S Bureau of Reclamation | 6163 | Grand Coulee | WA | Grant | PG8 | Hydroelectric Pumped Storage | PS |  | S | X | X |  |  | 50 | 1 | 50 | 50 | 0 | N |  |  | OP | X | 11 | 1973 |  |  | N | Electric Utility | 1 | X X X: X; DFO RC RC: WAT | [5 empty] | 10M
Vintage1983 | other | TRUE | 2518 | U S Bureau of Reclamation | 6163 | Grand Coulee | WA | Grant | PG9 | Hydroelectric Pumped Storage | PS |  | S | X | X |  |  | 53.5 | 1 | 53.5 | 53.5 | 0 | N |  |  | OP | X | 4 | 1983 |  |  | N | Electric Utility | 1 | X X X: X; DFO RC RC: WAT | [5 empty] | 10M
Vintage1978 | hard coal | TRUE | 14354 | PacifiCorp | 6165 | Hunter | UT | Emery | 1 | Conventional Steam Coal | ST |  | J | X | X |  |  | 525 | 0.93 | 446 | 446 | 80 | N |  |  | OP | X | 6 | 1978 |  |  | N | Electric Utility | 1 | X X X: X; DFO RC RC: RC; DFO SUB SUB: BIT; DFO DFO DFO: DFO; DFO DFO DFO: DFO |  |  | N |  |  | OVER |  | Y |  |  | Y | [18 empty] | N
Vintage1980 | hard coal | TRUE | 14354 | PacifiCorp | 6165 | Hunter | UT | Emery | 2 | Conventional Steam Coal | ST |  | J | X | X |  |  | 525 | 0.93 | 446 | 446 | 80 | N |  |  | OP | X | 6 | 1980 |  |  | N | Electric Utility | 1 | X X X: X; DFO RC RC: RC; DFO SUB SUB: BIT; DFO DFO DFO: DFO; DFO DFO DFO: DFO |  |  | N |  |  | OVER |  | Y |  |  | Y | [18 empty] | N
Vintage1983 | hard coal | TRUE | 14354 | PacifiCorp | 6165 | Hunter | UT | Emery | 3 | Conventional Steam Coal | ST |  | S | X | X |  |  | 527.2 | 0.94 | 471 | 471 | 60 | N |  |  | OP | X | 6 | 1983 |  |  | N | Electric Utility | 1 | X X X: X; DFO RC RC: RC; DFO SUB SUB: BIT; DFO DFO DFO: DFO; DFO DFO DFO: DFO |  |  | N |  |  | OVER |  | Y |  |  | Y | [18 empty] | N
Vintage1984 | hard coal | TRUE | 9324 | Indiana Michigan Power Co | 6166 | Rockport | IN | Spencer | 1 | Conventional Steam Coal | ST |  | J | X | X | 40243837 | 34497125 | 1300 | 0.9 | 1300 | 1299 | 500 | N |  |  | OP | X | 12 | 1984 | 12 | 2028 | N | Electric Utility | 1 | X X X: X; DFO RC RC: SUB; DFO SUB SUB: BIT; DFO DFO DFO: DFO |  |  | N | N |  | OVER |  | Y |  |  |  | Y | [17 empty] | N | N | N
Vintage1989 | hard coal | TRUE | 9324 | Indiana Michigan Power Co | 6166 | Rockport | IN | Spencer | 2 | Conventional Steam Coal | ST |  | J | X | X | 40243839 | 34497125 | 1300 | 0.9 | 1300 | 1299 | 500 | N |  |  | OP | X | 12 | 1989 | 12 | 2028 | N | Electric Utility | 1 | X X X: X; DFO RC RC: SUB; DFO SUB SUB: BIT; DFO DFO DFO: DFO |  |  | N | N |  | OVER |  | Y |  |  |  | Y | [17 empty] | N | N | N
Vintage1985 | other | TRUE | 19876 | Virginia Electric & Power Co | 6167 | Bath County | VA | Bath | 1 | Hydroelectric Pumped Storage | PS |  | J | X | X |  |  | 477 | 0.9 | 500 | 500 | 207 | N |  |  | OP | X | 12 | 1985 |  |  | N | Electric Utility | 1 | X X X: X; DFO RC RC: WAT | [5 empty] | 1H
Vintage1985 | other | TRUE | 19876 | Virginia Electric & Power Co | 6167 | Bath County | VA | Bath | 2 | Hydroelectric Pumped Storage | PS |  | J | X | X |  |  | 477 | 0.9 | 500 | 500 | 207 | N |  |  | OP | X | 12 | 1985 |  |  | N | Electric Utility | 1 | X X X: X; DFO RC RC: WAT | [5 empty] | 1H
Vintage1985 | other | TRUE | 19876 | Virginia Electric & Power Co | 6167 | Bath County | VA | Bath | 3 | Hydroelectric Pumped Storage | PS |  | J | X | X |  |  | 477 | 0.9 | 502 | 502 | 207 | N |  |  | OP | X | 12 | 1985 |  |  | N | Electric Utility | 1 | X X X: X; DFO RC RC: WAT | [5 empty] | 1H
Vintage1985 | other | TRUE | 19876 | Virginia Electric & Power Co | 6167 | Bath County | VA | Bath | 4 | Hydroelectric Pumped Storage | PS |  | J | X | X |  |  | 477 | 0.9 | 500 | 500 | 207 | N |  |  | OP | X | 12 | 1985 |  |  | N | Electric Utility | 1 | X X X: X; DFO RC RC: WAT | [5 empty] | 1H
Vintage1985 | other | TRUE | 19876 | Virginia Electric & Power Co | 6167 | Bath County | VA | Bath | 5 | Hydroelectric Pumped Storage | PS |  | J | X | X |  |  | 477 | 0.9 | 501 | 501 | 207 | N |  |  | OP | X | 12 | 1985 |  |  | N | Electric Utility | 1 | X X X: X; DFO RC RC: WAT | [5 empty] | 1H
Vintage1985 | other | TRUE | 19876 | Virginia Electric & Power Co | 6167 | Bath County | VA | Bath | 6 | Hydroelectric Pumped Storage | PS |  | J | X | X |  |  | 477 | 0.9 | 500 | 500 | 207 | N |  |  | OP | X | 12 | 1985 |  |  | N | Electric Utility | 1 | X X X: X; DFO RC RC: WAT | [5 empty] | 1H
Vintage1978 | nuclear | TRUE | 19876 | Virginia Electric & Power Co | 6168 | North Anna | VA | Louisa | 1 | Nuclear | ST |  | J | X | X |  |  | 979.7 | 0.9 | 948 | 982 | 185 | N |  |  | OP | X | 6 | 1978 |  |  | N | Electric Utility | 1 | X X X: X; DFO RC RC: NUC | [5 empty] | OVER | [23 empty] | N
Vintage1980 | nuclear | TRUE | 19876 | Virginia Electric & Power Co | 6168 | North Anna | VA | Louisa | 2 | Nuclear | ST |  | J | X | X |  |  | 979.7 | 0.9 | 944 | 976 | 185 | N |  |  | OP | X | 12 | 1980 |  |  | N | Electric Utility | 1 | X X X: X; DFO RC RC: NUC | [5 empty] | OVER | [23 empty] | N
Vintage1987 | hydro | TRUE | 19876 | Virginia Electric & Power Co | 6168 | North Anna | VA | Louisa | HC1 | Conventional Hydroelectric | HY |  | S | X | X |  |  | 1 | 0.9 | 1 | 1 | 0 | N |  |  | OP | X | 12 | 1987 |  |  | N | Electric Utility | 1 | X X X: X; DFO RC RC: WAT |  |  |  |  | 0 | 1H | [23 empty] | N
Vintage1977 | hydro | TRUE | 19462 | USCE-Nashville District | 6171 | Laurel Dam | KY | Laurel | 1 | Conventional Hydroelectric | HY |  | S | X | X |  |  | 70 | 0.9 | 61 | 61 | 61 | N |  |  | OP | X | 11 | 1977 |  |  | N | Electric Utility | 1 | X X X: X; DFO RC RC: WAT |  |  | N | N | 0 | 10M | [23 empty] | N
Vintage1975 | hydro | TRUE | 19400 | USACE Northwestern Division | 6172 | Libby | MT | Lincoln | 1 | Conventional Hydroelectric | HY |  | S | X | X |  |  | 105 | 0.95 | 105 | 105 | 105 | N |  |  | OP | X | 8 | 1975 |  |  | N | Electric Utility | 1 | X X X: X; DFO RC RC: WAT | [5 empty] | 10M
Vintage1975 | hydro | TRUE | 19400 | USACE Northwestern Division | 6172 | Libby | MT | Lincoln | 2 | Conventional Hydroelectric | HY |  | S | X | X |  |  | 105 | 0.95 | 105 | 105 | 105 | N |  |  | OP | X | 10 | 1975 |  |  | N | Electric Utility | 1 | X X X: X; DFO RC RC: WAT | [5 empty] | 10M
Vintage1976 | hydro | TRUE | 19400 | USACE Northwestern Division | 6172 | Libby | MT | Lincoln | 3 | Conventional Hydroelectric | HY |  | S | X | X |  |  | 105 | 0.95 | 105 | 105 | 105 | N |  |  | OP | X | 1 | 1976 |  |  | N | Electric Utility | 1 | X X X: X; DFO RC RC: WAT | [5 empty] | 10M
Vintage1976 | hydro | TRUE | 19400 | USACE Northwestern Division | 6172 | Libby | MT | Lincoln | 4 | Conventional Hydroelectric | HY |  | S | X | X |  |  | 105 | 0.95 | 105 | 105 | 105 | N |  |  | OP | X | 4 | 1976 |  |  | N | Electric Utility | 1 | X X X: X; DFO RC RC: WAT | [5 empty] | 10M
Vintage1984 | hydro | TRUE | 19400 | USACE Northwestern Division | 6172 | Libby | MT | Lincoln | 5 | Conventional Hydroelectric | HY |  | S | X | X |  |  | 105 | 0.95 | 105 | 105 | 105 | N |  |  | OP | X | 9 | 1984 |  |  | N | Electric Utility | 1 | X X X: X; DFO RC RC: WAT | [5 empty] | 10M
Vintage1977 | hydro | TRUE | 19400 | USACE Northwestern Division | 6174 | Lost Creek | OR | Jackson | 1 | Conventional Hydroelectric | HY |  | S | X | X |  |  | 24.5 | 0.95 | 24.5 | 24.5 | 24.4 | N |  |  | OP | X | 9 | 1977 |  |  | N | Electric Utility | 1 | X X X: X; DFO RC RC: WAT | [5 empty] | 10M
Vintage1977 | hydro | TRUE | 19400 | USACE Northwestern Division | 6174 | Lost Creek | OR | Jackson | 2 | Conventional Hydroelectric | HY |  | S | X | X |  |  | 24.5 | 0.95 | 24.5 | 24.5 | 24.4 | N |  |  | OP | X | 12 | 1977 |  |  | N | Electric Utility | 1 | X X X: X; DFO RC RC: WAT | [5 empty] | 10M
Vintage1975 | hydro | TRUE | 19400 | USACE Northwestern Division | 6175 | Lower Granite | WA | Whitman | 1 | Conventional Hydroelectric | HY |  | S | X | X |  |  | 135 | 0.95 | 135 | 135 | 110 | N |  |  | OA | X | 4 | 1975 |  |  | N | Electric Utility | 1 | X X X: X; DFO RC RC: WAT | [5 empty] | 10M
Vintage1975 | hydro | TRUE | 19400 | USACE Northwestern Division | 6175 | Lower Granite | WA | Whitman | 2 | Conventional Hydroelectric | HY |  | S | X | X |  |  | 135 | 0.95 | 127 | 127 | 46.4 | N |  |  | OP | X | 5 | 1975 |  |  | N | Electric Utility | 1 | X X X: X; DFO RC RC: WAT | [5 empty] | 10M
Vintage1975 | hydro | TRUE | 19400 | USACE Northwestern Division | 6175 | Lower Granite | WA | Whitman | 3 | Conventional Hydroelectric | HY |  | S | X | X |  |  | 135 | 0.95 | 135 | 135 | 46.4 | N |  |  | OP | X | 6 | 1975 |  |  | N | Electric Utility | 1 | X X X: X; DFO RC RC: WAT | [5 empty] | 10M
Vintage1978 | hydro | TRUE | 19400 | USACE Northwestern Division | 6175 | Lower Granite | WA | Whitman | 4 | Conventional Hydroelectric | HY |  | S | X | X |  |  | 135 | 0.95 | 135 | 135 | 57.5 | N |  |  | OP | X | 2 | 1978 |  |  | N | Electric Utility | 1 | X X X: X; DFO RC RC: WAT | [5 empty] | 10M
Vintage1978 | hydro | TRUE | 19400 | USACE Northwestern Division | 6175 | Lower Granite | WA | Whitman | 5 | Conventional Hydroelectric | HY |  | S | X | X |  |  | 135 | 0.95 | 135 | 135 | 57.5 | N |  |  | OP | X | 4 | 1978 |  |  | N | Electric Utility | 1 | X X X: X; DFO RC RC: WAT | [5 empty] | 10M
Vintage1978 | hydro | TRUE | 19400 | USACE Northwestern Division | 6175 | Lower Granite | WA | Whitman | 6 | Conventional Hydroelectric | HY |  | S | X | X |  |  | 135 | 0.95 | 135 | 135 | 57.5 | N |  |  | OP | X | 4 | 1978 |  |  | N | Electric Utility | 1 | X X X: X; DFO RC RC: WAT | [5 empty] | 10M
Vintage1979 | hard coal | TRUE | 16572 | Salt River Project | 6177 | Coronado | AZ | Apache | CO1 | Conventional Steam Coal | ST |  | S | X | X |  |  | 410.9 | 0.9 | 380 | 380 | 50 | N |  |  | OP | X | 12 | 1979 | 12 | 2032 | N | Electric Utility | 1 | X X X: X; DFO RC RC: RC; DFO DFO DFO: DFO |  |  | N | N |  | OVER |  | Y |  |  | Y | [15 empty] | N |  |  | N | N | N
Vintage1980 | hard coal | TRUE | 16572 | Salt River Project | 6177 | Coronado | AZ | Apache | CO2 | Conventional Steam Coal | ST |  | S | X | X |  |  | 410.9 | 0.9 | 382 | 382 | 170 | N |  |  | OP | X | 10 | 1980 | 12 | 2032 | N | Electric Utility | 1 | X X X: X; DFO RC RC: RC; DFO DFO DFO: DFO |  |  | N | N |  | OVER |  | Y |  |  | Y | [15 empty] | N |  |  | N | N | N
Vintage1980 | hard coal | TRUE | 56570 | Coleto Creek Power LP | 6178 | Coleto Creek | TX | Goliad | 1 | Conventional Steam Coal | ST |  | W | X | X |  |  | 622.4 | 0.9 | 655 | 655 | 175 | N |  |  | OP | X | 6 | 1980 | 12 | 2027 | N | IPP Non-CHP | 2 | X X X: X; DFO RC RC: RC; DFO SUB SUB: SUB; DFO DFO DFO: DFO |  |  | N | N |  | OVER |  | Y |  |  | Y | [18 empty] | N | N | N
Vintage1979 | hard coal | TRUE | 11269 | Lower Colorado River Authority | 6179 | Fayette Power Project | TX | Fayette | 1 | Conventional Steam Coal | ST |  | J | X | X |  |  | 615 | 0.9 | 590 | 598 | 156 | N |  |  | OP | X | 6 | 1979 |  |  | N | Electric Utility | 1 | X | RC | SUB | WC | WO | MSW | LIG | DFO |  |  |  | N | N |  | OVER |  | Y |  |  | Y | N | [14 empty] | N |  |  | N | N | N
Vintage1980 | hard coal | TRUE | 11269 | Lower Colorado River Authority | 6179 | Fayette Power Project | TX | Fayette | 2 | Conventional Steam Coal | ST |  | J | X | X |  |  | 615 | 0.9 | 590 | 598 | 156 | N |  |  | OP | X | 5 | 1980 |  |  | N | Electric Utility | 1 | X | RC | SUB | WC | WO | MSW | LIG | DFO |  |  |  | N | N |  | OVER |  | Y |  |  | Y | N | [14 empty] | N |  |  | N | N | N
Vintage1988 | hard coal | TRUE | 11269 | Lower Colorado River Authority | 6179 | Fayette Power Project | TX | Fayette | 3 | Conventional Steam Coal | ST |  | S | X | X |  |  | 460 | 0.9 | 435 | 440 | 180 | N |  |  | OP | X | 4 | 1988 |  |  | N | Electric Utility | 1 | X | RC | SUB | WC | WO | MSW | LIG | DFO |  |  |  | N | N |  | OVER |  | Y |  |  | Y | N | [14 empty] | N |  |  | N | N | N
Vintage2010 | hard coal | TRUE | 55983 | Luminant Generation Company LLC | 6180 | Oak Grove (TX) | TX | Robertson | OG1 | Conventional Steam Coal | ST |  | S | X | X |  |  | 916.8 | 0.96 | 855 | 855 | 348 | N |  |  | OP | X | 4 | 2010 |  |  | N | IPP Non-CHP | 2 | X X X: X; RC RC RC: RC; SUB SUB SUB: LIG; DFO DFO DFO: NG |  |  |  | N | N |  | OVER |  | Y |  |  |  | Y | [17 empty] | Y | Y | N
Vintage2011 | hard coal | TRUE | 55983 | Luminant Generation Company LLC | 6180 | Oak Grove (TX) | TX | Robertson | OG2 | Conventional Steam Coal | ST |  | S | X | X |  |  | 878.6 | 0.92 | 855 | 855 | 455 | N |  |  | OP | X | 4 | 2011 |  |  | N | IPP Non-CHP | 2 | X X X: X; RC RC RC: RC; SUB SUB SUB: LIG; DFO DFO DFO: NG |  |  |  | N | N |  | OVER |  | Y |  |  |  | Y | [17 empty] | Y | Y | N
Vintage1977 | hard coal | TRUE | 16604 | City of San Antonio - (TX) | 6181 | J T Deely | TX | Bexar | 1 | Conventional Steam Coal | ST |  | S | X | X | CALAVER_JTD1 | CALAVER_JTD1 | 486 | 0.9 | 420 | 420 | 125 | N |  |  | OS | X | 8 | 1977 | 12 | 2024 | N | Electric Utility | 1 | X X X: X; RC RC RC: SUB; DFO DFO DFO: NG |  |  |  | N | N |  | 12H |  | Y |  |  | Y | [18 empty] | N | N | N
Vintage1978 | hard coal | TRUE | 16604 | City of San Antonio - (TX) | 6181 | J T Deely | TX | Bexar | 2 | Conventional Steam Coal | ST |  | S | X | X | CALAVER_JTD2 | CALAVER_JTD2 | 446 | 0.9 | 420 | 420 | 125 | N |  |  | OS | X | 8 | 1978 | 12 | 2024 | N | Electric Utility | 1 | X X X: X; RC RC RC: SUB; DFO DFO DFO: NG |  |  |  | N | N |  | 12H |  | Y |  |  | Y | [18 empty] | N | N | N
Vintage1982 | lignite | TRUE | 16624 | San Miguel Electric Coop, Inc | 6183 | San Miguel | TX | Atascosa | 1 | Conventional Steam Coal | ST |  | S | X | X | SAN_SANMIGG1 | SAN_SANMIGG1 | 410 | 0.9 | 391 | 391 | 250 | N |  |  | OP | X | 1 | 1982 |  |  | N | Electric Utility | 1 | X X X: X; RC RC RC: LIG; DFO DFO DFO: DFO |  |  |  | N | N |  | OVER |  | Y |  |  | Y | [18 empty] | N | N | N
Vintage1983 | hydro | TRUE | 195 | Alabama Power Co | 6188 | Harris Dam | AL | Randolph | 1 | Conventional Hydroelectric | HY |  | S | X | X |  |  | 67.5 | 0.9 | 66.5 | 61.5 | 61.5 | N |  |  | OP | X | 4 | 1983 |  |  | N | Electric Utility | 1 | X X X: X; RC RC RC: WAT | [5 empty] | 0 | 1H | [23 empty] | N
Vintage1983 | hydro | TRUE | 195 | Alabama Power Co | 6188 | Harris Dam | AL | Randolph | 2 | Conventional Hydroelectric | HY |  | S | X | X |  |  | 67.5 | 0.9 | 66.5 | 61.5 | 61.5 | N |  |  | OP | X | 4 | 1983 |  |  | N | Electric Utility | 1 | X X X: X; RC RC RC: WAT | [5 empty] | 0 | 1H | [23 empty] | N
Vintage1995 | other | TRUE | 13994 | Oglethorpe Power Corporation | 6189 | Rocky Mountain Hydroelectric Plant | GA | Floyd | 1 | Hydroelectric Pumped Storage | PS |  | J | X | X |  |  | 282.6 | 0.9 | 345 | 345 | 100 | N |  |  | OP | X | 7 | 1995 |  |  | N | Electric Utility | 1 | X X X: X; RC RC RC: WAT |  |  |  | N | N |  | 10M
Vintage1995 | other | TRUE | 13994 | Oglethorpe Power Corporation | 6189 | Rocky Mountain Hydroelectric Plant | GA | Floyd | 2 | Hydroelectric Pumped Storage | PS |  | J | X | X |  |  | 282.6 | 0.9 | 345 | 345 | 100 | N |  |  | OP | X | 6 | 1995 |  |  | N | Electric Utility | 1 | X X X: X; RC RC RC: WAT |  |  |  | N | N |  | 10M
Vintage1995 | other | TRUE | 13994 | Oglethorpe Power Corporation | 6189 | Rocky Mountain Hydroelectric Plant | GA | Floyd | 3 | Hydroelectric Pumped Storage | PS |  | J | X | X |  |  | 282.6 | 0.9 | 345 | 345 | 100 | N |  |  | OP | X | 6 | 1995 |  |  | N | Electric Utility | 1 | X X X: X; RC RC RC: WAT |  |  |  | N | N |  | 10M
Vintage1975 | natural gas steam turbine | TRUE | 3265 | Cleco Power LLC | 6190 | Brame Energy Center | LA | Rapides | 1 | Natural Gas Steam Turbine | ST |  | S | X | X | CLEC.NPS1 |  | 445.5 | 0.9 | 426.2 | 422 | 55 | N |  |  | OP | X | 6 | 1975 |  |  | N | Electric Utility | 1 | [11 empty] | N | N |  | OVER | [23 empty] | N | N | N | bar: X X X to RC RC RC; DFO DFO DFO
Vintage1982 | hard coal | TRUE | 3265 | Cleco Power LLC | 6190 | Brame Energy Center | LA | Rapides | 2 | Conventional Steam Coal | ST |  | J | X | X | CLEC.RPS2 |  | 558 | 0.9 | 495.9 | 493 | 180 | N |  |  | OP | X | 8 | 1982 |  |  | N | Electric Utility | 1 | X X X: X; RC RC RC: SUB; DFO DFO DFO: NG |  |  |  | N | N |  | OVER |  | Y |  |  | Y | [18 empty] | N | N | N
Vintage2010 | petroleum | TRUE | 3265 | Cleco Power LLC | 6190 | Brame Energy Center | LA | Rapides | 3 | Petroleum Coke | ST |  | S | X | X | CLECO.MPS3 |  | 703.8 | 0.85 | 624.8 | 628 | 400 | N |  |  | OP | X | 2 | 2010 |  |  | N | Electric Utility | 1 | X | PC | BIT | NG | SUB | LIG |  | NG |  |  |  | N | N |  | OVER | Y |  |  |  | Y | [18 empty] | Y | Y | N
Vintage1976 | hard coal | TRUE | 17718 | Southwestern Public Service Co | 6193 | Harrington | TX | Potter | 1 | Conventional Steam Coal | ST |  | S | X | X | SPS.HARRNGTN1 | SPS.HARRNGTN1 | 360 | 0.9 | 339 | 339 | 120 | N |  |  | OP | X | 1 | 1976 | 12 | 2036 | N | Electric Utility | 1 | X X X: X; RC RC RC: SUB; SUB SUB SUB: NG; DFO DFO DFO: NG |  |  |  | N | N |  | OVER |  | Y |  |  | Y | [18 empty] | Y | Y | N
Vintage1978 | hard coal | TRUE | 17718 | Southwestern Public Service Co | 6193 | Harrington | TX | Potter | 2 | Conventional Steam Coal | ST |  | S | X | X | SPS.HARRNGTN2 | SPS.HARRNGTN2 | 360 | 0.9 | 339 | 339 | 120 | N |  |  | OP | X | 1 | 1978 | 12 | 2038 | N | Electric Utility | 1 | X X X: X; RC RC RC: SUB; SUB SUB SUB: NG; DFO DFO DFO: NG |  |  |  | N | N |  | OVER |  | Y |  |  | Y | [18 empty] | Y | Y | N
Vintage1980 | hard coal | TRUE | 17718 | Southwestern Public Service Co | 6193 | Harrington | TX | Potter | 3 | Conventional Steam Coal | ST |  | S | X | X | SPS.HARRNGTN3 | SPS.HARRNGTN3 | 360 | 0.9 | 340 | 340 | 125 | N |  |  | OP | X | 1 | 1980 | 12 | 2040 | N | Electric Utility | 1 | X X X: X; RC RC RC: SUB; SUB SUB SUB: NG; DFO DFO DFO: NG |  |  |  | N | N |  | OVER |  | Y |  |  | Y | [18 empty] | Y | Y | N
Vintage1982 | hard coal | TRUE | 17718 | Southwestern Public Service Co | 6194 | Tolk | TX | Lamb | 1 | Conventional Steam Coal | ST |  | S | X | X | SPS.TOLK1 | SPS.TOLK1 | 567.9 | 0.9 | 532 | 532 | 125 | N |  |  | OP | X | 1 | 1982 | 12 | 2037 | N | Electric Utility | 1 | X X X: X; RC RC RC: SUB; SUB SUB SUB: NG; DFO DFO DFO: NG |  |  |  | N | N |  | OVER |  | Y |  |  | Y | [18 empty] | Y | Y | N
Vintage1985 | hard coal | TRUE | 17718 | Southwestern Public Service Co | 6194 | Tolk | TX | Lamb | 2 | Conventional Steam Coal | ST |  | S | X | X | SPS.TOLK2 | SPS.TOLK2 | 567.9 | 0.9 | 535 | 535 | 125 | N |  |  | OP | X | 1 | 1985 | 12 | 2037 | N | Electric Utility | 1 | X X X: X; RC RC RC: SUB; SUB SUB SUB: NG; DFO DFO DFO: NG |  |  |  | N | N |  | OVER |  | Y |  |  | Y | [18 empty] | Y | Y | N
Vintage1983 | natural gas peaker | TRUE | 17833 | City Utilities of Springfield - (MO) | 6195 | John Twitty Energy Center | MO | Greene | GT1 | Natural Gas Fired Combustion Turbine | GT |  | S | X | X | SPRM_SWCT1 |  | 57 | 0.9 | 52 | 52 | 30 | N |  |  | OP | X | 6 | 1983 |  |  | N | Electric Utility | 1 | X X X: X; RC RC RC: NG; SUB SUB SUB: DFO |  |  |  | N | N |  | 10M | [23 empty] | Y | N | N
Vintage1983 | natural gas peaker | TRUE | 17833 | City Utilities of Springfield - (MO) | 6195 | John Twitty Energy Center | MO | Greene | GT2 | Natural Gas Fired Combustion Turbine | GT |  | S | X | X | SPRM_SWCT2 |  | 52 | 0.9 | 52 | 52 | 30 | N |  |  | OP | X | 6 | 1983 |  |  | N | Electric Utility | 1 | X X X: X; RC RC RC: NG; SUB SUB SUB: DFO |  |  |  | N | N |  | 10M | [23 empty] | Y | N | N
Vintage1976 | hard coal | TRUE | 17833 | City Utilities of Springfield - (MO) | 6195 | John Twitty Energy Center | MO | Greene | ST1 | Conventional Steam Coal | ST |  | S | X | X | SPRM_SWPS1 |  | 194 | 0.9 | 184 | 184 | 84 | N |  |  | OP | X | 6 | 1976 |  |  | N | Electric Utility | 1 | X | SUB | NG | BIT |  |  |  | NG |  |  |  | N | N |  | OVER |  | Y |  |  | Y | [18 empty] | Y | Y | N
Vintage2011 | hard coal | TRUE | 17833 | City Utilities of Springfield - (MO) | 6195 | John Twitty Energy Center | MO | Greene | ST2 | Conventional Steam Coal | ST |  | S | X | X | SPRM_SWPS2 |  | 300 | 0.85 | 275 | 275 | 116 | N |  |  | OP | X | 1 | 2011 |  |  | N | Electric Utility | 1 | X X X: X; RC RC RC: SUB; SUB SUB SUB: NG; DFO DFO DFO: NG |  |  |  | N | N |  | OVER |  | Y |  |  | Y | [18 empty] | Y | Y | N
Vintage1982 | hydro | TRUE | 3255 | California Dept. of Water Resources | 6196 | W E Warne | CA | Los Angeles | 1 | Conventional Hydroelectric | HY |  | S | X | X |  |  | 37.1 | 0.95 | 38 | 38 | 5 | N |  |  | OP | X | 11 | 1982 |  |  | N | Electric Utility | 1 | X X X: X; RC RC RC: WAT |  |  |  | N |  |  | 10M
Vintage1983 | hydro | TRUE | 3255 | California Dept. of Water Resources | 6196 | W E Warne | CA | Los Angeles | 2 | Conventional Hydroelectric | HY |  | S | X | X |  |  | 37.1 | 0.95 | 38 | 38 | 5 | N |  |  | OP | X | 2 | 1983 |  |  | N | Electric Utility | 1 | X X X: X; RC RC RC: WAT |  |  |  | N |  |  | 10M
Vintage1931 | hydro | TRUE | 3413 | PUD No 1 of Chelan County | 6200 | Rock Island | WA | Chelan | A | Conventional Hydroelectric | HY |  | S | X | X |  |  | 1.2 | 0.8 | 1.2 | 1.2 | 0.2 | N |  |  | OP | X | 10 | 1931 |  |  | N | Electric Utility | 1 | X X X: X; RC RC RC: WAT |  |  |  | N | N |  | 10M | [23 empty] | N
Vintage1931 | hydro | TRUE | 3413 | PUD No 1 of Chelan County | 6200 | Rock Island | WA | Chelan | B-1 | Conventional Hydroelectric | HY |  | S | X | X |  |  | 20.7 | 0.9 | 15 | 15 | 10 | N |  |  | OS | X | 11 | 1931 |  |  | N | Electric Utility | 1 | X X X: X; RC RC RC: WAT |  |  |  | N | N |  | 10M | [20 empty] | Y | 9 | 2024 | N
Vintage1953 | hydro | TRUE | 3413 | PUD No 1 of Chelan County | 6200 | Rock Island | WA | Chelan | B-10 | Conventional Hydroelectric | HY |  | S | X | X |  |  | 22.5 | 0.9 | 19 | 19 | 10 | N |  |  | OP | X | 4 | 1953 |  |  | N | Electric Utility | 1 | X X X: X; RC RC RC: WAT |  |  |  | N | N |  | 10M | [20 empty] | N |  |  | N
Vintage1931 | hydro | TRUE | 3413 | PUD No 1 of Chelan County | 6200 | Rock Island | WA | Chelan | B-2 | Conventional Hydroelectric | HY |  | S | X | X |  |  | 20.7 | 0.9 | 15 | 15 | 10 | N |  |  | OS | X | 10 | 1931 |  |  | N | Electric Utility | 1 | X X X: X; RC RC RC: WAT |  |  |  | N | N |  | 10M | [20 empty] | Y | 1 | 2024 | N
Vintage1932 | hydro | TRUE | 3413 | PUD No 1 of Chelan County | 6200 | Rock Island | WA | Chelan | B-3 | Conventional Hydroelectric | HY |  | S | X | X |  |  | 20.7 | 0.9 | 15 | 15 | 10 | N |  |  | OS | X | 12 | 1932 |  |  | N | Electric Utility | 1 | X X X: X; RC RC RC: WAT |  |  |  | N | N |  | 10M | [20 empty] | Y | 4 | 2023 | N
Vintage1932 | hydro | TRUE | 3413 | PUD No 1 of Chelan County | 6200 | Rock Island | WA | Chelan | B-4 | Conventional Hydroelectric | HY |  | S | X | X |  |  | 20.7 | 0.9 | 15 | 15 | 10 | N |  |  | OP | X | 10 | 1932 |  |  | N | Electric Utility | 1 | X X X: X; RC RC RC: WAT |  |  |  | N | N |  | 10M | [20 empty] | N |  |  | N
Vintage1952 | hydro | TRUE | 3413 | PUD No 1 of Chelan County | 6200 | Rock Island | WA | Chelan | B-5 | Conventional Hydroelectric | HY |  | S | X | X |  |  | 22.5 | 0.9 | 17 | 17 | 10 | N |  |  | OA | X | 9 | 1952 |  |  | N | Electric Utility | 1 | X X X: X; RC RC RC: WAT |  |  |  | N | N |  | 10M | [20 empty] | Y | 8 | 2022 | N
Vintage1952 | hydro | TRUE | 3413 | PUD No 1 of Chelan County | 6200 | Rock Island | WA | Chelan | B-6 | Conventional Hydroelectric | HY |  | S | X | X |  |  | 22.5 | 0.9 | 17 | 17 | 10 | N |  |  | OA | X | 10 | 1952 |  |  | N | Electric Utility | 1 | X X X: X; RC RC RC: WAT |  |  |  | N | N |  | 10M | [20 empty] | Y | 12 | 2022 | N
Vintage1952 | hydro | TRUE | 3413 | PUD No 1 of Chelan County | 6200 | Rock Island | WA | Chelan | B-7 | Conventional Hydroelectric | HY |  | S | X | X |  |  | 22.5 | 0.9 | 17 | 17 | 10 | N |  |  | OA | X | 11 | 1952 |  |  | N | Electric Utility | 1 | X X X: X; RC RC RC: WAT |  |  |  | N | N |  | 10M | [20 empty] | Y | 6 | 2022 | N
Vintage1953 | hydro | TRUE | 3413 | PUD No 1 of Chelan County | 6200 | Rock Island | WA | Chelan | B-8 | Conventional Hydroelectric | HY |  | S | X | X |  |  | 22.5 | 0.9 | 17 | 17 | 10 | N |  |  | OP | X | 1 | 1953 |  |  | N | Electric Utility | 1 | X X X: X; RC RC RC: WAT |  |  |  | N | N |  | 10M | [20 empty] | Y | 6 | 2023 | N
Vintage1953 | hydro | TRUE | 3413 | PUD No 1 of Chelan County | 6200 | Rock Island | WA | Chelan | B-9 | Conventional Hydroelectric | HY |  | S | X | X |  |  | 22.5 | 0.9 | 19 | 19 | 10 | N |  |  | OP | X | 3 | 1953 |  |  | N | Electric Utility | 1 | X X X: X; RC RC RC: WAT |  |  |  | N | N |  | 10M | [20 empty] | Y | 7 | 2023 | N
Vintage1979 | hydro | TRUE | 3413 | PUD No 1 of Chelan County | 6200 | Rock Island | WA | Chelan | U-1 | Conventional Hydroelectric | HY |  | S | X | X |  |  | 51.3 | 0.95 | 42 | 42 | 10 | N |  |  | OP | X | 8 | 1979 |  |  | N | Electric Utility | 1 | X X X: X; RC RC RC: WAT |  |  |  | N | N |  | 10M | [20 empty] | Y | 10 | 2030 | N
Vintage1979 | hydro | TRUE | 3413 | PUD No 1 of Chelan County | 6200 | Rock Island | WA | Chelan | U-2 | Conventional Hydroelectric | HY |  | S | X | X |  |  | 51.3 | 0.95 | 42 | 42 | 10 | N |  |  | OP | X | 6 | 1979 |  |  | N | Electric Utility | 1 | X X X: X; RC RC RC: WAT |  |  |  | N | N |  | 10M | [20 empty] | Y | 11 | 2029 | N
Vintage1979 | hydro | TRUE | 3413 | PUD No 1 of Chelan County | 6200 | Rock Island | WA | Chelan | U-3 | Conventional Hydroelectric | HY |  | S | X | X |  |  | 51.3 | 0.95 | 42 | 42 | 10 | N |  |  | OP | X | 4 | 1979 |  |  | N | Electric Utility | 1 | X X X: X; RC RC RC: WAT |  |  |  | N | N |  | 10M | [20 empty] | Y | 3 | 2026 | N
Vintage1979 | hydro | TRUE | 3413 | PUD No 1 of Chelan County | 6200 | Rock Island | WA | Chelan | U-4 | Conventional Hydroelectric | HY |  | S | X | X |  |  | 51.3 | 0.95 | 42 | 42 | 10 | N |  |  | OP | X | 2 | 1979 |  |  | N | Electric Utility | 1 | X X X: X; RC RC RC: WAT |  |  |  | N | N |  | 10M | [20 empty] | Y | 2 | 2027 | N
Vintage1978 | hydro | TRUE | 3413 | PUD No 1 of Chelan County | 6200 | Rock Island | WA | Chelan | U-5 | Conventional Hydroelectric | HY |  | S | X | X |  |  | 51.3 | 0.95 | 42 | 42 | 10 | N |  |  | OP | X | 12 | 1978 |  |  | N | Electric Utility | 1 | X X X: X; RC RC RC: WAT |  |  |  | N | N |  | 10M | [20 empty] | Y | 2 | 2024 | N
Vintage1978 | hydro | TRUE | 3413 | PUD No 1 of Chelan County | 6200 | Rock Island | WA | Chelan | U-6 | Conventional Hydroelectric | HY |  | S | X | X |  |  | 51.3 | 0.95 | 42 | 42 | 10 | N |  |  | OP | X | 10 | 1978 |  |  | N | Electric Utility | 1 | X X X: X; RC RC RC: WAT |  |  |  | N | N |  | 10M | [20 empty] | Y | 12 | 2028 | N
Vintage1978 | hydro | TRUE | 3413 | PUD No 1 of Chelan County | 6200 | Rock Island | WA | Chelan | U-7 | Conventional Hydroelectric | HY |  | S | X | X |  |  | 51.3 | 0.95 | 42 | 42 | 10 | N |  |  | OP | X | 8 | 1978 |  |  | N | Electric Utility | 1 | X X X: X; RC RC RC: WAT |  |  |  | N | N |  | 10M | [20 empty] | Y | 4 | 2025 | N
Vintage1978 | hydro | TRUE | 3413 | PUD No 1 of Chelan County | 6200 | Rock Island | WA | Chelan | U-8 | Conventional Hydroelectric | HY |  | S | X | X |  |  | 51.3 | 0.95 | 42 | 42 | 10 | N |  |  | OP | X | 7 | 1978 |  |  | N | Electric Utility | 1 | X X X: X; RC RC RC: WAT |  |  |  | N | N |  | 10M | [20 empty] | Y | 1 | 2028 | N
Vintage1956 | hydro | TRUE | 16868 | City of Seattle - (WA) | 6202 | Ross | WA | Whatcom | 41 | Conventional Hydroelectric | HY |  | S | X | X |  |  | 112.5 | 0.9 | 112.5 | 112.5 | 0 | N |  |  | OP | X | 11 | 1956 |  |  | N | Electric Utility | 1 | X X X: X; RC RC RC: WAT |  |  |  | N | N |  | 10M | [20 empty] | Y | 12 | 2023 | N
Vintage1954 | hydro | TRUE | 16868 | City of Seattle - (WA) | 6202 | Ross | WA | Whatcom | 42 | Conventional Hydroelectric | HY |  | S | X | X |  |  | 112.5 | 0.9 | 112.5 | 112.5 | 0 | N |  |  | OP | X | 1 | 1954 |  |  | N | Electric Utility | 1 | X X X: X; RC RC RC: WAT |  |  |  | N | N |  | 10M | [20 empty] | Y | 12 | 2023 | N
Vintage1953 | hydro | TRUE | 16868 | City of Seattle - (WA) | 6202 | Ross | WA | Whatcom | 43 | Conventional Hydroelectric | HY |  | S | X | X |  |  | 112.5 | 0.9 | 112.5 | 112.5 | 0 | N |  |  | OP | X | 4 | 1953 |  |  | N | Electric Utility | 1 | X X X: X; RC RC RC: WAT |  |  |  | N | N |  | 10M | [20 empty] | Y | 12 | 2024 | N
Vintage1952 | hydro | TRUE | 16868 | City of Seattle - (WA) | 6202 | Ross | WA | Whatcom | 44 | Conventional Hydroelectric | HY |  | S | X | X |  |  | 112.5 | 0.9 | 112.5 | 112.5 | 0 | N |  |  | OP | X | 12 | 1952 |  |  | N | Electric Utility | 1 | X X X: X; RC RC RC: WAT |  |  |  | N | N |  | 10M | [20 empty] | Y | 12 | 2024 | N
Vintage1981 | hard coal | TRUE | 1307 | Basin Electric Power Coop | 6204 | Laramie River Station | WY | Platte | 1 | Conventional Steam Coal | ST |  | J | X | X | WAUELARAMIEUNBEPM_LARAMIE_RA | WAUE.BEPM.LRS1 | 621 | 0.9 | 560 | 560 | 200 | N |  |  | OP | X | 9 | 1981 |  |  | N | Electric Utility | 1 | X X X: X; RC RC RC: RC; SUB SUB SUB: SUB; DFO DFO DFO: DFO |  |  |  | N | N |  | 12H |  | Y |  |  | Y | [18 empty] | N | N | N
Vintage1981 | hard coal | TRUE | 1307 | Basin Electric Power Coop | 6204 | Laramie River Station | WY | Platte | 2 | Conventional Steam Coal | ST |  | J | X | X |  |  | 621 | 0.9 | 570 | 570 | 200 | N |  |  | OP | X | 7 | 1981 |  |  | N | Electric Utility | 1 | X X X: X; RC RC RC: RC; SUB SUB SUB: SUB; DFO DFO DFO: DFO |  |  |  | N | N |  | 12H |  | Y |  |  | Y | [18 empty] | N | N | N
Vintage1982 | hard coal | TRUE | 1307 | Basin Electric Power Coop | 6204 | Laramie River Station | WY | Platte | 3 | Conventional Steam Coal | ST |  | J | X | X |  |  | 621 | 0.9 | 570 | 570 | 230 | N |  |  | OP | X | 11 | 1982 |  |  | N | Electric Utility | 1 | X X X: X; RC RC RC: RC; SUB SUB SUB: SUB; DFO DFO DFO: DFO |  |  |  | N | N |  | 12H |  | Y |  |  | Y | [18 empty] | N | N | N
Vintage1906 | hydro | TRUE | 15466 | Public Service Co of Colorado | 6206 | Tacoma | CO | La Plata | 1 | Conventional Hydroelectric | HY |  | S | X | X |  |  | 2.3 | 1 | 2.3 | 2.3 | 1 | N |  |  | OP | X | 6 | 1906 |  |  | N | Electric Utility | 1 | X X X: X; RC RC RC: WAT |  |  |  |  | N |  | 10M | [23 empty] | N
Vintage1905 | hydro | TRUE | 15466 | Public Service Co of Colorado | 6206 | Tacoma | CO | La Plata | 2 | Conventional Hydroelectric | HY |  | S | X | X |  |  | 2.3 | 1 | 2.3 | 2.3 | 1 | N |  |  | OP | X | 6 | 1905 |  |  | N | Electric Utility | 1 | X X X: X; RC RC RC: WAT |  |  |  | N | N |  | 10M | [23 empty] | N
Vintage1906 | hydro | TRUE | 15466 | Public Service Co of Colorado | 6207 | Ames Hydro | CO | San Miguel | 1 | Conventional Hydroelectric | HY |  | S | X | X |  |  | 3.6 | 0.8 | 2.8 | 2.8 | 1 | N |  |  | OP | X | 6 | 1906 |  |  | N | Electric Utility | 1 | X X X: X; RC RC RC: WAT |  |  |  | N | N |  | 10M
Vintage1981 | other | TRUE | 2518 | U S Bureau of Reclamation | 6208 | Mount Elbert | CO | Lake | 1 | Hydroelectric Pumped Storage | PS |  | S | X | X |  |  | 100 | 0.95 | 115 | 115 | 0 | N |  |  | OP | X | 6 | 1981 |  |  | N | Electric Utility | 1 | X X X: X; RC RC RC: WAT | [6 empty] | 10M
Vintage1984 | other | TRUE | 2518 | U S Bureau of Reclamation | 6208 | Mount Elbert | CO | Lake | 2 | Hydroelectric Pumped Storage | PS |  | S | X | X |  |  | 100 | 0.95 | 115 | 115 | 0 | N |  |  | OP | X | 2 | 1984 |  |  | N | Electric Utility | 1 | X X X: X; RC RC RC: WAT | [6 empty] | 10M
Vintage1978 | natural gas peaker | TRUE | 20169 | Avista Corp | 6210 | Northeast (WA) | WA | Spokane | 1 | Natural Gas Fired Combustion Turbine | GT |  | S | X | X |  |  | 61.8 | 0.9 | 45 | 66 | 1 | N |  |  | OP | X | 12 | 1978 | 12 | 2035 | N | Electric Utility | 1 | [11 empty] | N | N |  | 10M | [20 empty] | N |  |  | N | N | N | bar: X X X to RC RC RC
Vintage1978 | petroleum | TRUE | 54803 | Dynegy Oakland, LLC | 6211 | Dynegy Oakland Power Plant | CA | Alameda | GEN1 | Petroleum Liquids | GT |  | S | X | X |  |  | 74.5 | 0.9 | 55 | 55 | 15 | N |  |  | OP | X | 11 | 1978 |  |  | N | IPP Non-CHP | 2 | X X X: X; RC RC RC: JF; SUB SUB SUB: DFO |  |  |  | N | N |  | 1H | [23 empty] | N | N | N
Vintage1978 | petroleum | TRUE | 54803 | Dynegy Oakland, LLC | 6211 | Dynegy Oakland Power Plant | CA | Alameda | GEN3 | Petroleum Liquids | GT |  | S | X | X |  |  | 74.5 | 0.9 | 55 | 55 | 15 | N |  |  | OP | X | 11 | 1978 |  |  | N | IPP Non-CHP | 2 | X X X: X; RC RC RC: JF; SUB SUB SUB: DFO |  |  |  | N | N |  | 1H | [23 empty] | N | N
Vintage1983 | hard coal | TRUE | 9267 | Hoosier Energy R E C, Inc | 6213 | Merom | IN | Sullivan | 1 | Conventional Steam Coal | ST |  | S | X | X | HE.MEROM1 | HE.MEROM1 | 540 | 0.9 | 495 | 502 | 250 | N |  |  | OP | X | 9 | 1983 |  |  | N | Electric Utility | 1 | X X X: X; RC RC RC: BIT; SUB SUB SUB: DFO; DFO DFO DFO: DFO |  |  |  | N | N |  | 12H |  | Y |  |  | Y | [18 empty] | N | N | N
Vintage1982 | hard coal | TRUE | 9267 | Hoosier Energy R E C, Inc | 6213 | Merom | IN | Sullivan | 2 | Conventional Steam Coal | ST |  | S | X | X | HE.MEROM2 | HE.MEROM2 | 540 | 0.9 | 494 | 498 | 240 | N |  |  | OP | X | 2 | 1982 |  |  | N | Electric Utility | 1 | X X X: X; RC RC RC: BIT; SUB SUB SUB: DFO; DFO DFO DFO: DFO |  |  |  | N | N |  | 12H |  | Y |  |  | Y | [18 empty] | N | N | N
Vintage1998 | petroleum | TRUE | 5529 | City of Durant - (IA) | 6220 | Durant | IA | Cedar | 7 | Petroleum Liquids | IC |  | S | X | X | ALTW.ALTW | ALTW.ALTW | 1.8 | 0.9 | 1.8 | 1.8 | 1.2 | N |  |  | SB | Y | 1 | 1998 |  |  | N | Electric Utility | 1 | X X X: X; RC RC RC: DFO |  |  |  | N | N |  | 10M | [23 empty] | N | N | N
Vintage2011 | petroleum | TRUE | 5529 | City of Durant - (IA) | 6220 | Durant | IA | Cedar | 8 | Petroleum Liquids | IC |  | S | X | X | ALTW.ALTW | ALTW.ALTW | 2.6 | 0.9 | 2.6 | 2.6 | 1.5 | N |  |  | SB | Y | 5 | 2011 |  |  | N | Electric Utility | 1 | X X X: X; RC RC RC: DFO |  |  |  | N | N |  | 10M | [23 empty] | N | N | N
Vintage1978 | natural gas peaker | TRUE | 5860 | Empire District Electric Co | 6223 | Empire Energy Center | MO | Jasper | 1 | Natural Gas Fired Combustion Turbine | GT |  | S | X | X | EDELAR3821UN1_RA | EDELAR3821UN1_RA | 129 | 0.9 | 79.4 | 95 | 30 | N |  |  | OP | X | 3 | 1978 | 12 | 2026 | N | Electric Utility | 1 | X X X: X; RC RC RC: NG; SUB SUB SUB: JF |  |  |  | N | N |  | 1H | [23 empty] | Y | N | Y
Vintage1981 | natural gas peaker | TRUE | 5860 | Empire District Electric Co | 6223 | Empire Energy Center | MO | Jasper | 2 | Natural Gas Fired Combustion Turbine | GT |  | S | X | X | EDELAR3821UN2_RA | EDELAR3821UN2_RA | 129 | 0.9 | 79.7 | 95 | 30 | N |  |  | OP | X | 6 | 1981 | 12 | 2026 | N | Electric Utility | 1 | X X X: X; RC RC RC: NG; SUB SUB SUB: JF |  |  |  | N | N |  | 1H | [23 empty] | Y | N | Y
Vintage2003 | natural gas peaker | TRUE | 5860 | Empire District Electric Co | 6223 | Empire Energy Center | MO | Jasper | 3 | Natural Gas Fired Combustion Turbine | GT |  | S | X | X | EDELAR3821UN3_RA | EDELAR3821UN3_RA | 60.5 | 0.9 | 40 | 55 | 25 | N |  |  | OP | X | 4 | 2003 |  |  | N | Electric Utility | 1 | X X X: X; RC RC RC: NG; SUB SUB SUB: JF |  |  |  | N | N |  | 1H | [23 empty] | Y | N | Y
Vintage2003 | natural gas peaker | TRUE | 5860 | Empire District Electric Co | 6223 | Empire Energy Center | MO | Jasper | 4 | Natural Gas Fired Combustion Turbine | GT |  | S | X | X | EDELAR3821UN4_RA | EDELAR3821UN4_RA | 60.5 | 0.9 | 40 | 58 | 25 | N |  |  | OP | X | 4 | 2003 |  |  | N | Electric Utility | 1 | X X X: X; RC RC RC: NG; SUB SUB SUB: JF |  |  |  | N | N |  | 1H | [23 empty] | Y | N | Y
Vintage1980 | petroleum | TRUE | 13337 | Nebraska Public Power District | 6229 | Mobile | NE | York | 1 | Petroleum Liquids | IC |  | S | X | X | N/A | N/A | 1 | 0.8 | 1 | 1 | 0 | N |  |  | OP | X | 1 | 1980 |  |  | N | Electric Utility | 1 | X X X: X; RC RC RC: DFO |  |  |  | N | N |  | 1H | [23 empty] | N | N
Vintage1996 | petroleum | TRUE | 13337 | Nebraska Public Power District | 6229 | Mobile | NE | York | 2 | Petroleum Liquids | IC |  | S | X | X | N/A | N/A | 1.6 | 0.8 | 1.6 | 1.6 | 0 | N |  |  | OP | X | 3 | 1996 |  |  | N | Electric Utility | 1 | X X X: X; RC RC RC: DFO |  |  |  | N | N |  | 1H | [23 empty] | N | N | N
Vintage1994 | petroleum | TRUE | 13337 | Nebraska Public Power District | 6229 | Mobile | NE | York | 500 | Petroleum Liquids | IC |  | S | X | X | N/A | N/A | 0.5 | 0.8 | 0.5 | 0.5 | 0 | N |  |  | OP | X | 10 | 1994 |  |  | N | Electric Utility | 1 | X X X: X; RC RC RC: DFO |  |  |  | N | N |  | 1H | [23 empty] | N | N | N
Vintage1901 | hydro | TRUE | 13781 | Northern States Power Co - Minnesota | 6231 | Apple River | WI | St Croix | 1 | Conventional Hydroelectric | HY |  | S | X | X |  |  | 0.8 | 1 | 0.4 | 0.5 | 0.2 | N |  |  | OP | X | 1 | 1901 | 12 | 2024 | N | Electric Utility | 1 | X X X: X; RC RC RC: WAT |  |  |  | N | N |  | 10M
Vintage1901 | hydro | TRUE | 13781 | Northern States Power Co - Minnesota | 6231 | Apple River | WI | St Croix | 3 | Conventional Hydroelectric | HY |  | S | X | X |  |  | 0.8 | 1 | 0.5 | 0.6 | 0.2 | N |  |  | OP | X | 1 | 1901 | 12 | 2024 | N | Electric Utility | 1 | X X X: X; RC RC RC: WAT |  |  |  | N | N |  | 10M
Vintage1901 | hydro | TRUE | 13781 | Northern States Power Co - Minnesota | 6231 | Apple River | WI | St Croix | 4 | Conventional Hydroelectric | HY |  | S | X | X |  |  | 0.8 | 1 | 0.5 | 0.6 | 0.2 | N |  |  | OP | X | 1 | 1901 | 12 | 2024 | N | Electric Utility | 1 | X X X: X; RC RC RC: WAT |  |  |  | N | N |  | 10M
Vintage1973 | petroleum | TRUE | 40307 | Prairie Power, Inc | 6238 | Pearl Station | IL | Pike | GT1 | Petroleum Liquids | GT |  | S | X | X | AMIL.PEARLG2 |  | 24 | 0.9 | 20.1 | 22 | 2 | N |  |  | OP | X | 6 | 1973 |  |  | N | Electric Utility | 1 | X X X: X; RC RC RC: DFO; DFO DFO DFO: DFO |  |  |  | N | N |  | 12H | N | N | [21 empty] | N | N | N
Vintage1978 | natural gas steam turbine | TRUE | 2442 | City of Bryan - (TX) | 6243 | Dansby | TX | Brazos | 1 | Natural Gas Steam Turbine | ST |  | S | X | X | DANSBY | DANSBY | 105 | 0.9 | 110 | 110 | 12 | N |  |  | OP | X | 9 | 1978 |  |  | N | Electric Utility | 1 | [11 empty] | N |  |  | OVER | [20 empty] | N |  |  | N | N | N | bar: X X X to RC RC RC; DFO DFO DFO
Vintage2004 | natural gas peaker | TRUE | 2442 | City of Bryan - (TX) | 6243 | Dansby | TX | Brazos | 2 | Natural Gas Fired Combustion Turbine | GT |  | S | X | X | DANSBY | DANSBY | 49.1 | 0.85 | 47.1 | 48.1 | 12 | N |  |  | OP | X | 2 | 2004 |  |  | N | Electric Utility | 1 | [11 empty] | N |  |  | 1H | [23 empty] | N | N | N | bar: X X X to RC RC RC
Vintage2010 | natural gas peaker | TRUE | 2442 | City of Bryan - (TX) | 6243 | Dansby | TX | Brazos | 3 | Natural Gas Fired Combustion Turbine | GT |  | S | X | X | DANSBY | DANSBY | 49.1 | 0.85 | 47.1 | 48.1 | 12 | N |  |  | OP | X | 3 | 2010 |  |  | N | Electric Utility | 1 | [11 empty] | N |  |  | 1H | [23 empty] | N | N | N | bar: X X X to RC RC RC
Vintage1981 | hard coal | TRUE | 15466 | Public Service Co of Colorado | 6248 | Pawnee | CO | Morgan | 1 | Conventional Steam Coal | ST |  | S | X | X |  |  | 552.3 | 0.9 | 505 | 505 | 200 | N |  |  | OP | X | 11 | 1981 |  |  | N | Electric Utility | 1 | X X X: X; RC RC RC: SUB; SUB SUB SUB: NG; DFO DFO DFO: NG |  |  |  | N | N |  | OVER | N | Y |  |  | Y | [18 empty] | Y | N
Vintage1975 | hard coal | TRUE | 17543 | South Carolina Public Service Authority | 6249 | Winyah | SC | Georgetown | 1 | Conventional Steam Coal | ST |  | S | X | X |  |  | 315 | 0.9 | 275 | 280 | 100 | N |  |  | OP | X | 3 | 1975 | 12 | 2028 | N | Electric Utility | 1 | X | RC | BIT | WO |  |  |  | DFO |  |  |  | N | N |  | OVER |  | Y |  |  | Y | [18 empty] | N | N | N
Vintage1977 | hard coal | TRUE | 17543 | South Carolina Public Service Authority | 6249 | Winyah | SC | Georgetown | 2 | Conventional Steam Coal | ST |  | S | X | X |  |  | 315 | 0.9 | 285 | 290 | 100 | N |  |  | OP | X | 7 | 1977 | 12 | 2028 | N | Electric Utility | 1 | X | RC | BIT | WO |  |  |  | DFO |  |  |  | N | N |  | OVER |  | Y |  |  | Y | [18 empty] | N | N | N
Vintage1980 | hard coal | TRUE | 17543 | South Carolina Public Service Authority | 6249 | Winyah | SC | Georgetown | 3 | Conventional Steam Coal | ST |  | S | X | X |  |  | 315 | 0.9 | 285 | 290 | 100 | N |  |  | OP | X | 5 | 1980 | 12 | 2028 | N | Electric Utility | 1 | X X X: X; RC RC RC: RC; SUB SUB SUB: BIT; DFO DFO DFO: DFO |  |  |  | N | N |  | OVER |  | Y |  |  | Y | [18 empty] | N | N | N
Vintage1981 | hard coal | TRUE | 17543 | South Carolina Public Service Authority | 6249 | Winyah | SC | Georgetown | 4 | Conventional Steam Coal | ST |  | S | X | X |  |  | 315 | 0.9 | 285 | 290 | 110 | N |  |  | OP | X | 11 | 1981 | 12 | 2028 | N | Electric Utility | 1 | X X X: X; RC RC RC: RC; SUB SUB SUB: BIT; DFO DFO DFO: DFO |  |  |  | N | N |  | OVER |  | Y |  |  | Y | [18 empty] | N | N | N
Vintage1983 | hard coal | TRUE | 3046 | Duke Energy Progress - (NC) | 6250 | Mayo | NC | Person | 1 | Conventional Steam Coal | ST |  | S | X | X |  |  | 763.2 | 0.9 | 704 | 713 | 75 | N |  |  | OP | X | 3 | 1983 |  |  | N | Electric Utility | 1 | X X X: X; RC RC RC: BIT; DFO DFO DFO: DFO |  |  |  | N | N |  | OVER |  | Y |  |  | Y | [18 empty] | N | N
Vintage1988 | nuclear | TRUE | 21535 | STP Nuclear Operating Co | 6251 | South Texas Project | TX | Matagorda | 1 | Nuclear | ST |  | J | X | X |  |  | 1354.3 | 0.9 | 1300 | 1340 | 1280 | N |  |  | OP | X | 8 | 1988 |  |  | N | IPP Non-CHP | 2 | X X X: X; RC RC RC: NUC |  |  |  | N | N | 0 | OVER |  | N | [21 empty] | N
Vintage1989 | nuclear | TRUE | 21535 | STP Nuclear Operating Co | 6251 | South Texas Project | TX | Matagorda | 2 | Nuclear | ST |  | J | X | X |  |  | 1354.3 | 0.9 | 1280 | 1320 | 1280 | N |  |  | OP | X | 6 | 1989 |  |  | N | IPP Non-CHP | 2 | X X X: X; RC RC RC: NUC |  |  |  | N | N |  | OVER | [23 empty] | N
Vintage1978 | petroleum | TRUE | 20847 | Wisconsin Electric Power Co | 6253 | Germantown | WI | Washington | 1 | Petroleum Liquids | GT |  | S | X | X | WEC.GERMANOT1 | WEC.GERMANOT1 | 61.2 | 0.9 | 48.6 | 69.2 | 30 | N |  |  | OP | X | 7 | 1978 |  |  | N | Electric Utility | 1 | X X X: X; RC RC RC: DFO |  |  |  | N | N |  | 1H | [23 empty] | N | N | N
Vintage1978 | petroleum | TRUE | 20847 | Wisconsin Electric Power Co | 6253 | Germantown | WI | Washington | 2 | Petroleum Liquids | GT |  | S | X | X | WEC.GERMANOT2 | WEC.GERMANOT2 | 61.2 | 0.9 | 47.5 | 67.6 | 30 | N |  |  | OP | X | 7 | 1978 |  |  | N | Electric Utility | 1 | X X X: X; RC RC RC: DFO |  |  |  | N | N |  | 1H | [23 empty] | N | N | N
Vintage1978 | petroleum | TRUE | 20847 | Wisconsin Electric Power Co | 6253 | Germantown | WI | Washington | 3 | Petroleum Liquids | GT |  | S | X | X | WEC.GERMANOT3 | WEC.GERMANOT3 | 61.2 | 0.9 | 45.4 | 64.7 | 30 | N |  |  | OP | X | 7 | 1978 |  |  | N | Electric Utility | 1 | X X X: X; RC RC RC: DFO |  |  |  | N | N |  | 1H | [23 empty] | N | N | N
Vintage1978 | petroleum | TRUE | 20847 | Wisconsin Electric Power Co | 6253 | Germantown | WI | Washington | 4 | Petroleum Liquids | GT |  | S | X | X | WEC.GERMANOT4 | WEC.GERMANOT4 | 61.2 | 0.9 | 45.8 | 65.2 | 30 | N |  |  | OP | X | 7 | 1978 |  |  | N | Electric Utility | 1 | X X X: X; RC RC RC: DFO |  |  |  | N | N |  | 1H | [23 empty] | N | N | N
Vintage2000 | natural gas peaker | TRUE | 20847 | Wisconsin Electric Power Co | 6253 | Germantown | WI | Washington | 5 | Natural Gas Fired Combustion Turbine | GT |  | S | X | X | WEC.GERMANOT5 | WEC.GERMANOT5 | 90.9 | 0.85 | 76.3 | 104.3 | 50 | N |  |  | OP | X | 5 | 2000 |  |  | N | Electric Utility | 1 | X X X: X; RC RC RC: NG; SUB SUB SUB: DFO |  |  |  | N | N |  | 1H | [23 empty] | Y | N | Y
Vintage1981 | hard coal | TRUE | 9417 | Interstate Power and Light Co | 6254 | Ottumwa | IA | Wapello | 1 | Conventional Steam Coal | ST |  | J | X | X | ALTW.OTTUMW1 | ALTW.OTTUMW1 | 725.9 | 0.9 | 712.4 | 724.7 | 190 | N |  |  | OP | X | 5 | 1981 |  |  | N | Electric Utility | 1 | X X X: X; RC RC RC: SUB; DFO DFO DFO: DFO |  |  |  | N | N |  | OVER |  | Y |  |  | Y | [15 empty] | N |  |  | N | N
Vintage1982 | hard coal | TRUE | 7140 | Georgia Power Co | 6257 | Scherer | GA | Monroe | 1 | Conventional Steam Coal | ST |  | J | X | X |  |  | 891 | 0.9 | 860 | 860 | 350 | N |  |  | OP | X | 3 | 1982 |  |  | N | Electric Utility | 1 | X X X: X; RC RC RC: SUB; SUB SUB SUB: DFO; DFO DFO DFO: DFO |  |  |  | N |  |  | OVER |  | Y |  |  | Y | [18 empty] | N
Vintage1984 | hard coal | TRUE | 7140 | Georgia Power Co | 6257 | Scherer | GA | Monroe | 2 | Conventional Steam Coal | ST |  | J | X | X |  |  | 891 | 0.9 | 860 | 860 | 350 | N |  |  | OP | X | 2 | 1984 |  |  | N | Electric Utility | 1 | X X X: X; RC RC RC: SUB; SUB SUB SUB: DFO; DFO DFO DFO: DFO |  |  |  | N |  |  | OVER |  | Y |  |  | Y | [18 empty] | N
Vintage1987 | hard coal | TRUE | 7140 | Georgia Power Co | 6257 | Scherer | GA | Monroe | 3 | Conventional Steam Coal | ST |  | J | X | X |  |  | 891 | 0.9 | 860 | 860 | 350 | N |  |  | OP | X | 1 | 1987 |  |  | N | Electric Utility | 1 | X X X: X; RC RC RC: SUB; SUB SUB SUB: DFO; DFO DFO DFO: DFO |  |  |  | N |  |  | OVER |  | Y |  |  | Y | [18 empty] | N
Vintage1989 | hard coal | TRUE | 7140 | Georgia Power Co | 6257 | Scherer | GA | Monroe | 4 | Conventional Steam Coal | ST |  | J | X | X |  |  | 891 | 0.9 | 860 | 860 | 350 | N |  |  | OP | X | 2 | 1989 | 1 | 2022 | N | Electric Utility | 1 | X X X: X; RC RC RC: SUB; SUB SUB SUB: DFO; DFO DFO DFO: DFO |  |  |  | N |  |  | OVER |  | Y |  |  | Y | [18 empty] | N
Vintage1972 | petroleum | TRUE | 7140 | Georgia Power Co | 6258 | Wilson | GA | Burke | 5A | Petroleum Liquids | GT |  | S | X | X |  |  | 52.5 | 0.85 | 41 | 54 | 4 | N |  |  | OP | X | 12 | 1972 |  |  | N | Electric Utility | 1 | X X X: X; RC RC RC: DFO |  |  |  | N |  |  | 1H | [23 empty] | N
Vintage1972 | petroleum | TRUE | 7140 | Georgia Power Co | 6258 | Wilson | GA | Burke | 5B | Petroleum Liquids | GT |  | S | X | X |  |  | 52.5 | 0.85 | 56 | 67 | 4 | N |  |  | OP | X | 12 | 1972 |  |  | N | Electric Utility | 1 | X X X: X; RC RC RC: DFO |  |  |  | N |  |  | 1H | [23 empty] | N
Vintage1972 | petroleum | TRUE | 7140 | Georgia Power Co | 6258 | Wilson | GA | Burke | 5C | Petroleum Liquids | GT |  | S | X | X |  |  | 52.5 | 0.85 | 49 | 61 | 4 | N |  |  | OP | X | 12 | 1972 |  |  | N | Electric Utility | 1 | X X X: X; RC RC RC: DFO |  |  |  | N |  |  | 1H | [23 empty] | N
Vintage1973 | petroleum | TRUE | 7140 | Georgia Power Co | 6258 | Wilson | GA | Burke | 5D | Petroleum Liquids | GT |  | S | X | X |  |  | 52.5 | 0.85 | 41 | 56 | 4 | N |  |  | OP | X | 2 | 1973 |  |  | N | Electric Utility | 1 | X X X: X; RC RC RC: DFO |  |  |  | N |  |  | 1H | [23 empty] | N
Vintage1973 | petroleum | TRUE | 7140 | Georgia Power Co | 6258 | Wilson | GA | Burke | 5E | Petroleum Liquids | GT |  | S | X | X |  |  | 52.5 | 0.85 | 54 | 61 | 4 | N |  |  | OP | X | 4 | 1973 |  |  | N | Electric Utility | 1 | X X X: X; RC RC RC: DFO |  |  |  | N |  |  | 1H | [23 empty] | N
Vintage1973 | petroleum | TRUE | 7140 | Georgia Power Co | 6258 | Wilson | GA | Burke | 5F | Petroleum Liquids | GT |  | S | X | X |  |  | 52.5 | 0.85 | 54 | 65 | 4 | N |  |  | OP | X | 4 | 1973 |  |  | N | Electric Utility | 1 | X X X: X; RC RC RC: DFO |  |  |  | N |  |  | 1H | [23 empty] | N
Vintage1972 | petroleum | TRUE | 7140 | Georgia Power Co | 6258 | Wilson | GA | Burke | IC1 | Petroleum Liquids | IC |  | S | X | X |  |  | 2.6 | 0.8 | 2.5 | 2.5 | 2.5 | N |  |  | OP | X | 12 | 1972 |  |  | N | Electric Utility | 1 | X X X: X; RC RC RC: DFO |  |  |  | N |  |  | 1H | [23 empty] | N
Vintage1980 | hard coal | TRUE | 733 | Appalachian Power Co | 6264 | Mountaineer | WV | Mason | 1 | Conventional Steam Coal | ST |  | S | X | X |  |  | 1300 | 0.9 | 1299 | 1299 | 500 | N |  |  | OP | X | 9 | 1980 |  |  | N | Electric Utility | 1 | X X X: X; RC RC RC: BIT; DFO DFO DFO: DFO |  |  |  | N |  |  | 12H |  | Y |  |  |  | Y | [17 empty] | N
Vintage1959 | hydro | TRUE | 14354 | PacifiCorp | 6265 | Swift 2 | WA | Cowlitz | 21 | Conventional Hydroelectric | HY |  | W | X | X |  |  | 36 | 0.9 | 34 | 34 | 0 | N |  |  | OS | X | 1 | 1959 |  |  | N | Electric Utility | 1 | X X X: X; RC RC RC: WAT |  |  |  | N | N |  | 10M | [23 empty] | N
Vintage1958 | hydro | TRUE | 14354 | PacifiCorp | 6265 | Swift 2 | WA | Cowlitz | 22 | Conventional Hydroelectric | HY |  | W | X | X |  |  | 36 | 0.9 | 31 | 31 | 0 | N |  |  | OS | X | 12 | 1958 |  |  | N | Electric Utility | 1 | X X X: X; RC RC RC: WAT |  |  |  | N | N |  | 10M | [23 empty] | N
Vintage1931 | hydro | TRUE | 5860 | Empire District Electric Co | 6280 | Ozark Beach | MO | Taney | 5 | Conventional Hydroelectric | HY |  | S | X | X | EDEOZRK_BUN5_RA | EDEOZRK_BUN5_RA | 4 | 0.8 | 4 | 4 | 1 | N |  |  | OP | X | 6 | 1931 |  |  | N | Electric Utility | 1 | X X X: X; RC RC RC: WAT |  |  |  | N | N | 0 | 10M | [23 empty] | N
Vintage1931 | hydro | TRUE | 5860 | Empire District Electric Co | 6280 | Ozark Beach | MO | Taney | 6 | Conventional Hydroelectric | HY |  | S | X | X | EDEOZRK_BUN6_RA | EDEOZRK_BUN6_RA | 4 | 0.8 | 4 | 4 | 1 | N |  |  | OP | X | 6 | 1931 |  |  | N | Electric Utility | 1 | X X X: X; RC RC RC: WAT |  |  |  | N | N | 0 | 10M | [23 empty] | N
Vintage1931 | hydro | TRUE | 5860 | Empire District Electric Co | 6280 | Ozark Beach | MO | Taney | 7 | Conventional Hydroelectric | HY |  | S | X | X | EDEOZRK_BUN7_RA | EDEOZRK_BUN7_RA | 4 | 0.8 | 4 | 4 | 1 | N |  |  | OP | X | 6 | 1931 |  |  | N | Electric Utility | 1 | X X X: X; RC RC RC: WAT |  |  |  | N | N | 0 | 10M | [23 empty] | N
Vintage1931 | hydro | TRUE | 5860 | Empire District Electric Co | 6280 | Ozark Beach | MO | Taney | 8 | Conventional Hydroelectric | HY |  | S | X | X | EDEOZRK_BUN8_RA | EDEOZRK_BUN8_RA | 4 | 0.8 | 4 | 4 | 1 | N |  |  | OP | X | 6 | 1931 |  |  | N | Electric Utility | 1 | X X X: X; RC RC RC: WAT |  |  |  | N | N | 0 | 10M | [23 empty] | N
Vintage1976 | petroleum | TRUE | 10433 | Kodiak Electric Assn Inc | 6281 | Kodiak Microgrid | AK | Kodiak Island | 1 | Petroleum Liquids | IC |  | S | X | X |  |  | 2.5 | 0.9 | 2.5 | 2.5 | 0.6 | N |  |  | OP | X | 12 | 1976 |  |  | N | Electric Utility | 1 | X X X: X; RC RC RC: DFO |  |  |  | N | N |  | 1H | [23 empty] | N | N | N
Vintage2005 | petroleum | TRUE | 10433 | Kodiak Electric Assn Inc | 6281 | Kodiak Microgrid | AK | Kodiak Island | 2c | Petroleum Liquids | IC |  | S | X | X |  |  | 4.4 | 0.9 | 4.4 | 4.4 | 1.1 | N |  |  | OP | X | 6 | 2005 |  |  | N | Electric Utility | 1 | X X X: X; RC RC RC: DFO |  |  |  | N |  |  | 1H | [23 empty] | N | N | N
Vintage2005 | petroleum | TRUE | 10433 | Kodiak Electric Assn Inc | 6281 | Kodiak Microgrid | AK | Kodiak Island | 3c | Petroleum Liquids | IC |  | S | X | X |  |  | 4.4 | 0.9 | 4.4 | 4.4 | 1.1 | N |  |  | OP | X | 6 | 2005 |  |  | N | Electric Utility | 1 | X X X: X; RC RC RC: DFO |  |  |  | N | N |  | 1H | [23 empty] | N | N | N
Vintage1981 | petroleum | TRUE | 10433 | Kodiak Electric Assn Inc | 6281 | Kodiak Microgrid | AK | Kodiak Island | 4 | Petroleum Liquids | IC |  | S | X | X |  |  | 7 | 0.9 | 7 | 7 | 2.5 | N |  |  | OP | X | 7 | 1981 |  |  | N | Electric Utility | 1 | X X X: X; RC RC RC: DFO |  |  |  | N | N |  | 1H | [23 empty] | N | N | N
Vintage2017 | petroleum | TRUE | 10433 | Kodiak Electric Assn Inc | 6282 | Port Lions Microgrid | AK | Kodiak Island | 5 | Petroleum Liquids | IC |  | S | X | X |  |  | 0.5 | 0.8 | 0.5 | 0.5 | 0.1 | N |  |  | OP | X | 9 | 2017 |  |  | N | Electric Utility | 1 | X X X: X; RC RC RC: DFO |  |  |  |  | N |  | 1H | [23 empty] | N | N | N
Vintage2004 | petroleum | TRUE | 19558 | Homer Electric Assn Inc | 6283 | Seldovia | AK | Kenai Peninsula | 5 | Petroleum Liquids | IC |  | S | X | X |  |  | 1.2 | 0.9 | 1.2 | 1.2 | 0.1 | N |  |  | OP | X | 12 | 2004 |  |  | N | Electric Utility | 1 | X X X: X; RC RC RC: DFO |  |  |  | N | N |  | 10M | [23 empty] | N | N
Vintage2017 | petroleum | TRUE | 19558 | Homer Electric Assn Inc | 6283 | Seldovia | AK | Kenai Peninsula | 7 | Petroleum Liquids | IC |  | S | X | X |  |  | 1 | 0.8 | 1 | 1 | 0.1 | N |  |  | OP | X | 10 | 2017 |  |  | N | Electric Utility | 1 | X X X: X; RC RC RC: DFO |  |  |  | N | N |  | 10M | [23 empty] | N | N
Vintage1976 | petroleum | TRUE | 7353 | Golden Valley Elec Assn Inc | 6285 | North Pole | AK | Fairbanks North Star | 1 | Petroleum Liquids | GT |  | S | X | X |  |  | 60.5 | 0.9 | 44 | 60 | 8 | N |  |  | OP | X | 12 | 1976 |  |  | N | Electric Utility | 1 | X X X: X; RC RC RC: DFO; DFO DFO DFO: DFO |  |  |  | N | N |  | 1H | [23 empty] | N | N | N
Vintage1977 | petroleum | TRUE | 7353 | Golden Valley Elec Assn Inc | 6285 | North Pole | AK | Fairbanks North Star | 2 | Petroleum Liquids | GT |  | S | X | X |  |  | 60.5 | 0.9 | 50 | 64 | 8 | N |  |  | OP | X | 2 | 1977 |  |  | N | Electric Utility | 1 | X X X: X; RC RC RC: DFO; DFO DFO DFO: DFO |  |  |  | N | N |  | 1H | [23 empty] | N | N | N
Vintage2007 | petroleum | TRUE | 7353 | Golden Valley Elec Assn Inc | 6285 | North Pole | AK | Fairbanks North Star | GT3 | Petroleum Liquids | CT | CST1 | S | X | N |  |  | 47 | 0.9 | 41 | 53 | 15 | N |  |  | OP | X | 3 | 2007 |  |  | N | Electric Utility | 1 | X X X: X; RC RC RC: WO; SUB SUB SUB: DFO; DFO DFO DFO: DFO |  |  |  | N | N |  | 1H | [23 empty] | N | N | N
Vintage2007 | petroleum | TRUE | 7353 | Golden Valley Elec Assn Inc | 6285 | North Pole | AK | Fairbanks North Star | STG1 | Petroleum Liquids | CA | CST1 | S | N | X |  |  | 13 | 0.85 | 10 | 12 | 8 | N |  |  | OP | X | 3 | 2007 |  |  | N | Electric Utility | 1 | X X X: X; RC RC RC: WO; SUB SUB SUB: DFO; DFO DFO DFO: DFO |  |  |  | N | N |  | 12H | [23 empty] | N | N | N
Vintage1970 | petroleum | TRUE | 7353 | Golden Valley Elec Assn Inc | 6286 | Fairbanks | AK | Fairbanks North Star | 5 | Petroleum Liquids | IC |  | S | X | X |  |  | 2.7 | 0.8 | 2.8 | 2.8 | 2.8 | N |  |  | SB | Y | 5 | 1970 |  |  | N | Electric Utility | 1 | X X X: X; RC RC RC: DFO; DFO DFO DFO: DFO |  |  |  | N | N |  | 10M | [23 empty] | N | N | N
Vintage1970 | petroleum | TRUE | 7353 | Golden Valley Elec Assn Inc | 6286 | Fairbanks | AK | Fairbanks North Star | 6 | Petroleum Liquids | IC |  | S | X | X |  |  | 2.7 | 0.8 | 2.8 | 2.8 | 2.8 | N |  |  | SB | Y | 9 | 1970 |  |  | N | Electric Utility | 1 | X X X: X; RC RC RC: DFO; DFO DFO DFO: DFO |  |  |  | N | N |  | 10M | [23 empty] | N | N | N
Vintage1971 | petroleum | TRUE | 7353 | Golden Valley Elec Assn Inc | 6286 | Fairbanks | AK | Fairbanks North Star | GT1 | Petroleum Liquids | GT |  | S | X | X |  |  | 18.4 | 0.85 | 15.5 | 17.7 | 3 | N |  |  | OP | X | 5 | 1971 |  |  | N | Electric Utility | 1 | X X X: X; RC RC RC: DFO; DFO DFO DFO: DFO |  |  |  | N | N |  | 1H | [23 empty] | N | N | N
Vintage1972 | petroleum | TRUE | 7353 | Golden Valley Elec Assn Inc | 6286 | Fairbanks | AK | Fairbanks North Star | GT2 | Petroleum Liquids | GT |  | S | X | X |  |  | 18.4 | 0.85 | 15 | 17.7 | 3 | N |  |  | OP | X | 11 | 1972 |  |  | N | Electric Utility | 1 | X X X: X; RC RC RC: DFO; DFO DFO DFO: DFO |  |  |  | N | N |  | 1H | [23 empty] | N | N | N
Vintage1967 | lignite | TRUE | 7353 | Golden Valley Elec Assn Inc | 6288 | Healy | AK | Denali | 1 | Conventional Steam Coal | ST |  | S | X | X |  |  | 28 | 0.85 | 25 | 25 | 1.5 | N |  |  | OP | X | 11 | 1967 |  |  | N | Electric Utility | 1 | X X X: X; RC RC RC: LIG; SUB SUB SUB: WC; DFO DFO DFO: DFO |  |  |  | N | N |  | 12H |  | Y |  |  | Y | [18 empty] | Y | Y | N
Vintage1998 | lignite | TRUE | 7353 | Golden Valley Elec Assn Inc | 6288 | Healy | AK | Denali | 2 | Conventional Steam Coal | ST |  | S | X | X |  |  | 62 | 0.85 | 50 | 50 | 8 | N |  |  | OP | X | 1 | 1998 |  |  | N | Electric Utility | 1 | X X X: X; RC RC RC: LIG; SUB SUB SUB: WC; DFO DFO DFO: DFO |  |  |  | N | N |  | 12H |  | Y |  |  | Y | [18 empty] | Y | Y | N
Vintage1967 | petroleum | TRUE | 7353 | Golden Valley Elec Assn Inc | 6288 | Healy | AK | Denali | IC1 | Petroleum Liquids | IC |  | S | X | X |  |  | 2.8 | 0.8 | 2.8 | 2.8 | 2.5 | N |  |  | OP | X | 9 | 1967 |  |  | N | Electric Utility | 1 | X X X: X; RC RC RC: DFO |  |  |  | N | N |  | 1H | [23 empty] | N |  | N
Vintage1961 | hydro | TRUE | 3522 | Chugach Electric Assn Inc | 6291 | Cooper Lake | AK | Kenai Peninsula | 1 | Conventional Hydroelectric | HY |  | S | X | X |  |  | 9.7 | 0.85 | 9.7 | 9.7 | 6.5 | N |  |  | OP | X | 5 | 1961 |  |  | N | Electric Utility | 1 | X X X: X; RC RC RC: WAT |  |  |  | N | N |  | 1H
Vintage1961 | hydro | TRUE | 3522 | Chugach Electric Assn Inc | 6291 | Cooper Lake | AK | Kenai Peninsula | 2 | Conventional Hydroelectric | HY |  | S | X | X |  |  | 9.7 | 0.85 | 9.7 | 9.7 | 6.5 | N |  |  | OP | X | 5 | 1961 |  |  | N | Electric Utility | 1 | X X X: X; RC RC RC: WAT |  |  |  | N | N |  | 1H
Vintage1971 | natural gas peaker | TRUE | 19558 | Homer Electric Assn Inc | 6292 | Bernice Lake | AK | Kenai Peninsula | 2 | Natural Gas Fired Combustion Turbine | GT |  | S | X | X |  |  | 20.7 | 0.95 | 17 | 19 | 2 | N |  |  | OP | X | 11 | 1971 |  |  | N | Electric Utility | 1 | [11 empty] | N | N |  | 1H | [23 empty] | N | N | bar: X X X to RC RC RC
Vintage1978 | natural gas peaker | TRUE | 19558 | Homer Electric Assn Inc | 6292 | Bernice Lake | AK | Kenai Peninsula | 3 | Natural Gas Fired Combustion Turbine | GT |  | S | X | X |  |  | 28.8 | 0.95 | 22.9 | 26 | 5 | N |  |  | OP | X | 12 | 1978 |  |  | N | Electric Utility | 1 | [11 empty] | N | N |  | 1H | [23 empty] | N | N | bar: X X X to RC RC RC
Vintage1981 | natural gas peaker | TRUE | 19558 | Homer Electric Assn Inc | 6292 | Bernice Lake | AK | Kenai Peninsula | 4 | Natural Gas Fired Combustion Turbine | GT |  | S | X | X |  |  | 27.2 | 0.95 | 22.5 | 26 | 5 | N |  |  | OP | X | 11 | 1981 |  |  | N | Electric Utility | 1 | [11 empty] | N | N |  | 1H | [23 empty] | N | N | bar: X X X to RC RC RC
Vintage1964 | natural gas peaker | TRUE | 3522 | Chugach Electric Assn Inc | 6293 | International | AK | Anchorage | 1 | Natural Gas Fired Combustion Turbine | GT |  | S | X | X |  |  | 15 | 0.85 | 12.6 | 14.1 | 1 | N |  |  | OS | X | 12 | 1964 |  |  | N | Electric Utility | 1 | [11 empty] | N | N |  | 1H | [23 empty] | N | bar: X X X to RC RC RC
Vintage2010 | petroleum | TRUE | 40548 | Unalakleet Valley Elec Coop | 6299 | Unalakleet | AK | Nome | 5 | Petroleum Liquids | IC |  | S | X | X |  |  | 0.5 | 0.95 | 0.4 | 0.4 | 0.1 | N |  |  | OP | X | 5 | 2010 |  |  | N | Electric Utility | 1 | X X X: X; RC RC RC: DFO |  |  |  | N | N |  | 10M | [23 empty] | N | N | N
Vintage2010 | petroleum | TRUE | 40548 | Unalakleet Valley Elec Coop | 6299 | Unalakleet | AK | Nome | 6 | Petroleum Liquids | IC |  | S | X | X |  |  | 0.5 | 0.95 | 0.4 | 0.4 | 0.1 | N |  |  | OP | X | 5 | 2010 |  |  | N | Electric Utility | 1 | X X X: X; RC RC RC: DFO |  |  |  | N | N |  | 10M | [23 empty] | N | N | N
Vintage2010 | petroleum | TRUE | 40548 | Unalakleet Valley Elec Coop | 6299 | Unalakleet | AK | Nome | 7 | Petroleum Liquids | IC |  | S | X | X |  |  | 0.5 | 0.95 | 0.4 | 0.4 | 0.1 | N |  |  | OP | X | 12 | 2010 |  |  | N | Electric Utility | 1 | X X X: X; RC RC RC: DFO |  |  |  | N | N |  | 10M | [23 empty] | N | N | N
Vintage2010 | petroleum | TRUE | 40548 | Unalakleet Valley Elec Coop | 6299 | Unalakleet | AK | Nome | 8 | Petroleum Liquids | IC |  | S | X | X |  |  | 0.5 | 0.95 | 0.4 | 0.4 | 0.1 | N |  |  | OP | X | 12 | 2010 |  |  | N | Electric Utility | 1 | X X X: X; RC RC RC: DFO |  |  |  | N | N |  | 10M | [23 empty] | N | N | N
Vintage1999 | petroleum | TRUE | 13201 | Naknek Electric Assn, Inc | 6301 | Naknek | AK | Bristol Bay | 4A | Petroleum Liquids | IC |  | S | X | X |  |  | 1.3 | 0.97 | 1.3 | 1.3 | 1 | N |  |  | OP | X | 7 | 1999 |  |  | Y | Electric Utility | 1 | X X X: T; RC RC RC: DFO |  |  |  | N | N |  | 10M | [23 empty] | N
Vintage2005 | petroleum | TRUE | 13201 | Naknek Electric Assn, Inc | 6301 | Naknek | AK | Bristol Bay | 5A | Petroleum Liquids | IC |  | S | X | X |  |  | 1 | 0.97 | 1 | 1 | 1 | N |  |  | OP | X | 5 | 2005 |  |  | N | Electric Utility | 1 | X X X: X; RC RC RC: DFO |  |  |  |  | N |  | 10M | [23 empty] | N
Vintage2006 | petroleum | TRUE | 13201 | Naknek Electric Assn, Inc | 6301 | Naknek | AK | Bristol Bay | 6A | Petroleum Liquids | IC |  | S | X | X |  |  | 1 | 0.97 | 1 | 1 | 1 | N |  |  | OP | X | 4 | 2006 |  |  | N | Electric Utility | 1 | X X X: X; RC RC RC: DFO |  |  |  | N | N |  | 10M | [23 empty] | N
Vintage2006 | petroleum | TRUE | 13201 | Naknek Electric Assn, Inc | 6301 | Naknek | AK | Bristol Bay | 7A | Petroleum Liquids | IC |  | S | X | X |  |  | 1 | 0.97 | 1 | 1 | 1 | N |  |  | OP | X | 4 | 2006 |  |  | N | Electric Utility | 1 | X X X: X; RC RC RC: DFO |  |  |  | N | N |  | 10M | [23 empty] | N
Vintage1977 | petroleum | TRUE | 13201 | Naknek Electric Assn, Inc | 6301 | Naknek | AK | Bristol Bay | 8 | Petroleum Liquids | IC |  | S | X | X |  |  | 1 | 0.97 | 1 | 1 | 1 | N |  |  | OP | X | 12 | 1977 |  |  | N | Electric Utility | 1 | X X X: X; RC RC RC: DFO |  |  |  | N | N |  | 10M | [23 empty] | N
Vintage1988 | petroleum | TRUE | 13201 | Naknek Electric Assn, Inc | 6301 | Naknek | AK | Bristol Bay | NA1 | Petroleum Liquids | IC |  | S | X | X |  |  | 1.1 | 0.97 | 1.1 | 1.1 | 1 | N |  |  | OP | X | 5 | 1988 |  |  | Y | Electric Utility | 1 | X X X: T; RC RC RC: DFO |  |  |  | N | N |  | 10M | [23 empty] | N
Vintage1988 | petroleum | TRUE | 13201 | Naknek Electric Assn, Inc | 6301 | Naknek | AK | Bristol Bay | NA2 | Petroleum Liquids | IC |  | S | X | X |  |  | 1.1 | 0.97 | 1.1 | 1.1 | 1 | N |  |  | OP | X | 5 | 1988 |  |  | Y | Electric Utility | 1 | X X X: T; RC RC RC: DFO |  |  |  | N | N |  | 10M | [23 empty] | N
Vintage1991 | petroleum | TRUE | 13201 | Naknek Electric Assn, Inc | 6301 | Naknek | AK | Bristol Bay | NA3 | Petroleum Liquids | IC |  | S | X | X |  |  | 0.8 | 0.97 | 0.8 | 0.8 | 0.8 | N |  |  | OP | X | 5 | 1991 |  |  | Y | Electric Utility | 1 | X X X: T; RC RC RC: DFO |  |  |  | N | N |  | 10M | [23 empty] | N
Vintage1992 | petroleum | TRUE | 13201 | Naknek Electric Assn, Inc | 6301 | Naknek | AK | Bristol Bay | NA4 | Petroleum Liquids | IC |  | S | X | X |  |  | 0.8 | 0.97 | 0.8 | 0.8 | 0.8 | N |  |  | OP | X | 6 | 1992 |  |  | Y | Electric Utility | 1 | X X X: T; RC RC RC: DFO |  |  |  | N | N |  | 10M | [23 empty] | N
Vintage1993 | petroleum | TRUE | 13201 | Naknek Electric Assn, Inc | 6301 | Naknek | AK | Bristol Bay | NA5 | Petroleum Liquids | IC |  | S | X | X |  |  | 0.8 | 0.97 | 0.8 | 0.8 | 0.8 | N |  |  | OP | X | 9 | 1993 |  |  | Y | Electric Utility | 1 | X X X: T; RC RC RC: DFO |  |  |  | N | N |  | 10M | [23 empty] | N
Vintage2019 | petroleum | TRUE | 13201 | Naknek Electric Assn, Inc | 6301 | Naknek | AK | Bristol Bay | NA6 | Petroleum Liquids | IC |  | S | X | X |  |  | 3.3 | 0.8 | 3 | 0.1 | 1.7 | N |  |  | OP | X | 4 | 2019 |  |  | N | Electric Utility | 1 | X X X: X; RC RC RC: DFO |  |  |  | N | N |  | 10M | [23 empty] | N
Vintage2019 | petroleum | TRUE | 13201 | Naknek Electric Assn, Inc | 6301 | Naknek | AK | Bristol Bay | NA7 | Petroleum Liquids | IC |  | S | X | X |  |  | 3.3 | 0.8 | 3 | 0.1 | 1.7 | N |  |  | OP | X | 4 | 2019 |  |  | N | Electric Utility | 1 | X X X: X; RC RC RC: DFO |  |  |  | N | N |  | 10M | [23 empty] | N
Vintage1956 | hydro | TRUE | 12385 | Metlakatla Power & Light | 6302 | Purple Lake | AK | Prince of Wales Ketchikan | 1 | Conventional Hydroelectric | HY |  | S | X | X |  |  | 1.3 | 0.8 | 1.3 | 1.3 | 0.2 | N |  |  | OP | X | 1 | 1956 |  |  | N | Electric Utility | 1 | X X X: X; RC RC RC: WAT |  |  |  | N | N |  | 10M | [23 empty] | N
Vintage1956 | hydro | TRUE | 12385 | Metlakatla Power & Light | 6302 | Purple Lake | AK | Prince of Wales Ketchikan | 2 | Conventional Hydroelectric | HY |  | S | X | X |  |  | 1.3 | 0.8 | 1.3 | 1.3 | 0.2 | N |  |  | OP | X | 1 | 1956 |  |  | N | Electric Utility | 1 | X X X: X; RC RC RC: WAT |  |  |  | N | N |  | 10M | [23 empty] | N
Vintage1962 | hydro | TRUE | 12385 | Metlakatla Power & Light | 6302 | Purple Lake | AK | Prince of Wales Ketchikan | 3 | Conventional Hydroelectric | HY |  | S | X | X |  |  | 1.3 | 0.8 | 1.3 | 1.3 | 0.2 | N |  |  | OP | X | 12 | 1962 |  |  | N | Electric Utility | 1 | X X X: X; RC RC RC: WAT |  |  |  | N | N |  | 10M | [23 empty] | N
Vintage1992 | petroleum | TRUE | 10451 | Kotzebue Electric Assn Inc | 6304 | Kotzebue Hybrid | AK | NORTHWEST ARCTIC | 10 | Petroleum Liquids | IC |  | S | X | X |  |  | 3 | 0.8 | 3 | 3 | 1.5 | N |  |  | OP | X | 12 | 1992 |  |  | N | Electric Utility | 1 | X X X: X; RC RC RC: DFO |  |  |  | N |  |  | 12H | [23 empty] | N | N | N
Vintage2005 | onshore wind | TRUE | 10451 | Kotzebue Electric Assn Inc | 6304 | Kotzebue Hybrid | AK | NORTHWEST ARCTIC | 11wt | Onshore Wind Turbine | WT |  | S | X | X |  |  | 0.1 |  | 0.1 | 0.1 | 0.1 | N |  |  | OP | X | 5 | 2005 | 5 | 2025 | N | Electric Utility | 1 | X X X: X; RC RC RC: WND |  |  |  | N |  | 1
Vintage2006 | onshore wind | TRUE | 10451 | Kotzebue Electric Assn Inc | 6304 | Kotzebue Hybrid | AK | NORTHWEST ARCTIC | 13WT | Onshore Wind Turbine | WT |  | S | X | X |  |  | 0.1 |  | 0.1 | 0.1 | 0.1 | N |  |  | OP | X | 5 | 2006 | 5 | 2025 | N | Electric Utility | 1 | X X X: X; RC RC RC: WND |  |  |  | N |  | 1
Vintage1994 | petroleum | TRUE | 10451 | Kotzebue Electric Assn Inc | 6304 | Kotzebue Hybrid | AK | NORTHWEST ARCTIC | 14 | Petroleum Liquids | IC |  | S | X | X |  |  | 2.8 | 0.8 | 2.8 | 2.8 | 1 | N |  |  | OP | X | 7 | 1994 |  |  | N | Electric Utility | 1 | X X X: X; RC RC RC: DFO |  |  |  | N |  |  | 12H | [23 empty] | N | N | N
Vintage2002 | onshore wind | TRUE | 10451 | Kotzebue Electric Assn Inc | 6304 | Kotzebue Hybrid | AK | NORTHWEST ARCTIC | 14wt | Onshore Wind Turbine | WT |  | S | X | X |  |  | 0.1 |  | 0.1 | 0.1 | 0.1 | N |  |  | OP | X | 5 | 2002 | 5 | 2025 | N | Electric Utility | 1 | X X X: X; RC RC RC: WND |  |  |  | N |  | 1
Vintage2006 | petroleum | TRUE | 10451 | Kotzebue Electric Assn Inc | 6304 | Kotzebue Hybrid | AK | NORTHWEST ARCTIC | 15 | Petroleum Liquids | IC |  | S | X | X |  |  | 2.8 | 0.8 | 2.8 | 2.8 | 1 | N |  |  | OP | X | 2 | 2006 |  |  | N | Electric Utility | 1 | X X X: X; RC RC RC: DFO |  |  |  | N |  |  | 12H | [23 empty] | N | N | N
Vintage2006 | onshore wind | TRUE | 10451 | Kotzebue Electric Assn Inc | 6304 | Kotzebue Hybrid | AK | NORTHWEST ARCTIC | 15WT | Onshore Wind Turbine | WT |  | S | X | X |  |  | 0.1 |  | 0.1 | 0.1 | 0.1 | N |  |  | OP | X | 5 | 2006 | 5 | 2025 | N | Electric Utility | 1 | X X X: X; RC RC RC: WND |  |  |  | N |  | 1
Vintage2013 | petroleum | TRUE | 10451 | Kotzebue Electric Assn Inc | 6304 | Kotzebue Hybrid | AK | NORTHWEST ARCTIC | 16 | Petroleum Liquids | IC |  | S | X | X |  |  | 1.4 | 0.8 | 1.4 | 1.4 | 0.6 | N |  |  | OP | X | 8 | 2013 |  |  | N | Electric Utility | 1 | X X X: X; RC RC RC: DFO |  |  |  | N |  |  | 12H | [23 empty] | N |  | N
Vintage2006 | onshore wind | TRUE | 10451 | Kotzebue Electric Assn Inc | 6304 | Kotzebue Hybrid | AK | NORTHWEST ARCTIC | 16WT | Onshore Wind Turbine | WT |  | S | X | X |  |  | 0.1 |  | 0.1 | 0.1 | 0.1 | N |  |  | OP | X | 5 | 2006 | 5 | 2025 | N | Electric Utility | 1 | X X X: X; RC RC RC: WND |  |  |  | N |  | 1
Vintage2016 | petroleum | TRUE | 10451 | Kotzebue Electric Assn Inc | 6304 | Kotzebue Hybrid | AK | NORTHWEST ARCTIC | 17 | Petroleum Liquids | IC |  | S | X | X |  |  | 0.7 | 0.8 | 0.7 | 0.7 | 0.1 | N |  |  | OP | X | 5 | 2016 |  |  | N | Electric Utility | 1 | X X X: X; RC RC RC: DFO |  |  |  | N |  |  | 12H | [23 empty] | N | N | N
Vintage2006 | onshore wind | TRUE | 10451 | Kotzebue Electric Assn Inc | 6304 | Kotzebue Hybrid | AK | NORTHWEST ARCTIC | 17WT | Onshore Wind Turbine | WT |  | S | X | X |  |  | 0.1 |  | 0.1 | 0.1 | 0.1 | N |  |  | OP | X | 5 | 2006 | 5 | 2025 | N | Electric Utility | 1 | X X X: X; RC RC RC: WND | [5 empty] | 1
Vintage2012 | onshore wind | TRUE | 10451 | Kotzebue Electric Assn Inc | 6304 | Kotzebue Hybrid | AK | NORTHWEST ARCTIC | 18WT | Onshore Wind Turbine | WT |  | S | X | X |  |  | 0.9 |  | 0.9 | 0.9 | 0.9 | N |  |  | OP | X | 5 | 2012 |  |  | N | Electric Utility | 1 | X X X: X; RC RC RC: WND | [5 empty] | 1
Vintage2012 | onshore wind | TRUE | 10451 | Kotzebue Electric Assn Inc | 6304 | Kotzebue Hybrid | AK | NORTHWEST ARCTIC | 19WT | Onshore Wind Turbine | WT |  | S | X | X |  |  | 0.9 |  | 0.9 | 0.9 | 0.9 | N |  |  | OP | X | 5 | 2012 |  |  | N | Electric Utility | 1 | X X X: X; RC RC RC: WND | [5 empty] | 1
Vintage1999 | onshore wind | TRUE | 10451 | Kotzebue Electric Assn Inc | 6304 | Kotzebue Hybrid | AK | NORTHWEST ARCTIC | 1WT | Onshore Wind Turbine | WT |  | S | X | X |  |  | 0.6 |  | 0.6 | 0.6 | 0.6 | N |  |  | OP | X | 5 | 1999 | 5 | 2025 | N | Electric Utility | 1 | X X X: X; RC RC RC: WND |  |  |  | N |  | 10
Vintage1999 | onshore wind | TRUE | 10451 | Kotzebue Electric Assn Inc | 6304 | Kotzebue Hybrid | AK | NORTHWEST ARCTIC | 2WT | Onshore Wind Turbine | WT |  | S | X | X |  |  | 0.1 |  | 0.1 | 0.1 | 0.1 | N |  |  | OP | X | 5 | 1999 | 5 | 2025 | N | Electric Utility | 1 | X X X: X; RC RC RC: WND |  |  |  | N |  | 1
Vintage1997 | onshore wind | TRUE | 10451 | Kotzebue Electric Assn Inc | 6304 | Kotzebue Hybrid | AK | NORTHWEST ARCTIC | 3WT | Onshore Wind Turbine | WT |  | S | X | X |  |  | 0.2 |  | 0.2 | 0.2 | 0.1 | N |  |  | OP | X | 1 | 1997 | 5 | 2025 | N | Electric Utility | 1 | X X X: X; RC RC RC: WND |  |  |  | N |  | 3
Vintage1987 | petroleum | TRUE | 10451 | Kotzebue Electric Assn Inc | 6304 | Kotzebue Hybrid | AK | NORTHWEST ARCTIC | 7A | Petroleum Liquids | IC |  | S | X | X |  |  | 1.1 | 0.8 | 1.1 | 1.1 | 0.4 | N |  |  | OP | X | 8 | 1987 |  |  | N | Electric Utility | 1 | X X X: X; RC RC RC: DFO |  |  |  | N |  |  | 12H | [23 empty] | N | N | N
Vintage2015 | other | TRUE | 10451 | Kotzebue Electric Assn Inc | 6304 | Kotzebue Hybrid | AK | NORTHWEST ARCTIC | ES1 | Batteries | BA |  | S | X | X |  |  | 1.2 |  | 1.2 | 1.2 | 0 | N |  |  | OP | X | 12 | 2015 |  |  | N | Electric Utility | 1 | X X X: X; RC RC RC: MWH |  |  |  | N | N |  | 10M
Vintage2020 | solar pv | TRUE | 10451 | Kotzebue Electric Assn Inc | 6304 | Kotzebue Hybrid | AK | NORTHWEST ARCTIC | PV1 | Solar Photovoltaic | PV |  | S | X | X |  |  | 0.1 |  | 0.1 | 0.1 | 0.1 | N |  |  | OP | X | 7 | 2020 | 7 | 2040 | N | Electric Utility | 1 | X X X: X; RC RC RC: SUN
Vintage2020 | solar pv | TRUE | 10451 | Kotzebue Electric Assn Inc | 6304 | Kotzebue Hybrid | AK | NORTHWEST ARCTIC | PV2 | Solar Photovoltaic | PV |  | S | X | X |  |  | 0.1 |  | 0.1 | 0.1 | 0.1 | N |  |  | OP | X | 7 | 2020 | 7 | 2040 | N | Electric Utility | 1 | X X X: X; RC RC RC: SUN
Vintage2020 | solar pv | TRUE | 10451 | Kotzebue Electric Assn Inc | 6304 | Kotzebue Hybrid | AK | NORTHWEST ARCTIC | PV3 | Solar Photovoltaic | PV |  | S | X | X |  |  | 0.1 |  | 0.1 | 0.1 | 0.1 | N |  |  | OP | X | 7 | 2020 | 7 | 2040 | N | Electric Utility | 1 | X X X: X; RC RC RC: SUN
Vintage2020 | solar pv | TRUE | 10451 | Kotzebue Electric Assn Inc | 6304 | Kotzebue Hybrid | AK | NORTHWEST ARCTIC | PV4 | Solar Photovoltaic | PV |  | S | X | X |  |  | 0.1 |  | 0.1 | 0.1 | 0.1 | N |  |  | OP | X | 7 | 2020 | 7 | 2040 | N | Electric Utility | 1 | X X X: X; RC RC RC: SUN
Vintage2020 | solar pv | TRUE | 10451 | Kotzebue Electric Assn Inc | 6304 | Kotzebue Hybrid | AK | NORTHWEST ARCTIC | PV5 | Solar Photovoltaic | PV |  | S | X | X |  |  | 0.1 |  | 0.1 | 0.1 | 0.1 | N |  |  | OP | X | 7 | 2020 | 7 | 2040 | N | Electric Utility | 1 | X X X: X; RC RC RC: SUN
Vintage2020 | solar pv | TRUE | 10451 | Kotzebue Electric Assn Inc | 6304 | Kotzebue Hybrid | AK | NORTHWEST ARCTIC | PV6 | Solar Photovoltaic | PV |  | S | X | X |  |  | 0.1 |  | 0.1 | 0.1 | 0.1 | N |  |  | OP | X | 7 | 2020 | 7 | 2040 | N | Electric Utility | 1 | X X X: X; RC RC RC: SUN
Vintage2020 | solar pv | TRUE | 10451 | Kotzebue Electric Assn Inc | 6304 | Kotzebue Hybrid | AK | NORTHWEST ARCTIC | PV7 | Solar Photovoltaic | PV |  | S | X | X |  |  | 0.1 |  | 0.1 | 0.1 | 0.1 | N |  |  | OP | X | 7 | 2020 | 7 | 2040 | N | Electric Utility | 1 | X X X: X; RC RC RC: SUN
Vintage2020 | solar pv | TRUE | 10451 | Kotzebue Electric Assn Inc | 6304 | Kotzebue Hybrid | AK | NORTHWEST ARCTIC | PV8 | Solar Photovoltaic | PV |  | S | X | X |  |  | 0.1 |  | 0.1 | 0.1 | 0.1 | N |  |  | OP | X | 7 | 2020 | 7 | 2040 | N | Electric Utility | 1 | X X X: X; RC RC RC: SUN
Vintage1976 | petroleum | TRUE | 4329 | Copper Valley Elec Assn, Inc | 6305 | Glennallen | AK | Valdez Cordova | 6 | Petroleum Liquids | IC |  | S | X | X |  |  | 2.6 | 0.8 | 2.5 | 2.5 | 0.5 | N |  |  | OP | X | 5 | 1976 |  |  | N | Electric Utility | 1 | X X X: X; RC RC RC: DFO |  |  |  | N | N |  | 10M | [23 empty] | N | N | N
Vintage1976 | petroleum | TRUE | 4329 | Copper Valley Elec Assn, Inc | 6305 | Glennallen | AK | Valdez Cordova | 7 | Petroleum Liquids | IC |  | S | X | X |  |  | 2.6 | 0.8 | 2.5 | 2.5 | 0.5 | N |  |  | OP | X | 5 | 1976 |  |  | N | Electric Utility | 1 | X X X: X; RC RC RC: DFO |  |  |  | N | N |  | 10M | [23 empty] | N | N | N
Vintage1999 | petroleum | TRUE | 4329 | Copper Valley Elec Assn, Inc | 6305 | Glennallen | AK | Valdez Cordova | 8 | Petroleum Liquids | IC |  | S | X | X |  |  | 1.2 | 0.8 | 1.2 | 1.2 | 0.2 | N |  |  | OP | X | 2 | 1999 |  |  | N | Electric Utility | 1 | X X X: X; RC RC RC: DFO |  |  |  | N | N |  | 10M | [23 empty] | N | N | N
Vintage2010 | petroleum | TRUE | 4329 | Copper Valley Elec Assn, Inc | 6305 | Glennallen | AK | Valdez Cordova | 9 | Petroleum Liquids | IC |  | S | X | X |  |  | 2.8 | 0.8 | 2.8 | 2.8 | 0.5 | N |  |  | OP | X | 5 | 2010 |  |  | N | Electric Utility | 1 | X X X: X; RC RC RC: DFO |  |  |  | N | N |  | OVER | [23 empty] | N | N | N
Vintage2017 | petroleum | TRUE | 4329 | Copper Valley Elec Assn, Inc | 6306 | Valdez | AK | Valdez Cordova | 11 | Petroleum Liquids | IC |  | S | X | X |  |  | 1.6 | 0.8 | 1.6 | 1.6 | 0.1 | N |  |  | OP | X | 6 | 2017 |  |  | N | Electric Utility | 1 | X X X: X; RC RC RC: DFO | [6 empty] | 10M | [23 empty] | N | N | N
Vintage2017 | petroleum | TRUE | 4329 | Copper Valley Elec Assn, Inc | 6306 | Valdez | AK | Valdez Cordova | 12 | Petroleum Liquids | IC |  | S | X | X |  |  | 1.6 | 0.8 | 1.6 | 1.6 | 0.1 | N |  |  | OP | X | 6 | 2017 |  |  | N | Electric Utility | 1 | X X X: X; RC RC RC: DFO | [6 empty] | 10M | [23 empty] | N | N | N
Vintage1972 | petroleum | TRUE | 4329 | Copper Valley Elec Assn, Inc | 6306 | Valdez | AK | Valdez Cordova | 4 | Petroleum Liquids | IC |  | S | X | X |  |  | 1.9 | 0.8 | 1.5 | 1.5 | 0.2 | N |  |  | OP | X | 10 | 1972 |  |  | N | Electric Utility | 1 | X X X: X; RC RC RC: DFO |  |  |  | N | N |  | 10M | [23 empty] | N | N | N
Vintage1975 | petroleum | TRUE | 4329 | Copper Valley Elec Assn, Inc | 6306 | Valdez | AK | Valdez Cordova | 5 | Petroleum Liquids | IC |  | S | X | X |  |  | 2.6 | 0.8 | 2 | 2 | 0.5 | N |  |  | OP | X | 6 | 1975 |  |  | N | Electric Utility | 1 | X X X: X; RC RC RC: DFO |  |  |  | N | N |  | 10M | [23 empty] | N | N | N
Vintage1974 | petroleum | TRUE | 4329 | Copper Valley Elec Assn, Inc | 6306 | Valdez | AK | Valdez Cordova | 6 | Petroleum Liquids | IC |  | S | X | X |  |  | 0.9 | 0.8 | 0.8 | 0.8 | 0.1 | N |  |  | OP | X | 8 | 1974 |  |  | N | Electric Utility | 1 | X X X: X; RC RC RC: DFO |  |  |  | N | N |  | 10M | [23 empty] | N | N | N
Vintage2009 | petroleum | TRUE | 221 | Alaska Village Elec Coop, Inc | 6311 | Chevak | AK | Bethel | 1A | Petroleum Liquids | IC |  | S | X | X |  |  | 0.5 | 0.9 | 0.5 | 0.5 | 0.1 | N |  |  | OP | X | 10 | 2009 |  |  | N | Electric Utility | 1 | X X X: X; RC RC RC: DFO |  |  |  | N | N |  | 10M | [23 empty] | N
Vintage2009 | petroleum | TRUE | 221 | Alaska Village Elec Coop, Inc | 6311 | Chevak | AK | Bethel | 2A | Petroleum Liquids | IC |  | S | X | X |  |  | 0.5 | 0.9 | 0.5 | 0.5 | 0.1 | N |  |  | OP | X | 10 | 2009 |  |  | N | Electric Utility | 1 | X X X: X; RC RC RC: DFO |  |  |  | N | N |  | 10M | [23 empty] | N
Vintage2009 | petroleum | TRUE | 221 | Alaska Village Elec Coop, Inc | 6311 | Chevak | AK | Bethel | 3A | Petroleum Liquids | IC |  | S | X | X |  |  | 0.8 | 0.9 | 0.8 | 0.8 | 0.1 | N |  |  | OP | X | 10 | 2009 |  |  | N | Electric Utility | 1 | X X X: X; RC RC RC: DFO |  |  |  | N | N |  | 10M | [23 empty] | N
Vintage2012 | petroleum | TRUE | 221 | Alaska Village Elec Coop, Inc | 6314 | Emmonak | AK | Wade Hampton | 2A | Petroleum Liquids | IC |  | S | X | X |  |  | 0.5 | 0.9 | 0.5 | 0.5 | 0.1 | N |  |  | OP | X | 10 | 2012 |  |  | N | Electric Utility | 1 | X X X: X; RC RC RC: DFO |  |  |  | N | N |  | 10M | [23 empty] | N
Vintage2005 | petroleum | TRUE | 221 | Alaska Village Elec Coop, Inc | 6314 | Emmonak | AK | Wade Hampton | 4a | Petroleum Liquids | IC |  | S | X | X |  |  | 0.5 | 0.9 | 0.5 | 0.5 | 0.1 | N |  |  | OP | X | 4 | 2005 |  |  | N | Electric Utility | 1 | X X X: X; RC RC RC: DFO |  |  |  | N | N |  | 10M | [23 empty] | N |  | N
Vintage2016 | petroleum | TRUE | 221 | Alaska Village Elec Coop, Inc | 6314 | Emmonak | AK | Wade Hampton | 5B | Petroleum Liquids | IC |  | S | X | X |  |  | 1.3 | 0.9 | 1.3 | 1.3 | 0.3 | N |  |  | OP | X | 6 | 2016 |  |  | N | Electric Utility | 1 | X X X: X; RC RC RC: DFO |  |  |  | N | N |  | 10M | [23 empty] | N |  | N
Vintage1995 | petroleum | TRUE | 221 | Alaska Village Elec Coop, Inc | 6314 | Emmonak | AK | Wade Hampton | 6 | Petroleum Liquids | IC |  | S | X | X |  |  | 0.9 | 0.9 | 0.9 | 0.9 | 0.2 | N |  |  | OP | X | 4 | 1995 |  |  | N | Electric Utility | 1 | X X X: X; RC RC RC: DFO |  |  |  | N | N |  | 10M | [23 empty] | N |  | N
Vintage2018 | petroleum | TRUE | 221 | Alaska Village Elec Coop, Inc | 6319 | Hooper Bay | AK | Bethel | 3B | Petroleum Liquids | IC |  | S | X | X |  |  | 0.4 | 0.9 | 0.4 | 0.4 | 0.1 | N |  |  | OP | X | 4 | 2018 |  |  | N | Electric Utility | 1 | X X X: X; RC RC RC: DFO |  |  |  |  | N |  | 10M | [23 empty] | N | N | N
Vintage2013 | petroleum | TRUE | 221 | Alaska Village Elec Coop, Inc | 6319 | Hooper Bay | AK | Bethel | 4B | Petroleum Liquids | IC |  | S | X | X |  |  | 0.5 | 0.9 | 0.5 | 0.5 | 0.1 | N |  |  | OP | X | 7 | 2013 |  |  | N | Electric Utility | 1 | X X X: X; RC RC RC: DFO |  |  |  | N | N |  | 10M | [23 empty] | N
Vintage2016 | petroleum | TRUE | 221 | Alaska Village Elec Coop, Inc | 6319 | Hooper Bay | AK | Bethel | 5A | Petroleum Liquids | IC |  | S | X | X |  |  | 0.8 | 0.9 | 0.8 | 0.8 | 0.2 | N |  |  | OP | X | 6 | 2016 |  |  | N | Electric Utility | 1 | X X X: X; RC RC RC: DFO |  |  |  |  | N |  | 10M | [23 empty] | N | N | N
Vintage1997 | petroleum | TRUE | 221 | Alaska Village Elec Coop, Inc | 6319 | Hooper Bay | AK | Bethel | 6 | Petroleum Liquids | IC |  | S | X | X |  |  | 0.5 | 0.9 | 0.5 | 0.5 | 0.2 | N |  |  | OP | X | 10 | 1997 |  |  | N | Electric Utility | 1 | X X X: X; RC RC RC: DFO |  |  |  | N | N |  | 10M | [23 empty] | N
Vintage2001 | petroleum | TRUE | 221 | Alaska Village Elec Coop, Inc | 6323 | Kiana | AK | Northwest Arctic | 1B | Petroleum Liquids | IC |  | S | X | X |  |  | 0.3 | 0.9 | 0.3 | 0.3 | 0.1 | N |  |  | OP | X | 9 | 2001 |  |  | N | Electric Utility | 1 | X X X: X; RC RC RC: DFO |  |  |  | N | N |  | 10M | [23 empty] | N
Vintage2019 | petroleum | TRUE | 221 | Alaska Village Elec Coop, Inc | 6323 | Kiana | AK | Northwest Arctic | 3B | Petroleum Liquids | IC |  | S | X | X |  |  | 0.4 | 0.9 | 0.4 | 0.4 | 0.1 | N |  |  | OP | X | 8 | 2019 |  |  | N | Electric Utility | 1 | X X X: X; RC RC RC: DFO |  |  |  | N | N |  | 10M | [23 empty] | N
Vintage1984 | petroleum | TRUE | 221 | Alaska Village Elec Coop, Inc | 6323 | Kiana | AK | Northwest Arctic | 4 | Petroleum Liquids | IC |  | S | X | X |  |  | 0.5 | 0.9 | 0.5 | 0.5 | 0.1 | N |  |  | OP | X | 7 | 1984 |  |  | N | Electric Utility | 1 | X X X: X; RC RC RC: DFO |  |  |  | N | N |  | 10M | [23 empty] | N
Vintage1984 | petroleum | TRUE | 221 | Alaska Village Elec Coop, Inc | 6329 | Mountain Village | AK | Bethel | 1 | Petroleum Liquids | IC |  | S | X | X |  |  | 0.3 | 0.9 | 0.3 | 0.3 | 0.1 | N |  |  | OP | X | 4 | 1984 |  |  | N | Electric Utility | 1 | X X X: X; RC RC RC: DFO |  |  |  | N | N |  | 10M | [23 empty] | N
Vintage2005 | petroleum | TRUE | 221 | Alaska Village Elec Coop, Inc | 6329 | Mountain Village | AK | Bethel | 3B | Petroleum Liquids | IC |  | S | X | X |  |  | 0.5 | 0.9 | 0.5 | 0.5 | 0.1 | N |  |  | OP | X | 3 | 2005 | 11 | 2022 | N | Electric Utility | 1 | X X X: X; RC RC RC: DFO |  |  |  |  | N |  | 10M | [23 empty] | N
Vintage2015 | petroleum | TRUE | 221 | Alaska Village Elec Coop, Inc | 6329 | Mountain Village | AK | Bethel | 4A | Petroleum Liquids | IC |  | S | X | X |  |  | 0.8 | 0.9 | 0.8 | 0.8 | 0.2 | N |  |  | OP | X | 12 | 2015 |  |  | N | Electric Utility | 1 | X X X: X; RC RC RC: DFO |  |  |  |  | N |  | 10M | [23 empty] | N | N | N
Vintage2010 | petroleum | TRUE | 221 | Alaska Village Elec Coop, Inc | 6329 | Mountain Village | AK | Bethel | 5A | Petroleum Liquids | IC |  | S | X | X |  |  | 0.7 | 0.9 | 0.7 | 0.7 | 0.2 | N |  |  | OP | X | 12 | 2010 |  |  | N | Electric Utility | 1 | X X X: X; RC RC RC: DFO |  |  |  |  | N |  | 10M | [23 empty] | N
Vintage1997 | petroleum | TRUE | 221 | Alaska Village Elec Coop, Inc | 6330 | Noorvik | AK | Northwest Arctic | 1A | Petroleum Liquids | IC |  | S | X | X |  |  | 0.3 | 0.9 | 0.3 | 0.3 | 0.1 | N |  |  | OP | X | 9 | 1997 |  |  | N | Electric Utility | 1 | X X X: X; RC RC RC: DFO |  |  |  | N | N |  | 10M | [23 empty] | N
Vintage2017 | petroleum | TRUE | 221 | Alaska Village Elec Coop, Inc | 6330 | Noorvik | AK | Northwest Arctic | 2B | Petroleum Liquids | IC |  | S | X | X |  |  | 0.5 | 0.9 | 0.5 | 0.5 | 0.1 | N |  |  | OP | X | 7 | 2017 |  |  | N | Electric Utility | 1 | X X X: X; RC RC RC: DFO |  |  |  |  | N |  | 10M | [23 empty] | N | N | N
Vintage2003 | petroleum | TRUE | 221 | Alaska Village Elec Coop, Inc | 6330 | Noorvik | AK | Northwest Arctic | 3A | Petroleum Liquids | IC |  | S | X | X |  |  | 0.7 | 0.9 | 0.7 | 0.7 | 0.2 | N |  |  | OP | X | 12 | 2003 |  |  | N | Electric Utility | 1 | X X X: X; RC RC RC: DFO |  |  |  | N | N |  | 10M | [23 empty] | N
Vintage2006 | petroleum | TRUE | 221 | Alaska Village Elec Coop, Inc | 6333 | Nunapitchuk | AK | Bethel | 1A | Petroleum Liquids | IC |  | S | X | X |  |  | 0.5 | 0.9 | 0.5 | 0.5 | 0.1 | N |  |  | SB | Y | 7 | 2006 |  |  | N | Electric Utility | 1 | X X X: X; RC RC RC: DFO |  |  |  |  | N |  | 10M | [23 empty] | N
Vintage2006 | petroleum | TRUE | 221 | Alaska Village Elec Coop, Inc | 6338 | St Marys IC | AK | Bethel | 1B | Petroleum Liquids | IC |  | S | X | X |  |  | 5 | 0.9 | 0.5 | 0.5 | 0.1 | N |  |  | OP | X | 12 | 2006 | 11 | 2022 | N | Electric Utility | 1 | X X X: X; RC RC RC: DFO |  |  |  | N | N |  | 10M | [23 empty] | N
Vintage1980 | petroleum | TRUE | 221 | Alaska Village Elec Coop, Inc | 6338 | St Marys IC | AK | Bethel | 2 | Petroleum Liquids | IC |  | S | X | X |  |  | 0.6 | 0.9 | 0.6 | 0.6 | 0.1 | N |  |  | OP | X | 11 | 1980 | 11 | 2022 | N | Electric Utility | 1 | X X X: X; RC RC RC: DFO |  |  |  | N | N |  | 10M | [23 empty] | N
Vintage1974 | petroleum | TRUE | 221 | Alaska Village Elec Coop, Inc | 6338 | St Marys IC | AK | Bethel | 3 | Petroleum Liquids | IC |  | S | X | X |  |  | 0.9 | 0.9 | 0.9 | 0.9 | 0.2 | N |  |  | OP | X | 11 | 1974 | 11 | 2022 | N | Electric Utility | 1 | X X X: X; RC RC RC: DFO |  |  |  | N | N |  | 10M | [23 empty] | N
Vintage2020 | petroleum | TRUE | 221 | Alaska Village Elec Coop, Inc | 6341 | Selawik | AK | Northwest Arctic | 1B | Petroleum Liquids | IC |  | S | X | X |  |  | 0.8 | 0.9 | 0.8 | 0.8 | 0.2 | N |  |  | OP | X | 12 | 2020 |  |  | N | Electric Utility | 1 | X X X: X; RC RC RC: DFO | [6 empty] | 10M | [23 empty] | N
Vintage2013 | petroleum | TRUE | 221 | Alaska Village Elec Coop, Inc | 6341 | Selawik | AK | Northwest Arctic | 2B | Petroleum Liquids | IC |  | S | X | X |  |  | 0.5 | 0.9 | 0.5 | 0.5 | 0.1 | N |  |  | OP | X | 8 | 2013 |  |  | N | Electric Utility | 1 | X X X: X; RC RC RC: DFO |  |  |  |  | N |  | 10M | [23 empty] | N
Vintage2014 | petroleum | TRUE | 221 | Alaska Village Elec Coop, Inc | 6341 | Selawik | AK | Northwest Arctic | 3B | Petroleum Liquids | IC |  | S | X | X |  |  | 0.9 | 0.9 | 0.5 | 0.5 | 0.2 | N |  |  | OP | X | 4 | 2014 |  |  | N | Electric Utility | 1 | X X X: X; RC RC RC: DFO |  |  |  |  | N |  | 10M | [23 empty] | N
Vintage2004 | petroleum | TRUE | 221 | Alaska Village Elec Coop, Inc | 6345 | Shishmaref | AK | Nome | 1 | Petroleum Liquids | IC |  | S | X | X |  |  | 0.3 | 0.9 | 0.3 | 0.3 | 0.1 | N |  |  | OP | X | 6 | 2004 |  |  | N | Electric Utility | 1 | X X X: X; RC RC RC: DFO |  |  |  | N | N |  | 10M | [23 empty] | N
Vintage1976 | petroleum | TRUE | 221 | Alaska Village Elec Coop, Inc | 6345 | Shishmaref | AK | Nome | 2 | Petroleum Liquids | IC |  | S | X | X |  |  | 0.3 | 0.9 | 0.3 | 0.3 | 0.1 | N |  |  | OP | X | 12 | 1976 |  |  | N | Electric Utility | 1 | X X X: X; RC RC RC: DFO |  |  |  | N | N |  | 10M | [23 empty] | N
Vintage2002 | petroleum | TRUE | 221 | Alaska Village Elec Coop, Inc | 6345 | Shishmaref | AK | Nome | 3A | Petroleum Liquids | IC |  | S | X | X |  |  | 0.4 | 0.9 | 0.4 | 0.4 | 0.1 | N |  |  | OP | X | 4 | 2002 |  |  | N | Electric Utility | 1 | X X X: X; RC RC RC: DFO |  |  |  |  | N |  | 10M | [23 empty] | N
Vintage2006 | petroleum | TRUE | 221 | Alaska Village Elec Coop, Inc | 6345 | Shishmaref | AK | Nome | 4A | Petroleum Liquids | IC |  | S | X | X |  |  | 0.5 | 0.9 | 0.5 | 0.5 | 0.1 | N |  |  | OP | X | 7 | 2006 |  |  | N | Electric Utility | 1 | X X X: X; RC RC RC: DFO |  |  |  | N |  |  | 10M | [23 empty] | N
Vintage2019 | petroleum | TRUE | 221 | Alaska Village Elec Coop, Inc | 6348 | Togiak | AK | Dillingham | 1 | Petroleum Liquids | IC |  | S | X | X |  |  | 0.6 | 0.9 | 0.6 | 0.6 | 0.1 | N |  |  | OP | X | 4 | 2019 |  |  | N | Electric Utility | 1 | X X X: X; RC RC RC: DFO |  |  |  | N | N |  | 10M | [23 empty] | N
Vintage2019 | petroleum | TRUE | 221 | Alaska Village Elec Coop, Inc | 6348 | Togiak | AK | Dillingham | 2B | Petroleum Liquids | IC |  | S | X | X |  |  | 0.6 | 0.9 | 0.6 | 0.6 | 0.1 | N |  |  | OP | X | 4 | 2019 |  |  | N | Electric Utility | 1 | X X X: X; RC RC RC: DFO |  |  |  |  | N |  | 10M | [23 empty] | N
Vintage2019 | petroleum | TRUE | 221 | Alaska Village Elec Coop, Inc | 6348 | Togiak | AK | Dillingham | 3 | Petroleum Liquids | IC |  | S | X | X |  |  | 1.1 | 0.9 | 1.1 | 1.1 | 0.2 | N |  |  | OP | X | 4 | 2019 |  |  | N | Electric Utility | 1 | X X X: X; RC RC RC: DFO |  |  |  |  | N |  | 10M | [23 empty] | N
Vintage2019 | petroleum | TRUE | 221 | Alaska Village Elec Coop, Inc | 6348 | Togiak | AK | Dillingham | 4C | Petroleum Liquids | IC |  | S | X | X |  |  | 0.5 | 0.9 | 0.5 | 0.5 | 0.1 | N |  |  | OP | X | 4 | 2019 |  |  | N | Electric Utility | 1 | X X X: X; RC RC RC: DFO | [6 empty] | 10M | [23 empty] | N
Vintage1974 | petroleum | TRUE | 8723 | City of Holland | 6356 | Sixth Street Gas Turbine | MI | Ottawa | 1 | Petroleum Liquids | GT |  | S | X | X |  |  | 24 | 0.9 | 16 | 20 | 10 | N |  |  | OP | X | 5 | 1974 | 6 | 2023 | N | Electric Utility | 1 | X X X: X; RC RC RC: DFO |  |  |  | N | N |  | 1H | [23 empty] | N | N
Vintage1994 | natural gas combined cycle | TRUE | 9130 | Hutchinson Utilities Comm | 6358 | Hutchinson Plant #2 | MN | McLeod | 2 | Natural Gas Fired Combined Cycle | CT | CC1 | S | X | N | GRE.HUC | GRE.HUC | 54 | 0.8 | 41 | 41 | 10 | N |  |  | OP | X | 11 | 1994 |  |  | N | Electric Utility | 1 | [11 empty] | N | N |  | 1H | [23 empty] | N | N | N | bar: X X X to RC RC RC
Vintage1994 | natural gas combined cycle | TRUE | 9130 | Hutchinson Utilities Comm | 6358 | Hutchinson Plant #2 | MN | McLeod | 3 | Natural Gas Fired Combined Cycle | CA | CC1 | S | N | X | GRE.HUC | GRE.HUC | 11.5 | 0.8 | 10 | 10 | 2.5 | N |  |  | OP | X | 11 | 1994 |  |  | N | Electric Utility | 1 | [11 empty] | N | N |  | 12H | [23 empty] | N | N | N | bar: X X X to RC RC RC
Vintage2001 | natural gas peaker | TRUE | 9130 | Hutchinson Utilities Comm | 6358 | Hutchinson Plant #2 | MN | McLeod | 9 | Natural Gas Fired Combustion Turbine | GT |  | S | X | X | GRE.HUC | GRE.HUC | 25 | 0.8 | 22 | 24.3 | 5 | N |  |  | OP | X | 5 | 2001 |  |  | N | Electric Utility | 1 | [11 empty] | N | N |  | 1H | [23 empty] | N | N | N | bar: X X X to RC RC RC
Vintage1986 | hydro | TRUE | 6169 | Fall River Rural Elec Coop Inc | 6359 | Felt | ID | Teton | 1 | Conventional Hydroelectric | HY |  | S | X | X |  |  | 2.7 | 1 | 2.3 | 2.3 | 1 | N |  |  | OP | X | 1 | 1986 |  |  | N | Electric Utility | 1 | X X X: X; RC RC RC: WAT |  |  |  | N | N |  | 12H | [23 empty] | N
Vintage1986 | hydro | TRUE | 6169 | Fall River Rural Elec Coop Inc | 6359 | Felt | ID | Teton | 2 | Conventional Hydroelectric | HY |  | S | X | X |  |  | 2.7 | 1 | 2.3 | 2.3 | 1 | N |  |  | OP | X | 1 | 1986 |  |  | N | Electric Utility | 1 | X X X: X; RC RC RC: WAT |  |  |  | N | N |  | 12H | [23 empty] | N
Vintage1946 | hydro | TRUE | 6169 | Fall River Rural Elec Coop Inc | 6359 | Felt | ID | Teton | 4 | Conventional Hydroelectric | HY |  | S | X | X |  |  | 0.9 | 0.9 | 0.5 | 0.5 | 0.1 | N |  |  | OP | X | 9 | 1946 |  |  | N | Electric Utility | 1 | X X X: X; RC RC RC: WAT |  |  |  | N | N |  | 12H | [23 empty] | N
Vintage1947 | hydro | TRUE | 6169 | Fall River Rural Elec Coop Inc | 6359 | Felt | ID | Teton | 5 | Conventional Hydroelectric | HY |  | S | X | X |  |  | 1.1 | 0.9 | 0.8 | 0.8 | 0.7 | N |  |  | OP | X | 9 | 1947 |  |  | N | Electric Utility | 1 | X X X: X; RC RC RC: WAT |  |  |  | N |  |  | 12H | [23 empty] | N
Vintage1973 | petroleum | TRUE | 3828 | Cloverland Electric Co-op | 6369 | Detour | MI | Chippewa | 6 | Petroleum Liquids | IC |  | S | X | X | MIUP.DETRDBN1 |  | 3 | 0.9 | 2.5 | 2.5 | 2.5 | N |  |  | OP | X | 10 | 1973 |  |  | N | Electric Utility | 1 | X X X: X; RC RC RC: DFO |  |  |  |  | N |  | 1H | [23 empty] | N
Vintage1976 | petroleum | TRUE | 3828 | Cloverland Electric Co-op | 6369 | Detour | MI | Chippewa | 7 | Petroleum Liquids | IC |  | S | X | X | MIUP.DETRDBN1 |  | 3 | 0.9 | 2.5 | 2.5 | 2.5 | N |  |  | OP | X | 8 | 1976 |  |  | N | Electric Utility | 1 | X X X: X; RC RC RC: DFO |  |  |  |  | N |  | 1H | [23 empty] | N
Vintage1975 | natural gas peaker | TRUE | 11018 | Lincoln Electric System | 6373 | Rokeby | NE | Lancaster | 1 | Natural Gas Fired Combustion Turbine | GT |  | S | X | X | LESROKEBYUN1_RA | LES_ROKEBY_1 | 72.4 | 0.9 | 70.5 | 72 | 10 | N |  |  | OP | X | 7 | 1975 |  |  | N | Electric Utility | 1 | X X X: X; RC RC RC: NG; SUB SUB SUB: DFO |  |  |  | N | N |  | 1H | [23 empty] | Y | N | Y
Vintage1997 | natural gas peaker | TRUE | 11018 | Lincoln Electric System | 6373 | Rokeby | NE | Lancaster | 2 | Natural Gas Fired Combustion Turbine | GT |  | S | X | X | LESROKEBYUN2_RA | LES_ROKEBY_2 | 95.4 | 0.8 | 90.4 | 91 | 20 | N |  |  | OP | X | 5 | 1997 |  |  | N | Electric Utility | 1 | X X X: X; RC RC RC: NG; SUB SUB SUB: DFO |  |  |  | N | N |  | 1H | [23 empty] | Y | N | Y
Vintage2001 | natural gas peaker | TRUE | 11018 | Lincoln Electric System | 6373 | Rokeby | NE | Lancaster | 3 | Natural Gas Fired Combustion Turbine | GT |  | S | X | X | LESROKEBYUN3_RA | LES_ROKEBY_3 | 95.4 | 0.8 | 94.2 | 96 | 50 | N |  |  | OP | X | 5 | 2001 |  |  | N | Electric Utility | 1 | X X X: X; RC RC RC: NG; SUB SUB SUB: DFO |  |  |  | N | N |  | 1H | [23 empty] | Y | N | Y
Vintage1997 | petroleum | TRUE | 11018 | Lincoln Electric System | 6373 | Rokeby | NE | Lancaster | BSU | Petroleum Liquids | IC |  | S | X | X |  |  | 2.9 | 0.8 | 3.2 | 3.2 | 0 | N |  |  | OP | X | 4 | 1997 |  |  | N | Electric Utility | 1 | X X X: X; RC RC RC: DFO |  |  |  | N | N |  | 10M | [23 empty] | N | N
Vintage1991 | petroleum | TRUE | 13683 | North Carolina El Member Corp | 6377 | Ocracoke Hybrid | NC | Hyde | 1 | Petroleum Liquids | IC |  | S | X | X | Buxton 34.5 KV OCRACOK1 | Buxton 34.5 KV OCRACOK1 | 3 | 0.8 | 3 | 3 | 3 | N |  |  | OP | X | 4 | 1991 |  |  | N | Electric Utility | 1 | X X X: X; RC RC RC: DFO |  |  |  | N | N |  | 1H | [23 empty] | N | N | N
Vintage2017 | other | TRUE | 13683 | North Carolina El Member Corp | 6377 | Ocracoke Hybrid | NC | Hyde | BAT | Batteries | BA |  | S | X | X |  |  | 1 |  | 1 | 1 |  | N |  |  | OP | X | 1 | 2017 |  |  | N | Electric Utility | 1 | X X X: X; RC RC RC: MWH | [6 empty] | 10M | [23 empty] | N | N | N
Vintage1920 | hydro | TRUE | 61350 | Central Rivers Power MA, LLC | 6378 | Dwight | MA | Hampden | DW2 | Conventional Hydroelectric | HY |  | S | X | X |  |  | 0.4 | 0.8 | 0.4 | 0.4 | 0.4 | N |  |  | OP | X | 1 | 1920 |  |  | N | IPP Non-CHP | 2 | X X X: X; RC RC RC: WAT |  |  |  | N |  | 0 | 1H
Vintage1920 | hydro | TRUE | 61350 | Central Rivers Power MA, LLC | 6378 | Dwight | MA | Hampden | DW3 | Conventional Hydroelectric | HY |  | S | X | X |  |  | 0.4 | 0.8 | 0.4 | 0.4 | 0.4 | N |  |  | OP | X | 1 | 1920 |  |  | N | IPP Non-CHP | 2 | X X X: X; RC RC RC: WAT |  |  |  | N |  | 0 | 1H
Vintage1920 | hydro | TRUE | 61350 | Central Rivers Power MA, LLC | 6378 | Dwight | MA | Hampden | DW4 | Conventional Hydroelectric | HY |  | S | X | X |  |  | 0.4 | 0.8 | 0.4 | 0.4 | 0.4 | N |  |  | OP | X | 1 | 1920 |  |  | N | IPP Non-CHP | 2 | X X X: X; RC RC RC: WAT |  |  |  | N |  | 0 | 1H
Vintage1928 | hydro | TRUE | 61350 | Central Rivers Power MA, LLC | 6379 | Indian Orchard | MA | Hampden | IO3 | Conventional Hydroelectric | HY |  | S | X | X | 867 |  | 1.5 | 0.8 | 1.5 | 1.5 | 1.5 | N |  |  | OP | X | 1 | 1928 |  |  | N | IPP Non-CHP | 2 | X X X: X; RC RC RC: WAT |  |  |  | N |  | 0 | 1H
Vintage1928 | hydro | TRUE | 61350 | Central Rivers Power MA, LLC | 6379 | Indian Orchard | MA | Hampden | IO4 | Conventional Hydroelectric | HY |  | S | X | X | 867 |  | 2.2 | 0.8 | 2.2 | 2.2 | 2.2 | N |  |  | OP | X | 1 | 1928 |  |  | N | IPP Non-CHP | 2 | X X X: X; RC RC RC: WAT |  |  |  | N |  | 0 | 1H
Vintage1913 | hydro | TRUE | 58185 | FirstLight Power Resources, Inc. - MA | 6388 | Turners Falls | MA | Franklin | 1 | Conventional Hydroelectric | HY |  | S | X | X | N.MONTAGUE13.8TURN | N.MONTAGUE13.8TURN | 1.4 | 1 | 1.9 | 1.9 | 0.9 | N |  |  | OP | X | 1 | 1913 |  |  | N | IPP Non-CHP | 2 | X X X: X; RC RC RC: WAT |  |  |  | N | N | 0 | 1H | [23 empty] | N
Vintage1913 | hydro | TRUE | 58185 | FirstLight Power Resources, Inc. - MA | 6388 | Turners Falls | MA | Franklin | 2 | Conventional Hydroelectric | HY |  | S | X | X | N.MONTAGUE13.8TURN | N.MONTAGUE13.8TURN | 0.4 | 1 | 0.4 | 0.4 | 0.4 | N |  |  | OP | X | 1 | 1913 |  |  | N | IPP Non-CHP | 2 | X X X: X; RC RC RC: WAT |  |  |  | N | N | 0 | 1H | [23 empty] | N
Vintage1910 | hydro | TRUE | 58185 | FirstLight Power Resources, Inc. - MA | 6388 | Turners Falls | MA | Franklin | 3 | Conventional Hydroelectric | HY |  | S | X | X | N.MONTAGUE13.8TURN | N.MONTAGUE13.8TURN | 1.3 | 1 | 1.3 | 1.3 | 1.3 | N |  |  | OP | X | 1 | 1910 |  |  | N | IPP Non-CHP | 2 | X X X: X; RC RC RC: WAT |  |  |  | N |  | 0 | 1H | [23 empty] | N
Vintage1905 | hydro | TRUE | 58185 | FirstLight Power Resources, Inc. - MA | 6388 | Turners Falls | MA | Franklin | 5 | Conventional Hydroelectric | HY |  | S | X | X | N.MONTAGUE13.8TURN | N.MONTAGUE13.8TURN | 1.3 | 1 | 1.4 | 1.4 | 1.3 | N |  |  | OP | X | 1 | 1905 |  |  | N | IPP Non-CHP | 2 | X X X: X; RC RC RC: WAT |  |  |  | N | N | 0 | 1H | [23 empty] | N
Vintage1910 | hydro | TRUE | 58185 | FirstLight Power Resources, Inc. - MA | 6388 | Turners Falls | MA | Franklin | 7 | Conventional Hydroelectric | HY |  | S | X | X | N.MONTAGUE13.8TURN | N.MONTAGUE13.8TURN | 1.3 | 1 | 1.4 | 1.4 | 1.3 | N |  |  | OP | X | 1 | 1910 |  |  | N | IPP Non-CHP | 2 | X X X: X; RC RC RC: WAT |  |  |  | N | N | 0 | 1H | [23 empty] | N
Vintage1993 | petroleum | TRUE | 84 | A & N Electric Coop | 6390 | Tangier | VA | Accomack | 5 | Petroleum Liquids | IC |  | S | X | X |  |  | 1.2 | 0.8 | 1.2 | 1.2 | 0.1 | N |  |  | OP | X | 12 | 1993 |  |  | N | Electric Utility | 1 | X X X: X; RC RC RC: DFO |  |  |  | N | N |  | 1H | [23 empty] | N | N | N
Vintage1993 | petroleum | TRUE | 84 | A & N Electric Coop | 6390 | Tangier | VA | Accomack | 6 | Petroleum Liquids | IC |  | S | X | X |  |  | 1.2 | 0.8 | 1.2 | 1.2 | 0.1 | N |  |  | OP | X | 12 | 1993 |  |  | N | Electric Utility | 1 | X X X: X; RC RC RC: DFO |  |  |  | N | N |  | 1H | [23 empty] | N | N
Vintage1994 | petroleum | TRUE | 84 | A & N Electric Coop | 6391 | Smith Island | MD | Somerset | 2 | Petroleum Liquids | IC |  | S | X | X |  |  | 0.5 | 0.8 | 0.4 | 0.4 | 0.1 | N |  |  | OP | X | 3 | 1994 |  |  | N | Electric Utility | 1 | X X X: X; RC RC RC: DFO |  |  |  | N |  |  | 10M | [23 empty] | N
Vintage2021 | petroleum | TRUE | 84 | A & N Electric Coop | 6391 | Smith Island | MD | Somerset | 4 | Petroleum Liquids | IC |  | S | X | X |  |  | 1 | 0.8 | 1 | 1 | 0.1 | N |  |  | OP | X | 6 | 2021 |  |  | N | Electric Utility | 1 | X X X: X; RC RC RC: DFO | [6 empty] | 1H | [23 empty] | N
Vintage1940 | hydro | TRUE | 11273 | Lower Valley Energy Inc | 6393 | Strawberry Creek | WY | Lincoln | 1 | Conventional Hydroelectric | HY |  | S | X | X |  |  | 0.5 | 0.86 | 0.5 | 0.5 | 0.1 | N |  |  | OP | X | 8 | 1940 |  |  | N | Electric Utility | 1 | X X X: X; RC RC RC: WAT |  |  |  | N | N |  | 1H | [23 empty] | N
Vintage1940 | hydro | TRUE | 11273 | Lower Valley Energy Inc | 6393 | Strawberry Creek | WY | Lincoln | 2 | Conventional Hydroelectric | HY |  | S | X | X |  |  | 0.5 | 0.86 | 0.5 | 0.5 | 0.1 | N |  |  | OP | X | 8 | 1940 |  |  | N | Electric Utility | 1 | X X X: X; RC RC RC: WAT |  |  |  | N | N |  | 1H | [23 empty] | N
Vintage1951 | hydro | TRUE | 11273 | Lower Valley Energy Inc | 6393 | Strawberry Creek | WY | Lincoln | 3 | Conventional Hydroelectric | HY |  | S | X | X |  |  | 0.5 | 0.86 | 0.5 | 0.5 | 0.1 | N |  |  | OP | X | 1 | 1951 |  |  | N | Electric Utility | 1 | X X X: X; RC RC RC: WAT |  |  |  | N | N |  | 1H | [23 empty] | N
Vintage2009 | hydro | TRUE | 11273 | Lower Valley Energy Inc | 6394 | Swift Creek | WY | Lincoln | 3 | Conventional Hydroelectric | HY |  | S | X | X |  |  | 0.8 | 0.817 | 0.8 | 0.8 | 0.1 | N |  |  | OP | X | 4 | 2009 |  |  | N | Electric Utility | 1 | X X X: X; RC RC RC: WAT |  |  |  | N | N |  | 1H | [23 empty] | N
Vintage2010 | hydro | TRUE | 11273 | Lower Valley Energy Inc | 6394 | Swift Creek | WY | Lincoln | 4 | Conventional Hydroelectric | HY |  | S | X | X |  |  | 0.6 | 0.817 | 0.6 | 0.6 | 0.1 | N |  |  | OP | X | 2 | 2010 |  |  | N | Electric Utility | 1 | X X X: X; RC RC RC: WAT |  |  |  | N | N |  | 1H | [23 empty] | N
Vintage2010 | hydro | TRUE | 11273 | Lower Valley Energy Inc | 6394 | Swift Creek | WY | Lincoln | 5 | Conventional Hydroelectric | HY |  | S | X | X |  |  | 0.3 | 0.8 | 0.3 | 0.3 | 0.1 | N |  |  | OP | X | 12 | 2010 |  |  | N | Electric Utility | 1 | X X X: X; RC RC RC: WAT |  |  |  | N | N |  | 1H | [23 empty] | N
Vintage1950 | hydro | TRUE | 2518 | U S Bureau of Reclamation | 6395 | Anderson Ranch | ID | Elmore | 1 | Conventional Hydroelectric | HY |  | S | X | X |  |  | 20 | 1 | 20 | 20 | 0 | N |  |  | OP | X | 12 | 1950 |  |  | N | Electric Utility | 1 | X X X: X; RC RC RC: WAT | [6 empty] | 10M
Vintage1951 | hydro | TRUE | 2518 | U S Bureau of Reclamation | 6395 | Anderson Ranch | ID | Elmore | 2 | Conventional Hydroelectric | HY |  | S | X | X |  |  | 20 | 1 | 20 | 20 | 0 | N |  |  | OP | X | 7 | 1951 |  |  | N | Electric Utility | 1 | X X X: X; RC RC RC: WAT | [6 empty] | 10M
Vintage1925 | hydro | TRUE | 2518 | U S Bureau of Reclamation | 6396 | Black Canyon | ID | Gem | 1 | Conventional Hydroelectric | HY |  | S | X | X |  |  | 5.1 | 1 | 5.1 | 5.1 | 0 | N |  |  | OP | X | 12 | 1925 |  |  | N | Electric Utility | 1 | X X X: X; RC RC RC: WAT | [6 empty] | 10M
Vintage1925 | hydro | TRUE | 2518 | U S Bureau of Reclamation | 6396 | Black Canyon | ID | Gem | 2 | Conventional Hydroelectric | HY |  | S | X | X |  |  | 5.1 | 1 | 5.1 | 5.1 | 0 | N |  |  | OP | X | 12 | 1925 |  |  | N | Electric Utility | 1 | X X X: X; RC RC RC: WAT | [6 empty] | 10M
Vintage2004 | hydro | TRUE | 2518 | U S Bureau of Reclamation | 6397 | Boise R Diversion | ID | Ada | 1A | Conventional Hydroelectric | HY |  | S | X | X |  |  | 1.1 | 1 | 1.1 | 1.1 | 0 | N |  |  | OP | X | 6 | 2004 |  |  | N | Electric Utility | 1 | X X X: X; RC RC RC: WAT |  |  |  | N |  |  | 10M
Vintage2004 | hydro | TRUE | 2518 | U S Bureau of Reclamation | 6397 | Boise R Diversion | ID | Ada | 2A | Conventional Hydroelectric | HY |  | S | X | X |  |  | 1.1 | 1 | 1.1 | 1.1 | 0 | N |  |  | OP | X | 6 | 2004 |  |  | N | Electric Utility | 1 | X X X: X; RC RC RC: WAT |  |  |  | N |  |  | 10M
Vintage2004 | hydro | TRUE | 2518 | U S Bureau of Reclamation | 6397 | Boise R Diversion | ID | Ada | 3A | Conventional Hydroelectric | HY |  | S | X | X |  |  | 1.1 | 1 | 1.1 | 1.1 | 0 | N |  |  | OP | X | 6 | 2004 |  |  | N | Electric Utility | 1 | X X X: X; RC RC RC: WAT |  |  |  | N |  |  | 10M
Vintage1927 | hydro | TRUE | 2518 | U S Bureau of Reclamation | 6398 | Minidoka | ID | Minidoka | 6 | Conventional Hydroelectric | HY |  | S | X | X |  |  | 2.7 | 0.9 | 2.7 | 2.7 | 0 | N |  |  | OP | X | 6 | 1927 |  |  | N | Electric Utility | 1 | X X X: X; RC RC RC: WAT | [6 empty] | 10M
Vintage1942 | hydro | TRUE | 2518 | U S Bureau of Reclamation | 6398 | Minidoka | ID | Minidoka | 7 | Conventional Hydroelectric | HY |  | S | X | X |  |  | 5 | 0.83 | 5 | 5 | 0 | N |  |  | OP | X | 5 | 1942 |  |  | N | Electric Utility | 1 | X X X: X; RC RC RC: WAT | [6 empty] | 10M
Vintage1997 | hydro | TRUE | 2518 | U S Bureau of Reclamation | 6398 | Minidoka | ID | Minidoka | 8 | Conventional Hydroelectric | HY |  | S | X | X |  |  | 10 | 0.9 | 10 | 10 | 0 | N |  |  | OP | X | 6 | 1997 |  |  | N | Electric Utility | 1 | X X X: X; RC RC RC: WAT | [6 empty] | 10M
Vintage1997 | hydro | TRUE | 2518 | U S Bureau of Reclamation | 6398 | Minidoka | ID | Minidoka | 9 | Conventional Hydroelectric | HY |  | S | X | X |  |  | 10 | 0.9 | 10 | 10 | 0 | N |  |  | OP | X | 6 | 1997 |  |  | N | Electric Utility | 1 | X X X: X; RC RC RC: WAT | [6 empty] | 10M
Vintage1953 | hydro | TRUE | 2518 | U S Bureau of Reclamation | 6400 | Canyon Ferry | MT | Lewis and Clark | 1 | Conventional Hydroelectric | HY |  | S | X | X |  |  | 16.6 | 1 | 19.2 | 19.2 | 0 | N |  |  | OP | X | 12 | 1953 |  |  | N | Electric Utility | 1 | X X X: X; RC RC RC: WAT | [6 empty] | 10M
Vintage1954 | hydro | TRUE | 2518 | U S Bureau of Reclamation | 6400 | Canyon Ferry | MT | Lewis and Clark | 2 | Conventional Hydroelectric | HY |  | S | X | X |  |  | 16.6 | 1 | 19.2 | 19.2 | 0 | N |  |  | OP | X | 4 | 1954 |  |  | N | Electric Utility | 1 | X X X: X; RC RC RC: WAT | [6 empty] | 10M
Vintage1954 | hydro | TRUE | 2518 | U S Bureau of Reclamation | 6400 | Canyon Ferry | MT | Lewis and Clark | 3 | Conventional Hydroelectric | HY |  | S | X | X |  |  | 16.6 | 1 | 19.2 | 19.2 | 0 | N |  |  | OP | X | 3 | 1954 |  |  | N | Electric Utility | 1 | X X X: X; RC RC RC: WAT | [6 empty] | 10M
Vintage1940 | hydro | TRUE | 2518 | U S Bureau of Reclamation | 6402 | Elephant Butte | NM | Sierra | 1 | Conventional Hydroelectric | HY |  | S | X | X |  |  | 9.3 | 0.93 | 9.3 | 9.3 | 0 | N |  |  | OP | X | 11 | 1940 |  |  | N | Electric Utility | 1 | X X X: X; RC RC RC: WAT | [6 empty] | 10M
Vintage1940 | hydro | TRUE | 2518 | U S Bureau of Reclamation | 6402 | Elephant Butte | NM | Sierra | 2 | Conventional Hydroelectric | HY |  | S | X | X |  |  | 9.3 | 0.93 | 9.3 | 9.3 | 0 | N |  |  | OP | X | 11 | 1940 |  |  | N | Electric Utility | 1 | X X X: X; RC RC RC: WAT | [6 empty] | 10M
Vintage1940 | hydro | TRUE | 2518 | U S Bureau of Reclamation | 6402 | Elephant Butte | NM | Sierra | 3 | Conventional Hydroelectric | HY |  | S | X | X |  |  | 9.3 | 0.93 | 9.3 | 9.3 | 0 | N |  |  | OP | X | 11 | 1940 |  |  | N | Electric Utility | 1 | X X X: X; RC RC RC: WAT | [6 empty] | 10M
Vintage1960 | hydro | TRUE | 2518 | U S Bureau of Reclamation | 6403 | Green Springs | OR | Jackson | 1 | Conventional Hydroelectric | HY |  | S | X | X |  |  | 17.2 | 0.95 | 17.2 | 17.2 | 0 | N |  |  | OP | X | 5 | 1960 |  |  | N | Electric Utility | 1 | X X X: X; RC RC RC: WAT | [6 empty] | 10M
Vintage1958 | hydro | TRUE | 2518 | U S Bureau of Reclamation | 6404 | Deer Creek (UT) | UT | Wasatch | 1 | Conventional Hydroelectric | HY |  | S | X | X |  |  | 2.4 | 0.9 | 2.7 | 2.7 | 0 | N |  |  | OP | X | 2 | 1958 |  |  | N | Electric Utility | 1 | X X X: X; RC RC RC: WAT | [6 empty] | 10M
Vintage1958 | hydro | TRUE | 2518 | U S Bureau of Reclamation | 6404 | Deer Creek (UT) | UT | Wasatch | 2 | Conventional Hydroelectric | HY |  | S | X | X |  |  | 2.4 | 0.9 | 2.7 | 2.7 | 0 | N |  |  | OP | X | 2 | 1958 |  |  | N | Electric Utility | 1 | X X X: X; RC RC RC: WAT | [6 empty] | 10M
Vintage1963 | hydro | TRUE | 2518 | U S Bureau of Reclamation | 6405 | Flaming Gorge | UT | Daggett | 1 | Conventional Hydroelectric | HY |  | S | X | X |  |  | 50.6 | 0.9 | 50.6 | 50.6 | 0 | N |  |  | OP | X | 11 | 1963 |  |  | N | Electric Utility | 1 | X X X: X; RC RC RC: WAT | [6 empty] | 10M
Vintage1963 | hydro | TRUE | 2518 | U S Bureau of Reclamation | 6405 | Flaming Gorge | UT | Daggett | 2 | Conventional Hydroelectric | HY |  | S | X | X |  |  | 50.6 | 0.9 | 50.6 | 50.6 | 0 | N |  |  | OP | X | 12 | 1963 |  |  | N | Electric Utility | 1 | X X X: X; RC RC RC: WAT | [6 empty] | 10M
Vintage1964 | hydro | TRUE | 2518 | U S Bureau of Reclamation | 6405 | Flaming Gorge | UT | Daggett | 3 | Conventional Hydroelectric | HY |  | S | X | X |  |  | 50.6 | 0.9 | 50.6 | 50.6 | 0 | N |  |  | OP | X | 2 | 1964 |  |  | N | Electric Utility | 1 | X X X: X; RC RC RC: WAT | [6 empty] | 10M
Vintage1956 | hydro | TRUE | 2518 | U S Bureau of Reclamation | 6406 | Chandler | WA | Benton | 1 | Conventional Hydroelectric | HY |  | S | X | X |  |  | 6 | 1 | 6 | 6 | 0 | N |  |  | OP | X | 2 | 1956 |  |  | N | Electric Utility | 1 | X X X: X; RC RC RC: WAT | [6 empty] | 10M
Vintage1956 | hydro | TRUE | 2518 | U S Bureau of Reclamation | 6406 | Chandler | WA | Benton | 2 | Conventional Hydroelectric | HY |  | S | X | X |  |  | 6 | 1 | 6 | 6 | 0 | N |  |  | OP | X | 2 | 1956 |  |  | N | Electric Utility | 1 | X X X: X; RC RC RC: WAT | [6 empty] | 10M
Vintage1958 | hydro | TRUE | 2518 | U S Bureau of Reclamation | 6407 | Roza | WA | Yakima | 1 | Conventional Hydroelectric | HY |  | S | X | X |  |  | 12.9 | 0.95 | 12.9 | 12.9 | 0 | N |  |  | OP | X | 8 | 1958 |  |  | N | Electric Utility | 1 | X X X: X; RC RC RC: WAT | [6 empty] | 10M
Vintage1948 | hydro | TRUE | 2518 | U S Bureau of Reclamation | 6408 | Heart Mountain | WY | Park | 1 | Conventional Hydroelectric | HY |  | S | X | X |  |  | 5 | 0.83 | 5 | 4.6 | 0 | N |  |  | OP | X | 12 | 1948 |  |  | N | Electric Utility | 1 | X X X: X; RC RC RC: WAT | [6 empty] | 10M
Vintage1955 | hydro | TRUE | 2518 | U S Bureau of Reclamation | 6409 | Alcova | WY | Natrona | 1 | Conventional Hydroelectric | HY |  | S | X | X |  |  | 20.7 | 1 | 20.7 | 20.7 | 0 | N |  |  | OP | X | 7 | 1955 |  |  | N | Electric Utility | 1 | X X X: X; RC RC RC: WAT | [6 empty] | 10M
Vintage1955 | hydro | TRUE | 2518 | U S Bureau of Reclamation | 6409 | Alcova | WY | Natrona | 2 | Conventional Hydroelectric | HY |  | S | X | X |  |  | 20.7 | 1 | 20.7 | 20.7 | 0 | N |  |  | OP | X | 7 | 1955 |  |  | N | Electric Utility | 1 | X X X: X; RC RC RC: WAT | [6 empty] | 10M
Vintage1954 | hydro | TRUE | 9339 | International Bound & Wtr Comm | 6410 | Falcon Dam & Power | TX | Starr | 1 | Conventional Hydroelectric | HY |  | S | X | X |  |  | 10.5 | 0.9 | 10.5 | 10.5 | 3 | N |  |  | OP | X | 10 | 1954 |  |  | N | Electric Utility | 1 | X X X: X; RC RC RC: WAT |  |  |  | N |  |  | 10M | [20 empty] | N |  |  | N
Vintage1954 | hydro | TRUE | 9339 | International Bound & Wtr Comm | 6410 | Falcon Dam & Power | TX | Starr | 2 | Conventional Hydroelectric | HY |  | S | X | X |  |  | 10.5 | 0.9 | 10 | 10 | 3 | N |  |  | OP | X | 10 | 1954 |  |  | N | Electric Utility | 1 | X X X: X; RC RC RC: WAT |  |  |  | N |  |  | 10M | [20 empty] | N |  |  | N
Vintage1954 | hydro | TRUE | 9339 | International Bound & Wtr Comm | 6410 | Falcon Dam & Power | TX | Starr | 3 | Conventional Hydroelectric | HY |  | S | X | X |  |  | 10.5 | 0.9 | 10 | 10 | 3 | N |  |  | OP | X | 10 | 1954 |  |  | N | Electric Utility | 1 | X X X: X; RC RC RC: WAT |  |  |  | N |  |  | 10M | [20 empty] | N |  |  | N
Vintage1965 | hydro | TRUE | 19449 | USACE-Fort Worth District | 6413 | Sam Rayburn Dam | TX | Jasper | 1 | Conventional Hydroelectric | HY |  | S | X | X |  |  | 26 | 0.95 | 26 | 26 | 10 | N |  |  | OP | X | 9 | 1965 |  |  | N | Electric Utility | 1 | X X X: X; RC RC RC: WAT |  |  |  | N | N |  | 10M
Vintage1965 | hydro | TRUE | 19449 | USACE-Fort Worth District | 6413 | Sam Rayburn Dam | TX | Jasper | 2 | Conventional Hydroelectric | HY |  | S | X | X |  |  | 26 | 0.95 | 26 | 26 | 10 | N |  |  | OP | X | 9 | 1965 |  |  | N | Electric Utility | 1 | X X X: X; RC RC RC: WAT |  |  |  | N | N |  | 10M
Vintage1953 | hydro | TRUE | 19449 | USACE-Fort Worth District | 6414 | Whitney | TX | Bosque | 1 | Conventional Hydroelectric | HY |  | S | X | X |  |  | 20.9 | 0.9 | 21 | 21 | 1 | N |  |  | OP | X | 6 | 1953 |  |  | N | Electric Utility | 1 | X X X: X; RC RC RC: WAT |  |  |  | N | N |  | 10M
Vintage1953 | hydro | TRUE | 19449 | USACE-Fort Worth District | 6414 | Whitney | TX | Bosque | 2 | Conventional Hydroelectric | HY |  | S | X | X |  |  | 20.9 | 0.9 | 21 | 21 | 1 | N |  |  | OP | X | 6 | 1953 |  |  | N | Electric Utility | 1 | X X X: X; RC RC RC: WAT |  |  |  | N | N |  | 10M
Vintage1970 | hydro | TRUE | 27470 | USCE-Tulsa District | 6415 | Broken Bow Dam | OK | McCurtain | 1 | Conventional Hydroelectric | HY |  | S | X | X |  |  | 50 | 0.95 | 57.5 | 57.5 | 18 | N |  |  | OP | X | 1 | 1970 |  |  | N | Electric Utility | 1 | X X X: X; RC RC RC: WAT |  |  |  | N | N |  | 1H
Vintage1970 | hydro | TRUE | 27470 | USCE-Tulsa District | 6415 | Broken Bow Dam | OK | McCurtain | 2 | Conventional Hydroelectric | HY |  | S | X | X |  |  | 50 | 0.95 | 57.5 | 57.5 | 18 | N |  |  | OP | X | 6 | 1970 |  |  | N | Electric Utility | 1 | X X X: X; RC RC RC: WAT |  |  |  | N | N |  | 1H
Vintage1945 | hydro | TRUE | 27470 | USCE-Tulsa District | 6416 | Denison | TX | Grayson | 1 | Conventional Hydroelectric | HY |  | S | X | X |  |  | 53.5 | 0.95 | 50 | 50 | 25 | N |  |  | OP | X | 3 | 1945 |  |  | N | Electric Utility | 1 | X X X: X; RC RC RC: WAT | [6 empty] | 1H
Vintage1949 | hydro | TRUE | 27470 | USCE-Tulsa District | 6416 | Denison | TX | Grayson | 2 | Conventional Hydroelectric | HY |  | S | X | X |  |  | 50.8 | 0.95 | 40 | 40 | 25 | N |  |  | OA | X | 9 | 1949 |  |  | N | Electric Utility | 1 | X X X: X; RC RC RC: WAT | [6 empty] | 1H | [7 empty] | 10 | 10 | 4 | 2022
Vintage1950 | hydro | TRUE | 19462 | USCE-Nashville District | 6417 | Center Hill | TN | DeKalb | 1 | Conventional Hydroelectric | HY |  | S | X | X |  |  | 45 | 0.9 | 52 | 52 | 45 | N |  |  | OP | X | 11 | 1950 |  |  | N | Electric Utility | 1 | X X X: X; RC RC RC: WAT |  |  |  | N | N | 0 | 10M | [23 empty] | N
Vintage1951 | hydro | TRUE | 19462 | USCE-Nashville District | 6417 | Center Hill | TN | DeKalb | 2 | Conventional Hydroelectric | HY |  | S | X | X |  |  | 50 | 0.9 | 50 | 50 | 45 | N |  |  | OP | X | 1 | 1951 |  |  | N | Electric Utility | 1 | X X X: X; RC RC RC: WAT |  |  |  | N | N | 0 | 10M | [23 empty] | N
Vintage1951 | hydro | TRUE | 19462 | USCE-Nashville District | 6417 | Center Hill | TN | DeKalb | 3 | Conventional Hydroelectric | HY |  | S | X | X |  |  | 45 | 0.9 | 52 | 52 | 45 | N |  |  | OP | X | 4 | 1951 |  |  | N | Electric Utility | 1 | X X X: X; RC RC RC: WAT |  |  |  | N | N | 0 | 10M | [23 empty] | N
Vintage1958 | hydro | TRUE | 19462 | USCE-Nashville District | 6418 | Cheatham | TN | Dickson | 1 | Conventional Hydroelectric | HY |  | S | X | X |  |  | 12 | 0.9 | 13.8 | 13.8 | 12 | N |  |  | OP | X | 5 | 1958 |  |  | N | Electric Utility | 1 | X X X: X; RC RC RC: WAT |  |  |  | N | N | 0 | 10M | [23 empty] | N
Vintage1958 | hydro | TRUE | 19462 | USCE-Nashville District | 6418 | Cheatham | TN | Dickson | 2 | Conventional Hydroelectric | HY |  | S | X | X |  |  | 12 | 0.9 | 13.8 | 13.8 | 12 | N |  |  | OP | X | 9 | 1958 |  |  | N | Electric Utility | 1 | X X X: X; RC RC RC: WAT |  |  |  | N | N | 0 | 10M | [23 empty] | N
Vintage1958 | hydro | TRUE | 19462 | USCE-Nashville District | 6418 | Cheatham | TN | Dickson | 3 | Conventional Hydroelectric | HY |  | S | X | X |  |  | 12 | 0.9 | 13.8 | 13.8 | 12 | N |  |  | OP | X | 11 | 1958 |  |  | N | Electric Utility | 1 | X X X: X; RC RC RC: WAT |  |  |  | N | N |  | 10M | [23 empty] | N
Vintage1964 | hydro | TRUE | 27470 | USCE-Tulsa District | 6419 | Eufaula Dam | OK | Haskell | 1 | Conventional Hydroelectric | HY |  | S | X | X |  |  | 30 | 0.95 | 34.5 | 34.5 | 10 | N |  |  | OP | X | 7 | 1964 |  |  | N | Electric Utility | 1 | X X X: X; RC RC RC: WAT |  |  |  | N | N |  | 1H
Vintage1964 | hydro | TRUE | 27470 | USCE-Tulsa District | 6419 | Eufaula Dam | OK | Haskell | 2 | Conventional Hydroelectric | HY |  | S | X | X |  |  | 30 | 0.95 | 34.5 | 34.5 | 10 | N |  |  | OP | X | 9 | 1964 |  |  | N | Electric Utility | 1 | X X X: X; RC RC RC: WAT |  |  |  | N | N |  | 1H
Vintage1964 | hydro | TRUE | 27470 | USCE-Tulsa District | 6419 | Eufaula Dam | OK | Haskell | 3 | Conventional Hydroelectric | HY |  | S | X | X |  |  | 30 | 0.95 | 34.5 | 34.5 | 10 | N |  |  | OP | X | 8 | 1964 |  |  | N | Electric Utility | 1 | X X X: X; RC RC RC: WAT |  |  |  | N | N |  | 1H
Vintage1956 | hydro | TRUE | 14354 | PacifiCorp | 6421 | Lemolo 2 | OR | Douglas | 1 | Conventional Hydroelectric | HY |  | S | X | X |  |  | 43.7 | 0.97 | 38.5 | 38.5 | 0 | N |  |  | OP | X | 11 | 1956 |  |  | N | Electric Utility | 1 | X X X: X; RC RC RC: WAT |  |  |  | N | N |  | 10M | [23 empty] | N
Vintage1906 | hydro | TRUE | 13902 | NorthWestern Energy (MT hdro) | 6422 | Madison Dam | MT | Madison | MAD1 | Conventional Hydroelectric | HY |  | S | X | X | NA | NA | 4.1 | 0.9 | 3.7 | 3.7 | 1 | Y | 12 | 2021 | OP | X | 9 | 1906 |  |  | N | Electric Utility | 1 | X X X: X; RC RC RC: WAT |  |  |  | N | N |  | 10M | [23 empty] | N
Vintage1906 | hydro | TRUE | 13902 | NorthWestern Energy (MT hdro) | 6422 | Madison Dam | MT | Madison | MAD2 | Conventional Hydroelectric | HY |  | S | X | X | NA | NA | 4.1 | 0.9 | 3.7 | 3.7 | 1 | Y | 12 | 2021 | OP | X | 9 | 1906 |  |  | N | Electric Utility | 1 | X X X: X; RC RC RC: WAT |  |  |  | N | N |  | 10M | [23 empty] | N
Vintage1906 | hydro | TRUE | 13902 | NorthWestern Energy (MT hdro) | 6422 | Madison Dam | MT | Madison | MAD3 | Conventional Hydroelectric | HY |  | S | X | X | NA | NA | 2.2 | 1 | 2 | 2 | 1 | N |  |  | OA | X | 9 | 1906 |  |  | N | Electric Utility | 1 | X X X: X; RC RC RC: WAT |  |  |  | N | N |  | 10M | [7 empty] | 1.7 | 1.7 | 1 | 2022 | [12 empty] | N
Vintage1908 | hydro | TRUE | 13902 | NorthWestern Energy (MT hdro) | 6422 | Madison Dam | MT | Madison | MAD4 | Conventional Hydroelectric | HY |  | S | X | X | NA | NA | 2.2 | 1 | 2 | 2 | 1 | N |  |  | OA | X | 7 | 1908 |  |  | N | Electric Utility | 1 | X X X: X; RC RC RC: WAT |  |  |  | N | N |  | 10M | [7 empty] | 1.7 | 1.7 | 1 | 2022 | [12 empty] | N
Vintage1927 | hydro | TRUE | 3413 | PUD No 1 of Chelan County | 6424 | Chelan | WA | Chelan | A-1 | Conventional Hydroelectric | HY |  | S | X | X |  |  | 29.6 | 0.8 | 31.4 | 31.4 | 23 | N |  |  | OP | X | 9 | 1927 |  |  | N | Electric Utility | 1 | X X X: X; RC RC RC: WAT |  |  |  | N | N |  | 10M | [20 empty] | N |  |  | N
Vintage1928 | hydro | TRUE | 3413 | PUD No 1 of Chelan County | 6424 | Chelan | WA | Chelan | A-2 | Conventional Hydroelectric | HY |  | S | X | X |  |  | 29.6 | 0.8 | 30.7 | 30.7 | 23 | N |  |  | OP | X | 8 | 1928 |  |  | N | Electric Utility | 1 | X X X: X; RC RC RC: WAT |  |  |  | N | N |  | 10M | [20 empty] | N |  |  | N
Vintage1921 | hydro | TRUE | 16868 | City of Seattle - (WA) | 6430 | Cedar Falls (WA) | WA | King | 5 | Conventional Hydroelectric | HY |  | S | X | X |  |  | 15 | 0.95 | 15 | 15 | 0.2 | N |  |  | OP | X | 11 | 1921 |  |  | N | Electric Utility | 1 | X X X: X; RC RC RC: WAT |  |  |  | N | N |  | 12H | [20 empty] | Y | 12 | 2022 | N
Vintage1929 | hydro | TRUE | 16868 | City of Seattle - (WA) | 6430 | Cedar Falls (WA) | WA | King | 6 | Conventional Hydroelectric | HY |  | S | X | X |  |  | 15 | 0.95 | 15 | 15 | 0.2 | N |  |  | OP | X | 11 | 1929 |  |  | N | Electric Utility | 1 | X X X: X; RC RC RC: WAT |  |  |  | N | N |  | 12H | [20 empty] | Y | 12 | 2022 | N
Vintage1924 | hydro | TRUE | 16868 | City of Seattle - (WA) | 6431 | Gorge | WA | Whatcom | 21 | Conventional Hydroelectric | HY |  | S | X | X |  |  | 36.8 | 0.97 | 32 | 32 | 0 | N |  |  | OP | X | 9 | 1924 |  |  | N | Electric Utility | 1 | X X X: X; RC RC RC: WAT |  |  |  | N | N |  | 10M | [20 empty] | Y | 3 | 2026 | N
Vintage1924 | hydro | TRUE | 16868 | City of Seattle - (WA) | 6431 | Gorge | WA | Whatcom | 22 | Conventional Hydroelectric | HY |  | S | X | X |  |  | 36.8 | 0.97 | 32 | 32 | 0 | N |  |  | OP | X | 9 | 1924 |  |  | N | Electric Utility | 1 | X X X: X; RC RC RC: WAT |  |  |  | N | N |  | 10M | [20 empty] | Y | 6 | 2027 | N
Vintage1929 | hydro | TRUE | 16868 | City of Seattle - (WA) | 6431 | Gorge | WA | Whatcom | 23 | Conventional Hydroelectric | HY |  | S | X | X |  |  | 36.8 | 0.97 | 32 | 32 | 0 | N |  |  | OP | X | 5 | 1929 |  |  | N | Electric Utility | 1 | X X X: X; RC RC RC: WAT |  |  |  | N | N |  | 10M | [20 empty] | Y | 9 | 2028 | N
Vintage1951 | hydro | TRUE | 16868 | City of Seattle - (WA) | 6431 | Gorge | WA | Whatcom | 24 | Conventional Hydroelectric | HY |  | S | X | X |  |  | 96.9 | 0.97 | 97 | 97 | 0 | N |  |  | OP | X | 6 | 1951 |  |  | N | Electric Utility | 1 | X X X: X; RC RC RC: WAT |  |  |  | N | N |  | 10M | [20 empty] | Y | 4 | 2029 | N
Vintage1937 | hydro | TRUE | 16868 | City of Seattle - (WA) | 6432 | Diablo | WA | Whatcom | 31 | Conventional Hydroelectric | HY |  | S | X | X |  |  | 90 | 0.9 | 90 | 90 | 0 | N |  |  | OP | X | 4 | 1937 |  |  | N | Electric Utility | 1 | X X X: X; RC RC RC: WAT |  |  |  | N | N |  | 1H | [20 empty] | Y | 11 | 2024 | N
Vintage1936 | hydro | TRUE | 16868 | City of Seattle - (WA) | 6432 | Diablo | WA | Whatcom | 32 | Conventional Hydroelectric | HY |  | S | X | X |  |  | 90 | 0.9 | 90 | 90 | 0 | N |  |  | OP | X | 10 | 1936 |  |  | N | Electric Utility | 1 | X X X: X; RC RC RC: WAT |  |  |  | N | N |  | 1H | [20 empty] | Y | 11 | 2024 | N
Vintage1936 | hydro | TRUE | 16868 | City of Seattle - (WA) | 6432 | Diablo | WA | Whatcom | 35 | Conventional Hydroelectric | HY |  | S | X | X |  |  | 1.2 | 0.8 | 1.2 | 1.2 | 0 | N |  |  | OP | X | 10 | 1936 |  |  | N | Electric Utility | 1 | X X X: X; RC RC RC: WAT |  |  |  | N | N |  | 1H | [20 empty] | Y | 9 | 2024 | N
Vintage1936 | hydro | TRUE | 16868 | City of Seattle - (WA) | 6432 | Diablo | WA | Whatcom | 36 | Conventional Hydroelectric | HY |  | S | X | X |  |  | 1.2 | 0.8 | 1.2 | 1.2 | 0 | N |  |  | OP | X | 10 | 1936 |  |  | N | Electric Utility | 1 | X X X: X; RC RC RC: WAT |  |  |  | N | N |  | 1H | [20 empty] | Y | 12 | 2025 | N
Vintage1967 | hydro | TRUE | 16868 | City of Seattle - (WA) | 6433 | Boundary | WA | Pend Oreille | 51 | Conventional Hydroelectric | HY |  | S | X | X |  |  | 158.4 | 0.95 | 158.4 | 158.4 | 0 | N |  |  | OP | X | 10 | 1967 |  |  | N | Electric Utility | 1 | X X X: X; RC RC RC: WAT |  |  |  | N | N |  | 10M | [7 empty] | 22.1 | 22.1 | 8 | 2025 | [9 empty] | N |  |  | N
Vintage1967 | hydro | TRUE | 16868 | City of Seattle - (WA) | 6433 | Boundary | WA | Pend Oreille | 52 | Conventional Hydroelectric | HY |  | S | X | X |  |  | 161.5 | 0.95 | 161.5 | 161.5 | 0 | N |  |  | OP | X | 8 | 1967 |  |  | N | Electric Utility | 1 | X X X: X; RC RC RC: WAT |  |  |  | N | N |  | 10M | [7 empty] | 19 | 19 | 8 | 2023 | [9 empty] | Y | 8 | 2023 | N
Vintage1967 | hydro | TRUE | 16868 | City of Seattle - (WA) | 6433 | Boundary | WA | Pend Oreille | 53 | Conventional Hydroelectric | HY |  | S | X | X |  |  | 158.4 | 0.95 | 158.4 | 158.4 | 0 | N |  |  | OP | X | 9 | 1967 |  |  | N | Electric Utility | 1 | X X X: X; RC RC RC: WAT |  |  |  | N | N |  | 10M | [20 empty] | Y | 8 | 2024 | N
Vintage1967 | hydro | TRUE | 16868 | City of Seattle - (WA) | 6433 | Boundary | WA | Pend Oreille | 54 | Conventional Hydroelectric | HY |  | S | X | X |  |  | 161.5 | 0.95 | 161.5 | 161.5 | 0 | N |  |  | OP | X | 8 | 1967 |  |  | N | Electric Utility | 1 | X X X: X; RC RC RC: WAT |  |  |  | N | N |  | 10M | [7 empty] | 19 | 19 | 8 | 2022 | [9 empty] | Y | 8 | 2022 | N
Vintage1985 | hydro | TRUE | 16868 | City of Seattle - (WA) | 6433 | Boundary | WA | Pend Oreille | 55 | Conventional Hydroelectric | HY |  | S | X | X |  |  | 239.4 | 0.95 | 232 | 232 | 0 | N |  |  | OP | X | 11 | 1985 |  |  | N | Electric Utility | 1 | X X X: X; RC RC RC: WAT |  |  |  | N | N |  | 10M | [20 empty] | N |  |  | N
Vintage1986 | hydro | TRUE | 16868 | City of Seattle - (WA) | 6433 | Boundary | WA | Pend Oreille | 56 | Conventional Hydroelectric | HY |  | S | X | X |  |  | 239.4 | 0.95 | 232 | 232 | 0 | N |  |  | OP | X | 5 | 1986 |  |  | N | Electric Utility | 1 | X X X: X; RC RC RC: WAT |  |  |  | N | N |  | 10M | [20 empty] | N |  |  | N
Vintage1949 | hydro | TRUE | 5416 | Duke Energy Carolinas, LLC | 6438 | Queens Creek | NC | Macon | 1 | Conventional Hydroelectric | HY |  | S | X | X |  |  | 1.4 | 0.8 | 1.4 | 1.4 | 1.4 | N |  |  | OP | X | 1 | 1949 |  |  | N | Electric Utility | 1 | X X X: X; RC RC RC: WAT |  |  |  | N | N |  | 10M
Vintage1925 | hydro | TRUE | 18642 | Tennessee Valley Authority | 6440 | Wilson Dam | AL | Lauderdale | 1 | Conventional Hydroelectric | HY |  | S | X | X |  |  | 23 | 0.8 | 22 | 21.8 | 21 | N |  |  | OP | X | 9 | 1925 |  |  | N | Electric Utility | 1 | X X X: X; RC RC RC: WAT |  |  |  | N | N | 0 | 1H | [23 empty] | N
Vintage1942 | hydro | TRUE | 18642 | Tennessee Valley Authority | 6440 | Wilson Dam | AL | Lauderdale | 10 | Conventional Hydroelectric | HY |  | S | X | X |  |  | 29.2 | 0.9 | 29.5 | 29.2 | 18 | N |  |  | OP | X | 5 | 1942 |  |  | N | Electric Utility | 1 | X X X: X; RC RC RC: WAT |  |  |  | N | N | 0 | 1H | [23 empty] | N
Vintage1942 | hydro | TRUE | 18642 | Tennessee Valley Authority | 6440 | Wilson Dam | AL | Lauderdale | 11 | Conventional Hydroelectric | HY |  | S | X | X |  |  | 29.2 | 0.9 | 29.2 | 29 | 18 | N |  |  | OP | X | 7 | 1942 |  |  | N | Electric Utility | 1 | X X X: X; RC RC RC: WAT |  |  |  | N | N | 0 | 1H | [23 empty] | N
Vintage1942 | hydro | TRUE | 18642 | Tennessee Valley Authority | 6440 | Wilson Dam | AL | Lauderdale | 12 | Conventional Hydroelectric | HY |  | S | X | X |  |  | 29.2 | 0.9 | 29.2 | 29 | 22 | N |  |  | OP | X | 8 | 1942 |  |  | N | Electric Utility | 1 | X X X: X; RC RC RC: WAT |  |  |  | N | N | 0 | 1H | [23 empty] | N
Vintage1943 | hydro | TRUE | 18642 | Tennessee Valley Authority | 6440 | Wilson Dam | AL | Lauderdale | 13 | Conventional Hydroelectric | HY |  | S | X | X |  |  | 29.2 | 0.9 | 29.4 | 29.1 | 18 | N |  |  | OP | X | 4 | 1943 |  |  | N | Electric Utility | 1 | X X X: X; RC RC RC: WAT |  |  |  | N | N | 0 | 1H | [23 empty] | N
Vintage1943 | hydro | TRUE | 18642 | Tennessee Valley Authority | 6440 | Wilson Dam | AL | Lauderdale | 14 | Conventional Hydroelectric | HY |  | S | X | X |  |  | 25.2 | 0.9 | 29.4 | 29.1 | 22 | N |  |  | OP | X | 11 | 1943 |  |  | N | Electric Utility | 1 | X X X: X; RC RC RC: WAT |  |  |  | N | N | 0 | 1H | [23 empty] | N
Vintage1949 | hydro | TRUE | 18642 | Tennessee Valley Authority | 6440 | Wilson Dam | AL | Lauderdale | 15 | Conventional Hydroelectric | HY |  | S | X | X |  |  | 29.2 | 0.9 | 29.2 | 29 | 18 | N |  |  | OP | X | 12 | 1949 |  |  | N | Electric Utility | 1 | X X X: X; RC RC RC: WAT |  |  |  | N | N | 0 | 1H | [23 empty] | N
Vintage1950 | hydro | TRUE | 18642 | Tennessee Valley Authority | 6440 | Wilson Dam | AL | Lauderdale | 16 | Conventional Hydroelectric | HY |  | S | X | X |  |  | 29.2 | 0.9 | 29.2 | 29 | 18 | N |  |  | OP | X | 1 | 1950 |  |  | N | Electric Utility | 1 | X X X: X; RC RC RC: WAT |  |  |  | N | N | 0 | 1H | [23 empty] | N
Vintage1950 | hydro | TRUE | 18642 | Tennessee Valley Authority | 6440 | Wilson Dam | AL | Lauderdale | 17 | Conventional Hydroelectric | HY |  | S | X | X |  |  | 29.2 | 0.9 | 29 | 28.8 | 18 | N |  |  | OP | X | 2 | 1950 |  |  | N | Electric Utility | 1 | X X X: X; RC RC RC: WAT |  |  |  | N | N | 0 | 1H | [23 empty] | N
Vintage1950 | hydro | TRUE | 18642 | Tennessee Valley Authority | 6440 | Wilson Dam | AL | Lauderdale | 18 | Conventional Hydroelectric | HY |  | S | X | X |  |  | 25.2 | 0.9 | 29 | 28.7 | 18 | N |  |  | OP | X | 3 | 1950 |  |  | N | Electric Utility | 1 | X X X: X; RC RC RC: WAT |  |  |  | N | N | 0 | 1H | [23 empty] | N
Vintage1961 | hydro | TRUE | 18642 | Tennessee Valley Authority | 6440 | Wilson Dam | AL | Lauderdale | 19 | Conventional Hydroelectric | HY |  | S | X | X |  |  | 54 | 0.9 | 55 | 54.9 | 50 | N |  |  | OP | X | 12 | 1961 |  |  | N | Electric Utility | 1 | X X X: X; RC RC RC: WAT |  |  |  | N | N | 0 | 1H | [23 empty] | N
Vintage1925 | hydro | TRUE | 18642 | Tennessee Valley Authority | 6440 | Wilson Dam | AL | Lauderdale | 2 | Conventional Hydroelectric | HY |  | S | X | X |  |  | 23 | 0.8 | 22.3 | 22.1 | 21 | N |  |  | OP | X | 9 | 1925 |  |  | N | Electric Utility | 1 | X X X: X; RC RC RC: WAT |  |  |  | N | N | 0 | 1H | [23 empty] | N
Vintage1962 | hydro | TRUE | 18642 | Tennessee Valley Authority | 6440 | Wilson Dam | AL | Lauderdale | 20 | Conventional Hydroelectric | HY |  | S | X | X |  |  | 54 | 0.9 | 55 | 55 | 50 | N |  |  | OP | X | 1 | 1962 |  |  | N | Electric Utility | 1 | X X X: X; RC RC RC: WAT |  |  |  | N | N | 0 | 1H | [23 empty] | N
Vintage1962 | hydro | TRUE | 18642 | Tennessee Valley Authority | 6440 | Wilson Dam | AL | Lauderdale | 21 | Conventional Hydroelectric | HY |  | S | X | X |  |  | 54 | 0.9 | 55 | 55 | 51.2 | N |  |  | OP | X | 4 | 1962 |  |  | N | Electric Utility | 1 | X X X: X; RC RC RC: WAT |  |  |  | N | N | 0 | 1H | [23 empty] | N
Vintage1925 | hydro | TRUE | 18642 | Tennessee Valley Authority | 6440 | Wilson Dam | AL | Lauderdale | 3 | Conventional Hydroelectric | HY |  | S | X | X |  |  | 23 | 0.8 | 23 | 22.7 | 21 | N |  |  | OP | X | 9 | 1925 |  |  | N | Electric Utility | 1 | X X X: X; RC RC RC: WAT |  |  |  | N | N | 0 | 1H | [23 empty] | N
Vintage1925 | hydro | TRUE | 18642 | Tennessee Valley Authority | 6440 | Wilson Dam | AL | Lauderdale | 4 | Conventional Hydroelectric | HY |  | S | X | X |  |  | 23 | 0.8 | 22 | 21.8 | 21 | N |  |  | OP | X | 9 | 1925 |  |  | N | Electric Utility | 1 | X X X: X; RC RC RC: WAT |  |  |  | N | N | 0 | 1H | [23 empty] | N
Vintage1925 | hydro | TRUE | 18642 | Tennessee Valley Authority | 6440 | Wilson Dam | AL | Lauderdale | 5 | Conventional Hydroelectric | HY |  | S | X | X |  |  | 36 | 0.9 | 30.3 | 30 | 20 | N |  |  | OP | X | 9 | 1925 |  |  | N | Electric Utility | 1 | X X X: X; RC RC RC: WAT |  |  |  | N | N | 0 | 1H | [23 empty] | N
Vintage1925 | hydro | TRUE | 18642 | Tennessee Valley Authority | 6440 | Wilson Dam | AL | Lauderdale | 6 | Conventional Hydroelectric | HY |  | S | X | X |  |  | 30.9 | 0.9 | 30.4 | 30.1 | 20 | N |  |  | OP | X | 9 | 1925 |  |  | N | Electric Utility | 1 | X X X: X; RC RC RC: WAT |  |  |  | N | N | 0 | 1H | [23 empty] | N
Vintage1925 | hydro | TRUE | 18642 | Tennessee Valley Authority | 6440 | Wilson Dam | AL | Lauderdale | 7 | Conventional Hydroelectric | HY |  | S | X | X |  |  | 30.9 | 0.9 | 29.1 | 28.8 | 20 | N |  |  | OP | X | 9 | 1925 |  |  | N | Electric Utility | 1 | X X X: X; RC RC RC: WAT |  |  |  | N | N | 0 | 1H | [23 empty] | N
Vintage1925 | hydro | TRUE | 18642 | Tennessee Valley Authority | 6440 | Wilson Dam | AL | Lauderdale | 8 | Conventional Hydroelectric | HY |  | S | X | X |  |  | 30.9 | 0.9 | 30.7 | 30.4 | 20 | N |  |  | OP | X | 9 | 1925 |  |  | N | Electric Utility | 1 | X X X: X; RC RC RC: WAT |  |  |  | N | N | 0 | 1H | [23 empty] | N
Vintage1942 | hydro | TRUE | 18642 | Tennessee Valley Authority | 6440 | Wilson Dam | AL | Lauderdale | 9 | Conventional Hydroelectric | HY |  | S | X | X |  |  | 29.2 | 0.9 | 29.6 | 29.3 | 18 | N |  |  | OP | X | 3 | 1942 |  |  | N | Electric Utility | 1 | X X X: X; RC RC RC: WAT |  |  |  | N | N | 0 | 1H | [23 empty] | N
Vintage1949 | hydro | TRUE | 14534 | City of Pasadena - (CA) | 6449 | Azusa | CA | Los Angeles | 1 | Conventional Hydroelectric | HY |  | S | X | X |  |  | 3 | 0.85 | 2 | 2 | 2 | N |  |  | OP | X | 2 | 1949 |  |  | N | Electric Utility | 1 | X X X: X; RC RC RC: WAT |  |  |  | N | N |  | 1H |  |  |  | N | [19 empty] | N
Vintage1927 | hydro | TRUE | 7601 | Green Mountain Power Corp | 6450 | Proctor | VT | Rutland | 1 | Conventional Hydroelectric | HY |  | S | X | X |  |  | 1.6 | 0.8 | 1.6 | 1.6 | 0.2 | N |  |  | OP | X | 8 | 1927 |  |  | N | Electric Utility | 1 | X X X: X; RC RC RC: WAT | [5 empty] | 0 | 10M
Vintage1905 | hydro | TRUE | 7601 | Green Mountain Power Corp | 6450 | Proctor | VT | Rutland | 2 | Conventional Hydroelectric | HY |  | S | X | X |  |  | 0.8 | 0.8 | 0.7 | 0.7 | 0.2 | N |  |  | OP | X | 8 | 1905 |  |  | N | Electric Utility | 1 | X X X: X; RC RC RC: WAT | [5 empty] | 0 | 10M
Vintage1905 | hydro | TRUE | 7601 | Green Mountain Power Corp | 6450 | Proctor | VT | Rutland | 3 | Conventional Hydroelectric | HY |  | S | X | X |  |  | 0.8 | 0.8 | 0.7 | 0.7 | 0.2 | N |  |  | OP | X | 8 | 1905 |  |  | N | Electric Utility | 1 | X X X: X; RC RC RC: WAT | [5 empty] | 0 | 10M
Vintage1905 | hydro | TRUE | 7601 | Green Mountain Power Corp | 6450 | Proctor | VT | Rutland | 4 | Conventional Hydroelectric | HY |  | S | X | X |  |  | 0.8 | 0.8 | 0.7 | 0.7 | 0.2 | N |  |  | OP | X | 8 | 1905 |  |  | N | Electric Utility | 1 | X X X: X; RC RC RC: WAT | [5 empty] | 0 | 10M
Vintage1984 | hydro | TRUE | 7601 | Green Mountain Power Corp | 6450 | Proctor | VT | Rutland | 5 | Conventional Hydroelectric | HY |  | S | X | X |  |  | 2.9 | 0.8 | 2.8 | 2.9 | 0.2 | N |  |  | OP | X | 10 | 1984 |  |  | N | Electric Utility | 1 | X X X: X; RC RC RC: WAT | [5 empty] | 0 | 10M
Vintage1913 | hydro | TRUE | 7601 | Green Mountain Power Corp | 6451 | Beldens | VT | Addison | 1 | Conventional Hydroelectric | HY |  | S | X | X |  |  | 0.8 | 0.8 | 0.6 | 0.8 | 0.2 | N |  |  | OP | X | 8 | 1913 |  |  | N | Electric Utility | 1 | X X X: X; RC RC RC: WAT | [5 empty] | 0 | 10M
Vintage1913 | hydro | TRUE | 7601 | Green Mountain Power Corp | 6451 | Beldens | VT | Addison | 2 | Conventional Hydroelectric | HY |  | S | X | X |  |  | 0.8 | 0.8 | 0.6 | 0.8 | 0.2 | N |  |  | OP | X | 8 | 1913 |  |  | N | Electric Utility | 1 | X X X: X; RC RC RC: WAT | [5 empty] | 0 | 10M
Vintage1988 | hydro | TRUE | 7601 | Green Mountain Power Corp | 6451 | Beldens | VT | Addison | HC3 | Conventional Hydroelectric | HY |  | S | X | X |  |  | 4.1 | 0.8 | 3.2 | 4.1 | 0.2 | N |  |  | OP | X | 12 | 1988 |  |  | N | Electric Utility | 1 | X X X: X; RC RC RC: WAT | [6 empty] | 10M
Vintage1922 | hydro | TRUE | 7601 | Green Mountain Power Corp | 6456 | Carver Falls | NY | Washington | 1 | Conventional Hydroelectric | HY |  | S | X | X |  |  | 1.3 | 0.8 | 1.3 | 1.3 | 0.2 | N |  |  | OP | X | 2 | 1922 |  |  | N | Electric Utility | 1 | X X X: X; RC RC RC: WAT | [6 empty] | 10M
Vintage1922 | hydro | TRUE | 7601 | Green Mountain Power Corp | 6456 | Carver Falls | NY | Washington | 2 | Conventional Hydroelectric | HY |  | S | X | X |  |  | 0.6 | 0.8 | 0.6 | 0.6 | 0.2 | N |  |  | OP | X | 2 | 1922 |  |  | N | Electric Utility | 1 | X X X: X; RC RC RC: WAT | [6 empty] | 10M
Vintage1927 | hydro | TRUE | 14354 | PacifiCorp | 6459 | Big Fork | MT | Flathead | 1 | Conventional Hydroelectric | HY |  | S | X | X |  |  | 1.7 | 0.8 | 1.9 | 1.9 | 0 | N |  |  | OP | X | 7 | 1927 |  |  | N | Electric Utility | 1 | X X X: X; RC RC RC: WAT |  |  |  | N | N |  | 10M | [23 empty] | N
Vintage1928 | hydro | TRUE | 14354 | PacifiCorp | 6459 | Big Fork | MT | Flathead | 2 | Conventional Hydroelectric | HY |  | S | X | X |  |  | 1.7 | 0.8 | 1.9 | 1.9 | 0 | N |  |  | OP | X | 7 | 1928 |  |  | N | Electric Utility | 1 | X X X: X; RC RC RC: WAT |  |  |  | N | N |  | 10M | [23 empty] | N
Vintage1910 | hydro | TRUE | 14354 | PacifiCorp | 6459 | Big Fork | MT | Flathead | 3 | Conventional Hydroelectric | HY |  | S | X | X |  |  | 0.7 | 0.8 | 0.8 | 0.8 | 0 | N |  |  | OP | X | 7 | 1910 |  |  | N | Electric Utility | 1 | X X X: X; RC RC RC: WAT |  |  |  | N | N |  | 10M | [23 empty] | N
Vintage1986 | nuclear | TRUE | 11241 | Entergy Louisiana LLC | 6462 | River Bend | LA | West Feliciana | 1 | Nuclear | ST |  | S | X | X | EES.RVRBEND1 | EES.RVRBEND1 | 1035.9 | 0.9 | 967.5 | 967 | 103.6 | N |  |  | OP | X | 6 | 1986 |  |  | N | Electric Utility | 1 | X X X: X; RC RC RC: NUC |  |  |  | N |  |  | OVER | [23 empty] | N
Vintage1972 | petroleum | TRUE | 554 | City of Ames - (IA) | 6463 | Ames GT | IA | Story | GT1 | Petroleum Liquids | GT |  | S | X | X |  |  | 21.3 | 0.85 | 15.2 | 19.5 | 1 | N |  |  | OP | X | 5 | 1972 |  |  | N | Electric Utility | 1 | X X X: X; RC RC RC: DFO |  |  |  | N | N |  | 10M | [23 empty] | N | N | N
Vintage2005 | petroleum | TRUE | 554 | City of Ames - (IA) | 6463 | Ames GT | IA | Story | GT2 | Petroleum Liquids | GT |  | S | X | X |  |  | 57.4 | 0.85 | 25.7 |  | 15 | N |  |  | OP | X | 9 | 2005 |  |  | N | Electric Utility | 1 | X X X: X; RC RC RC: DFO |  |  |  | N | N |  | 1H | [23 empty] | N | N | N
Vintage1984 | hard coal | TRUE | 1307 | Basin Electric Power Coop | 6469 | Antelope Valley | ND | Mercer | 1 | Conventional Steam Coal | ST |  | S | X | X | WAUEANTELOPUNANTELO_1_UNIT_RA | WAUE.BEPM.AVS1 | 477 | 0.9 | 450 | 450 | 200 | N |  |  | OP | X | 7 | 1984 |  |  | N | Electric Utility | 1 | X X X: X; RC RC RC: RC; SUB SUB SUB: LIG; DFO DFO DFO: NG |  |  |  | N | N |  | 12H |  | Y |  |  | Y | [18 empty] | N | N | N
Vintage1986 | hard coal | TRUE | 1307 | Basin Electric Power Coop | 6469 | Antelope Valley | ND | Mercer | 2 | Conventional Steam Coal | ST |  | S | X | X | WAUEANTELOPUNANTELO_2_UNIT_RA | WAUE.BEPM.AVS2 | 477 | 0.9 | 450 | 450 | 200 | N |  |  | OP | X | 7 | 1986 |  |  | N | Electric Utility | 1 | X X X: X; RC RC RC: RC; SUB SUB SUB: LIG; DFO DFO DFO: NG |  |  |  | N | N |  | 12H |  | Y |  |  | Y | [18 empty] | N | N | N
Vintage1968 | petroleum | TRUE | 10071 | Kauai Island Utility Cooperative | 6474 | Port Allen (HI) | HI | Kauai | 3 | Petroleum Liquids | IC |  | S | X | X |  |  | 2.7 | 0.8 | 2.5 | 2.5 | 0.5 | N |  |  | OP | X | 6 | 1968 |  |  | N | Electric Utility | 1 | X X X: X; RC RC RC: DFO; SUB SUB SUB: OBL |  |  |  | N | N |  | 10M | [23 empty] | N | N | N
Vintage1968 | petroleum | TRUE | 10071 | Kauai Island Utility Cooperative | 6474 | Port Allen (HI) | HI | Kauai | 4 | Petroleum Liquids | IC |  | S | X | X |  |  | 2.7 | 0.8 | 1.2 | 1.2 | 0.5 | N |  |  | OP | X | 6 | 1968 |  |  | N | Electric Utility | 1 | X X X: X; RC RC RC: DFO; SUB SUB SUB: OBL |  |  |  | N | N |  | 10M | [23 empty] | N | N | N
Vintage1968 | petroleum | TRUE | 10071 | Kauai Island Utility Cooperative | 6474 | Port Allen (HI) | HI | Kauai | 5 | Petroleum Liquids | IC |  | S | X | X |  |  | 2.7 | 0.8 | 2.5 | 2.5 | 0.5 | N |  |  | OP | X | 6 | 1968 |  |  | N | Electric Utility | 1 | X X X: X; RC RC RC: DFO; SUB SUB SUB: OBL |  |  |  | N | N |  | 10M | [23 empty] | N | N | N
Vintage1991 | petroleum | TRUE | 10071 | Kauai Island Utility Cooperative | 6474 | Port Allen (HI) | HI | Kauai | 8 | Petroleum Liquids | IC |  | S | X | X |  |  | 8.6 | 0.8 | 7.6 | 7.6 | 1 | N |  |  | OP | X | 12 | 1991 |  |  | N | Electric Utility | 1 | X X X: X; RC RC RC: DFO; SUB SUB SUB: WO; WC WC WC: OBL |  |  |  | N | N |  | 1H | [23 empty] | N | N | N
Vintage1991 | petroleum | TRUE | 10071 | Kauai Island Utility Cooperative | 6474 | Port Allen (HI) | HI | Kauai | 9 | Petroleum Liquids | IC |  | S | X | X |  |  | 8.6 | 0.8 | 7.6 | 7.6 | 1 | N |  |  | OP | X | 12 | 1991 |  |  | N | Electric Utility | 1 | X X X: X; RC RC RC: DFO; SUB SUB SUB: WO; WC WC WC: OBL |  |  |  | N | N |  | 1H | [23 empty] | N | N | N
Vintage1990 | petroleum | TRUE | 10071 | Kauai Island Utility Cooperative | 6474 | Port Allen (HI) | HI | Kauai | D6 | Petroleum Liquids | IC |  | S | X | X |  |  | 8.6 | 0.8 | 7.6 | 7.6 | 1 | N |  |  | OP | X | 11 | 1990 |  |  | N | Electric Utility | 1 | X X X: X; RC RC RC: DFO; SUB SUB SUB: WO; WC WC WC: OBL |  |  |  |  | N |  | 1H | [23 empty] | N | N | N
Vintage1990 | petroleum | TRUE | 10071 | Kauai Island Utility Cooperative | 6474 | Port Allen (HI) | HI | Kauai | D7 | Petroleum Liquids | IC |  | S | X | X |  |  | 8.6 | 0.8 | 7.6 | 7.6 | 1 | N |  |  | OP | X | 11 | 1990 |  |  | N | Electric Utility | 1 | X X X: X; RC RC RC: DFO; SUB SUB SUB: WO; WC WC WC: OBL |  |  |  | N | N |  | 1H | [23 empty] | N | N | N
Vintage1973 | petroleum | TRUE | 10071 | Kauai Island Utility Cooperative | 6474 | Port Allen (HI) | HI | Kauai | GT1 | Petroleum Liquids | GT | CC1 | S | X | X |  |  | 19.2 | 0.8 | 19 | 19 | 1 | N |  |  | OP | X | 8 | 1973 |  |  | N | Electric Utility | 1 | X X X: X; RC RC RC: DFO; SUB SUB SUB: OBL |  |  |  | N | N |  | 1H | [23 empty] | N | N | N
Vintage1977 | petroleum | TRUE | 10071 | Kauai Island Utility Cooperative | 6474 | Port Allen (HI) | HI | Kauai | GT2 | Petroleum Liquids | GT | CC1 | S | X | X |  |  | 23.8 | 0.85 | 21.5 | 21.5 | 1 | N |  |  | OP | X | 12 | 1977 |  |  | N | Electric Utility | 1 | X X X: X; RC RC RC: DFO; SUB SUB SUB: OBL |  |  |  | N | N |  | 1H | [23 empty] | N | N | N
Vintage1964 | petroleum | TRUE | 10071 | Kauai Island Utility Cooperative | 6474 | Port Allen (HI) | HI | Kauai | IC1 | Petroleum Liquids | IC |  | S | X | X |  |  | 2 | 0.8 | 1.5 | 1.5 | 0.5 | N |  |  | OP | X | 1 | 1964 |  |  | N | Electric Utility | 1 | X X X: X; RC RC RC: DFO; SUB SUB SUB: OBL |  |  |  | N | N |  | 10M |  |  |  | N | [19 empty] | N | N | N
Vintage1964 | petroleum | TRUE | 10071 | Kauai Island Utility Cooperative | 6474 | Port Allen (HI) | HI | Kauai | IC2 | Petroleum Liquids | IC |  | S | X | X |  |  | 2 | 0.8 | 1.5 | 1.5 | 0.5 | N |  |  | OP | X | 1 | 1964 |  |  | N | Electric Utility | 1 | X X X: X; RC RC RC: DFO; SUB SUB SUB: OBL |  |  |  | N | N |  | 10M | [23 empty] | N | N | N
Vintage1928 | hydro | TRUE | 7601 | Green Mountain Power Corp | 6475 | Gorge 18 | VT | Chittenden | 1 | Conventional Hydroelectric | HY |  | S | X | X |  |  | 3 | 0.8 | 3 | 3 | 0.3 | N |  |  | OP | X | 1 | 1928 |  |  | N | Electric Utility | 1 | X X X: X; RC RC RC: WAT |  |  |  | N |  | 0 | 10M
Vintage1983 | hydro | TRUE | 11208 | Los Angeles Department of Water & Power | 6479 | San Francisquito 1 | CA | Los Angeles | 1A | Conventional Hydroelectric | HY |  | S | X | X | none | none | 22.5 | 0.9 | 27 | 27 | 0.1 | N |  |  | OP | X | 12 | 1983 |  |  | N | Electric Utility | 1 | X X X: X; RC RC RC: WAT |  |  |  | N | N |  | 10M | [23 empty] | N
Vintage1917 | hydro | TRUE | 11208 | Los Angeles Department of Water & Power | 6479 | San Francisquito 1 | CA | Los Angeles | 3 | Conventional Hydroelectric | HY |  | S | X | X | none | none | 9.9 | 0.8 | 11 | 11 | 0.1 | N |  |  | OP | X | 4 | 1917 |  |  | N | Electric Utility | 1 | X X X: X; RC RC RC: WAT |  |  |  | N | N |  | 10M | [23 empty] | N
Vintage1923 | hydro | TRUE | 11208 | Los Angeles Department of Water & Power | 6479 | San Francisquito 1 | CA | Los Angeles | 4 | Conventional Hydroelectric | HY |  | S | X | X | none | none | 10.6 | 0.85 | 12 | 12 | 0.1 | N |  |  | OP | X | 5 | 1923 |  |  | N | Electric Utility | 1 | X X X: X; RC RC RC: WAT |  |  |  | N | N |  | 10M | [23 empty] | N
Vintage1987 | hydro | TRUE | 11208 | Los Angeles Department of Water & Power | 6479 | San Francisquito 1 | CA | Los Angeles | 6 | Conventional Hydroelectric | HY |  | S | X | X | none | none | 22.5 | 0.9 | 27 | 27 | 0.1 | N |  |  | OP | X | 4 | 1987 |  |  | N | Electric Utility | 1 | X X X: X; RC RC RC: WAT |  |  |  | N | N |  | 10M | [23 empty] | N
Vintage1920 | hydro | TRUE | 11208 | Los Angeles Department of Water & Power | 6480 | San Francisquito 2 | CA | Los Angeles | 1 | Conventional Hydroelectric | HY |  | S | X | X | none | none | 14 | 0.8 | 14.5 | 14.5 | 0.1 | N |  |  | OS | X | 7 | 1920 |  |  | N | Electric Utility | 1 | X X X: X; RC RC RC: WAT |  |  |  | N | N |  | 10M | [23 empty] | N
Vintage1920 | hydro | TRUE | 11208 | Los Angeles Department of Water & Power | 6480 | San Francisquito 2 | CA | Los Angeles | 2 | Conventional Hydroelectric | HY |  | S | X | X | none | none | 14 | 0.8 | 14.4 | 14.4 | 0.1 | N |  |  | OP | X | 8 | 1920 |  |  | N | Electric Utility | 1 | X X X: X; RC RC RC: WAT |  |  |  | N | N |  | 1H | [23 empty] | N
Vintage1932 | hydro | TRUE | 11208 | Los Angeles Department of Water & Power | 6480 | San Francisquito 2 | CA | Los Angeles | 3 | Conventional Hydroelectric | HY |  | S | X | X | none | none | 18 | 0.9 | 16 | 16 | 0.1 | N |  |  | OP | X | 9 | 1932 |  |  | N | Electric Utility | 1 | X X X: X; RC RC RC: WAT |  |  |  | N | N |  | 10M | [23 empty] | N
Vintage1986 | hard coal | TRUE | 11208 | Los Angeles Department of Water & Power | 6481 | Intermountain Power Project | UT | Millard | 1 | Conventional Steam Coal | ST |  | W | X | X |  |  | 820 | 0.9 | 900 | 900 | 270 | N |  |  | OP | X | 6 | 1986 | 7 | 2025 | N | Electric Utility | 1 | X X X: X; RC RC RC: BIT; SUB SUB SUB: SUB; DFO DFO DFO: DFO |  |  |  | N | N |  | OVER |  | Y |  |  | Y | [18 empty] | N | N | N
Vintage1987 | hard coal | TRUE | 11208 | Los Angeles Department of Water & Power | 6481 | Intermountain Power Project | UT | Millard | 2 | Conventional Steam Coal | ST |  | W | X | X |  |  | 820 | 0.9 | 900 | 900 | 270 | N |  |  | OP | X | 5 | 1987 | 7 | 2025 | N | Electric Utility | 1 | X X X: X; RC RC RC: BIT; SUB SUB SUB: SUB; DFO DFO DFO: DFO |  |  |  | N | N |  | OVER |  | Y |  |  | Y | [18 empty] | N | N | N
Vintage1931 | hydro | TRUE | 61122 | Great River Hydro, LLC | 6483 | Mcindoes | VT | Caledonia | GEN1 | Conventional Hydroelectric | HY |  | S | X | X | 473 |  | 2.6 | 0.8 | 2.3 | 2.4 | 2.3 | N |  |  | OP | X | 1 | 1931 |  |  | N | IPP Non-CHP | 2 | X X X: X; RC RC RC: WAT |  |  |  | N | N | 0 | 10M | [23 empty] | N
Vintage1931 | hydro | TRUE | 61122 | Great River Hydro, LLC | 6483 | Mcindoes | VT | Caledonia | GEN2 | Conventional Hydroelectric | HY |  | S | X | X | 473 |  | 2.6 | 0.8 | 2.3 | 2.4 | 2.3 | N |  |  | OP | X | 1 | 1931 |  |  | N | IPP Non-CHP | 2 | X X X: X; RC RC RC: WAT |  |  |  | N | N | 0 | 10M | [23 empty] | N
Vintage1931 | hydro | TRUE | 61122 | Great River Hydro, LLC | 6483 | Mcindoes | VT | Caledonia | GEN3 | Conventional Hydroelectric | HY |  | S | X | X | 473 |  | 2.6 | 0.8 | 2.8 | 3 | 2.5 | N |  |  | OP | X | 1 | 1931 |  |  | N | IPP Non-CHP | 2 | X X X: X; RC RC RC: WAT |  |  |  | N | N | 0 | 10M | [23 empty] | N
Vintage1931 | hydro | TRUE | 61122 | Great River Hydro, LLC | 6483 | Mcindoes | VT | Caledonia | GEN4 | Conventional Hydroelectric | HY |  | S | X | X | 473 |  | 2.6 | 0.8 | 2.8 | 3 | 2.5 | N |  |  | OP | X | 1 | 1931 |  |  | N | IPP Non-CHP | 2 | X X X: X; RC RC RC: WAT |  |  |  | N | N | 0 | 10M
Vintage1913 | hydro | TRUE | 14354 | PacifiCorp | 6484 | Bend | OR | Deschutes | 1 | Conventional Hydroelectric | HY |  | S | X | X |  |  | 0.2 | 0.8 | 0.2 | 0.2 | 0 | N |  |  | OP | X | 7 | 1913 |  |  | N | Electric Utility | 1 | X X X: X; RC RC RC: WAT |  |  |  | N | N |  | 10M | [23 empty] | N
Vintage1916 | hydro | TRUE | 14354 | PacifiCorp | 6484 | Bend | OR | Deschutes | 2 | Conventional Hydroelectric | HY |  | S | X | X |  |  | 0.3 | 1 | 0.3 | 0.3 | 0 | N |  |  | OP | X | 7 | 1916 |  |  | N | Electric Utility | 1 | X X X: X; RC RC RC: WAT |  |  |  | N | N |  | 10M | [23 empty] | N
Vintage1917 | hydro | TRUE | 14354 | PacifiCorp | 6484 | Bend | OR | Deschutes | 3 | Conventional Hydroelectric | HY |  | S | X | X |  |  | 0.6 | 1 | 0.5 | 0.5 | 0 | N |  |  | OP | X | 7 | 1917 |  |  | N | Electric Utility | 1 | X X X: X; RC RC RC: WAT |  |  |  | N | N |  | 10M | [23 empty] | N
Vintage1944 | hydro | TRUE | 13511 | New York State Elec & Gas Corp | 6486 | Mill C | NY | Clinton | 1 | Conventional Hydroelectric | HY |  | S | X | X | 23628 | 23628 | 1 | 0.8 | 1 | 1 | 0 | N |  |  | OP | X | 8 | 1944 |  |  | N | Electric Utility | 1 | X X X: X; RC RC RC: WAT |  |  |  | N | N |  | 1H | [23 empty] | N
Vintage1943 | hydro | TRUE | 13511 | New York State Elec & Gas Corp | 6486 | Mill C | NY | Clinton | 2 | Conventional Hydroelectric | HY |  | S | X | X | 23628 | 23628 | 1.2 | 0.8 | 1.2 | 1.2 | 0 | N |  |  | OP | X | 8 | 1943 |  |  | N | Electric Utility | 1 | X X X: X; RC RC RC: WAT |  |  |  | N | N |  | 1H | [23 empty] | N
Vintage1984 | hydro | TRUE | 13511 | New York State Elec & Gas Corp | 6486 | Mill C | NY | Clinton | 3 | Conventional Hydroelectric | HY |  | S | X | X | 23628 | 23628 | 3.8 | 0.95 | 3.8 | 3.8 | 0 | N |  |  | OA | X | 11 | 1984 |  |  | N | Electric Utility | 1 | X X X: X; RC RC RC: WAT |  |  |  | N | N |  | 1H | [23 empty] | N
Vintage1971 | petroleum | TRUE | 11843 | Maui Electric Co Ltd | 6504 | Maalaea | HI | Maui | 1 | Petroleum Liquids | IC |  | S | X | X |  |  | 2.6 | 0.8 | 2.5 | 2.5 | 2.5 | N |  |  | OP | X | 12 | 1971 |  |  | N | Electric Utility | 1 | X X X: X; RC RC RC: DFO |  |  |  | N | N |  | 10M | [23 empty] | N | N | N
Vintage1979 | petroleum | TRUE | 11843 | Maui Electric Co Ltd | 6504 | Maalaea | HI | Maui | 10 | Petroleum Liquids | IC |  | S | X | X |  |  | 12.5 | 0.8 | 12.3 | 12.3 | 8 | N |  |  | OP | X | 12 | 1979 |  |  | N | Electric Utility | 1 | X X X: X; RC RC RC: DFO |  |  |  | N | N |  | 12H | [23 empty] | N | N | N
Vintage1980 | petroleum | TRUE | 11843 | Maui Electric Co Ltd | 6504 | Maalaea | HI | Maui | 11 | Petroleum Liquids | IC |  | S | X | X |  |  | 12.5 | 0.8 | 12.3 | 12.3 | 8 | N |  |  | OP | X | 7 | 1980 |  |  | N | Electric Utility | 1 | X X X: X; RC RC RC: DFO |  |  |  | N | N |  | 12H | [23 empty] | N | N | N
Vintage1988 | petroleum | TRUE | 11843 | Maui Electric Co Ltd | 6504 | Maalaea | HI | Maui | 12 | Petroleum Liquids | IC |  | S | X | X |  |  | 12.5 | 0.8 | 12.3 | 12.3 | 8 | N |  |  | OP | X | 4 | 1988 |  |  | N | Electric Utility | 1 | X X X: X; RC RC RC: DFO |  |  |  | N | N |  | 12H | [23 empty] | N | N | N
Vintage1989 | petroleum | TRUE | 11843 | Maui Electric Co Ltd | 6504 | Maalaea | HI | Maui | 13 | Petroleum Liquids | IC |  | S | X | X |  |  | 12.5 | 0.8 | 12.3 | 12.3 | 8 | N |  |  | OP | X | 5 | 1989 |  |  | N | Electric Utility | 1 | X X X: X; RC RC RC: DFO |  |  |  | N | N |  | 12H | [23 empty] | N | N | N
Vintage1992 | petroleum | TRUE | 11843 | Maui Electric Co Ltd | 6504 | Maalaea | HI | Maui | 14 | Petroleum Liquids | CT | CC1 | S | X | Y |  |  | 23.6 | 0.9 | 21.1 | 21.1 | 8 | N |  |  | OP | X | 5 | 1992 |  |  | N | Electric Utility | 1 | X X X: X; RC RC RC: DFO |  |  |  | N | N |  | 12H | [23 empty] | N | N | N
Vintage1993 | petroleum | TRUE | 11843 | Maui Electric Co Ltd | 6504 | Maalaea | HI | Maui | 15 | Petroleum Liquids | CA | CC1 | S | N | X |  |  | 18 | 0.9 | 12 | 12 | 4 | N |  |  | OP | X | 10 | 1993 |  |  | N | Electric Utility | 1 | X X X: X; RC RC RC: DFO |  |  |  | N | N |  | 12H | [23 empty] | N | N | N
Vintage1993 | petroleum | TRUE | 11843 | Maui Electric Co Ltd | 6504 | Maalaea | HI | Maui | 16 | Petroleum Liquids | CT | CC1 | S | X | Y |  |  | 23.6 | 0.9 | 21.1 | 21.1 | 8 | N |  |  | OP | X | 5 | 1993 |  |  | N | Electric Utility | 1 | X X X: X; RC RC RC: DFO |  |  |  | N | N |  | 12H | [23 empty] | N | N | N
Vintage1998 | petroleum | TRUE | 11843 | Maui Electric Co Ltd | 6504 | Maalaea | HI | Maui | 17 | Petroleum Liquids | CT | CC2 | S | X | Y |  |  | 25 | 0.8 | 17.6 | 17.6 | 14 | N |  |  | OP | X | 12 | 1998 |  |  | N | Electric Utility | 1 | X X X: X; RC RC RC: DFO |  |  |  | N | N |  | 12H | [23 empty] | N | N | N
Vintage2006 | petroleum | TRUE | 11843 | Maui Electric Co Ltd | 6504 | Maalaea | HI | Maui | 18 | Petroleum Liquids | CA | CC2 | S | N | X |  |  | 18 | 0.8 | 13.8 | 13.8 | 8.5 | N |  |  | OP | X | 10 | 2006 |  |  | N | Electric Utility | 1 | X X X: X; RC RC RC: DFO |  |  |  | N | N |  | 12H | [23 empty] | N | N | N
Vintage2000 | petroleum | TRUE | 11843 | Maui Electric Co Ltd | 6504 | Maalaea | HI | Maui | 19 | Petroleum Liquids | CT | CC2 | S | X | Y |  |  | 25 | 0.8 | 17.6 | 17.6 | 14 | N |  |  | OP | X | 9 | 2000 |  |  | N | Electric Utility | 1 | X X X: X; RC RC RC: DFO |  |  |  | N | N |  | 12H | [23 empty] | N | N | N
Vintage1972 | petroleum | TRUE | 11843 | Maui Electric Co Ltd | 6504 | Maalaea | HI | Maui | 2 | Petroleum Liquids | IC |  | S | X | X |  |  | 2.6 | 0.8 | 2.5 | 2.5 | 2.5 | N |  |  | OP | X | 7 | 1972 |  |  | N | Electric Utility | 1 | X X X: X; RC RC RC: DFO |  |  |  | N | N |  | 10M | [23 empty] | N | N | N
Vintage1972 | petroleum | TRUE | 11843 | Maui Electric Co Ltd | 6504 | Maalaea | HI | Maui | 3 | Petroleum Liquids | IC |  | S | X | X |  |  | 2.6 | 0.8 | 2.5 | 2.5 | 2.5 | N |  |  | OP | X | 9 | 1972 |  |  | N | Electric Utility | 1 | X X X: X; RC RC RC: DFO |  |  |  | N | N |  | 10M | [23 empty] | N | N | N
Vintage1973 | petroleum | TRUE | 11843 | Maui Electric Co Ltd | 6504 | Maalaea | HI | Maui | 4 | Petroleum Liquids | IC |  | S | X | X |  |  | 5.6 | 0.8 | 5.5 | 5.5 | 3 | N |  |  | OP | X | 11 | 1973 |  |  | N | Electric Utility | 1 | X X X: X; RC RC RC: DFO |  |  |  | N | N |  | 1H | [23 empty] | N | N | N
Vintage1973 | petroleum | TRUE | 11843 | Maui Electric Co Ltd | 6504 | Maalaea | HI | Maui | 5 | Petroleum Liquids | IC |  | S | X | X |  |  | 5.6 | 0.8 | 5.5 | 5.5 | 3 | N |  |  | OP | X | 12 | 1973 |  |  | N | Electric Utility | 1 | X X X: X; RC RC RC: DFO |  |  |  | N | N |  | 1H | [23 empty] | N | N | N
Vintage1975 | petroleum | TRUE | 11843 | Maui Electric Co Ltd | 6504 | Maalaea | HI | Maui | 6 | Petroleum Liquids | IC |  | S | X | X |  |  | 5.6 | 0.8 | 5.5 | 5.5 | 3 | N |  |  | OP | X | 3 | 1975 |  |  | N | Electric Utility | 1 | X X X: X; RC RC RC: DFO |  |  |  | N |  |  | 1H | [23 empty] | N | N | N
Vintage1975 | petroleum | TRUE | 11843 | Maui Electric Co Ltd | 6504 | Maalaea | HI | Maui | 7 | Petroleum Liquids | IC |  | S | X | X |  |  | 5.6 | 0.8 | 5.5 | 5.5 | 3 | N |  |  | OP | X | 8 | 1975 |  |  | N | Electric Utility | 1 | X X X: X; RC RC RC: DFO |  |  |  | N | N |  | 1H | [23 empty] | N | N | N
Vintage1977 | petroleum | TRUE | 11843 | Maui Electric Co Ltd | 6504 | Maalaea | HI | Maui | 8 | Petroleum Liquids | IC |  | S | X | X |  |  | 5.6 | 0.8 | 5.5 | 5.5 | 3 | N |  |  | OP | X | 11 | 1977 |  |  | N | Electric Utility | 1 | X X X: X; RC RC RC: DFO |  |  |  | N | N |  | 1H | [23 empty] | N | N | N
Vintage1978 | petroleum | TRUE | 11843 | Maui Electric Co Ltd | 6504 | Maalaea | HI | Maui | 9 | Petroleum Liquids | IC |  | S | X | X |  |  | 5.6 | 0.8 | 5.5 | 5.5 | 3 | N |  |  | OP | X | 7 | 1978 |  |  | N | Electric Utility | 1 | X X X: X; RC RC RC: DFO |  |  |  | N | N |  | 1H | [23 empty] | N | N | N
Vintage1987 | petroleum | TRUE | 11843 | Maui Electric Co Ltd | 6504 | Maalaea | HI | Maui | X1 | Petroleum Liquids | IC |  | S | X | X |  |  | 2.6 | 0.8 | 2.5 | 2.5 | 2.5 | N |  |  | OP | X | 3 | 1987 |  |  | N | Electric Utility | 1 | X X X: X; RC RC RC: DFO |  |  |  | N |  |  | 10M | [23 empty] | N | N | N
Vintage1987 | petroleum | TRUE | 11843 | Maui Electric Co Ltd | 6504 | Maalaea | HI | Maui | X2 | Petroleum Liquids | IC |  | S | X | X |  |  | 2.6 | 0.8 | 2.5 | 2.5 | 2.5 | N |  |  | OP | X | 3 | 1987 |  |  | N | Electric Utility | 1 | X X X: X; RC RC RC: DFO |  |  |  | N |  |  | 10M | [23 empty] | N | N | N
Vintage1924 | hydro | TRUE | 15248 | Portland General Electric Co | 6505 | Oak Grove | OR | Clackamas | 1 | Conventional Hydroelectric | HY |  | S | X | X | OGP1_1_GNODE1 |  | 25.5 | 0.85 | 22 | 22 | 4 | N |  |  | OS | X | 8 | 1924 |  |  | N | Electric Utility | 1 | X X X: X; RC RC RC: WAT |  |  |  | N | N |  | 10M | [23 empty] | N
Vintage1931 | hydro | TRUE | 15248 | Portland General Electric Co | 6505 | Oak Grove | OR | Clackamas | 2 | Conventional Hydroelectric | HY |  | S | X | X | OGP1_1_GNODE1 |  | 25.5 | 0.85 | 22 | 22 | 4 | N |  |  | OS | X | 3 | 1931 |  |  | N | Electric Utility | 1 | X X X: X; RC RC RC: WAT |  |  |  | N | N |  | 10M | [23 empty] | N
Vintage1941 | hydro | TRUE | 1956 | City of Bonners Ferry | 6506 | Moyie Springs | ID | Boundary | 1 | Conventional Hydroelectric | HY |  | S | X | X |  |  | 1 | 0.8 | 1.1 | 1.1 | 0.7 | N |  |  | OP | X | 12 | 1941 |  |  | N | Electric Utility | 1 | X X X: X; RC RC RC: WAT |  |  |  | N |  |  | 1H | [23 empty] | N
Vintage1921 | hydro | TRUE | 1956 | City of Bonners Ferry | 6506 | Moyie Springs | ID | Boundary | 2 | Conventional Hydroelectric | HY |  | S | X | X |  |  | 0.4 | 0.8 | 0.4 | 0.4 | 0.3 | N |  |  | OP | X | 12 | 1921 |  |  | N | Electric Utility | 1 | X X X: X; RC RC RC: WAT |  |  |  | N |  |  | 1H | [23 empty] | N
Vintage1950 | hydro | TRUE | 1956 | City of Bonners Ferry | 6506 | Moyie Springs | ID | Boundary | 3 | Conventional Hydroelectric | HY |  | S | X | X |  |  | 1 | 0.8 | 1.1 | 1.1 | 0.7 | N |  |  | OP | X | 12 | 1950 |  |  | N | Electric Utility | 1 | X X X: X; RC RC RC: WAT |  |  |  | N |  |  | 1H | [23 empty] | N
Vintage1982 | hydro | TRUE | 1956 | City of Bonners Ferry | 6506 | Moyie Springs | ID | Boundary | 4 | Conventional Hydroelectric | HY |  | S | X | X |  |  | 1.5 | 0.8 | 1.7 | 1.7 | 1.2 | N |  |  | OP | X | 2 | 1982 |  |  | N | Electric Utility | 1 | X X X: X; RC RC RC: WAT |  |  |  | N |  |  | 1H
Vintage1942 | hydro | TRUE | 56621 | Yakama Power | 6507 | Drop 2 (WA) | WA | Yakima | 1 | Conventional Hydroelectric | HY |  | S | X | X |  |  | 2.5 | 0.9 | 2.1 | 2.1 | 0.8 | N |  |  | OS | X | 8 | 1942 |  |  | N | Electric Utility | 1 | X X X: X; RC RC RC: WAT |  |  |  | N | N |  | 1H
Vintage1932 | hydro | TRUE | 56621 | Yakama Power | 6508 | Drop 3 (WA) | WA | Yakima | 1 | Conventional Hydroelectric | HY |  | S | X | X |  |  | 0.8 | 0.8 | 0.5 | 0.5 | 0.2 | N |  |  | OS | X | 5 | 1932 |  |  | N | Electric Utility | 1 | X X X: X; RC RC RC: WAT | [6 empty] | 1H
Vintage1932 | hydro | TRUE | 56621 | Yakama Power | 6508 | Drop 3 (WA) | WA | Yakima | 2 | Conventional Hydroelectric | HY |  | S | X | X |  |  | 0.8 | 0.8 | 0.5 | 0.5 | 0.2 | N |  |  | OS | X | 5 | 1932 |  |  | N | Electric Utility | 1 | X X X: X; RC RC RC: WAT | [6 empty] | 1H
Vintage1960 | petroleum | TRUE | 17166 | Sierra Pacific Power Co | 6510 | Brunswick | NV | Carson City | 1 | Petroleum Liquids | IC |  | S | X | X |  |  | 2 | 0.8 | 2 | 2 | 1.7 | N |  |  | OS | X | 9 | 1960 | 9 | 2023 | N | Electric Utility | 1 | X X X: X; RC RC RC: DFO | [6 empty] | 10M | [23 empty] | N
Vintage1960 | petroleum | TRUE | 17166 | Sierra Pacific Power Co | 6510 | Brunswick | NV | Carson City | 2 | Petroleum Liquids | IC |  | S | X | X |  |  | 2 | 0.8 | 2 | 2 | 1.7 | N |  |  | OS | X | 9 | 1960 | 9 | 2023 | N | Electric Utility | 1 | X X X: X; RC RC RC: DFO | [6 empty] | 10M | [23 empty] | N
Vintage1960 | petroleum | TRUE | 17166 | Sierra Pacific Power Co | 6510 | Brunswick | NV | Carson City | 3 | Petroleum Liquids | IC |  | S | X | X |  |  | 2 | 0.8 | 2 | 2 | 1.7 | N |  |  | OS | X | 9 | 1960 | 9 | 2023 | N | Electric Utility | 1 | X X X: X; RC RC RC: DFO | [6 empty] | 10M | [23 empty] | N
Vintage1914 | hydro | TRUE | 56369 | Truckee Meadows Water Authority | 6513 | Fleish | NV | Washoe | 1 | Conventional Hydroelectric | HY |  | S | X | X |  |  | 2 | 0.8 | 2.5 | 2.2 | 0.2 | N |  |  | OP | X | 1 | 1914 |  |  | N | IPP Non-CHP | 2 | X X X: X; RC RC RC: WAT |  |  |  | N | N |  | 12H | [23 empty] | N
Vintage1989 | natural gas peaker | TRUE | 19728 | UNS Electric, Inc | 6515 | Valencia | AZ | Santa Cruz | GT1 | Natural Gas Fired Combustion Turbine | GT |  | S | X | X |  |  | 18 | 0.85 | 13.5 | 14.8 | 8 | N |  |  | SB | Y | 8 | 1989 |  |  | N | Electric Utility | 1 | X X X: X; RC RC RC: NG; SUB SUB SUB: DFO |  |  |  | N | N |  | 1H | N | N |  |  |  | N | N | [16 empty] | Y | Y | Y
Vintage1989 | natural gas peaker | TRUE | 19728 | UNS Electric, Inc | 6515 | Valencia | AZ | Santa Cruz | GT2 | Natural Gas Fired Combustion Turbine | GT |  | S | X | X |  |  | 18 | 0.85 | 13.5 | 14.8 | 8 | N |  |  | SB | Y | 8 | 1989 |  |  | N | Electric Utility | 1 | X X X: X; RC RC RC: NG; SUB SUB SUB: DFO |  |  |  | N | N |  | 1H | N | N |  |  |  | N | N | [16 empty] | Y | Y | Y
Vintage1989 | natural gas peaker | TRUE | 19728 | UNS Electric, Inc | 6515 | Valencia | AZ | Santa Cruz | GT3 | Natural Gas Fired Combustion Turbine | GT |  | S | X | X |  |  | 18 | 0.85 | 13.5 | 14.8 | 8 | N |  |  | SB | Y | 8 | 1989 |  |  | N | Electric Utility | 1 | X X X: X; RC RC RC: NG; SUB SUB SUB: DFO |  |  |  | N | N |  | 1H | N | N |  |  |  | N | N | [16 empty] | Y | Y | Y
Vintage2006 | natural gas peaker | TRUE | 19728 | UNS Electric, Inc | 6515 | Valencia | AZ | Santa Cruz | GT4 | Natural Gas Fired Combustion Turbine | GT |  | S | X | X |  |  | 54 | 0.8 | 19.8 | 21.2 | 5 | N |  |  | OP | X | 6 | 2006 |  |  | N | Electric Utility | 1 | X X X: X; RC RC RC: NG; SUB SUB SUB: DFO |  |  |  | N | N |  | 1H | N | N |  |  |  | N | N | [16 empty] | Y | Y | Y
Vintage1964 | petroleum | TRUE | 56146 | Black Hills Colorado Electric, LLC | 6516 | Rocky Ford | CO | Otero | IC1A | Petroleum Liquids | IC |  | S | X | X |  |  | 2 | 0.8 | 2 | 2 | 2 | N |  |  | OP | X | 2 | 1964 |  |  | N | Electric Utility | 1 | X X X: X; RC RC RC: DFO |  |  |  | N | N |  | 10M | [20 empty] | N |  |  | N | N | N
Vintage1964 | petroleum | TRUE | 56146 | Black Hills Colorado Electric, LLC | 6516 | Rocky Ford | CO | Otero | IC2 | Petroleum Liquids | IC |  | S | X | X |  |  | 2 | 0.8 | 2 | 2 | 2 | N |  |  | OP | X | 6 | 1964 |  |  | N | Electric Utility | 1 | X X X: X; RC RC RC: DFO |  |  |  | N | N |  | 10M | [20 empty] | N |  |  | N | N | N
Vintage1964 | petroleum | TRUE | 56146 | Black Hills Colorado Electric, LLC | 6516 | Rocky Ford | CO | Otero | IC3 | Petroleum Liquids | IC |  | S | X | X |  |  | 2 | 0.8 | 2 | 2 | 2 | N |  |  | OP | X | 6 | 1964 |  |  | N | Electric Utility | 1 | X X X: X; RC RC RC: DFO |  |  |  | N | N |  | 10M | [20 empty] | N |  |  | N | N | N
Vintage1964 | petroleum | TRUE | 56146 | Black Hills Colorado Electric, LLC | 6516 | Rocky Ford | CO | Otero | IC4 | Petroleum Liquids | IC |  | S | X | X |  |  | 2 | 0.8 | 2 | 2 | 2 | N |  |  | OP | X | 6 | 1964 |  |  | N | Electric Utility | 1 | X X X: X; RC RC RC: DFO |  |  |  | N | N |  | 10M | [20 empty] | N |  |  | N | N | N
Vintage1964 | petroleum | TRUE | 56146 | Black Hills Colorado Electric, LLC | 6516 | Rocky Ford | CO | Otero | IC5 | Petroleum Liquids | IC |  | S | X | X |  |  | 2 | 0.8 | 2 | 2 | 2 | N |  |  | OP | X | 6 | 1964 |  |  | N | Electric Utility | 1 | X X X: X; RC RC RC: DFO |  |  |  | N | N |  | 10M | [20 empty] | N |  |  | N | N | N
Vintage1971 | hydro | TRUE | 5416 | Duke Energy Carolinas, LLC | 6517 | Keowee | SC | Pickens | 1 | Conventional Hydroelectric | HY |  | S | X | X |  |  | 78.8 | 0.9 | 76 | 76 | 76 | N |  |  | OP | X | 4 | 1971 |  |  | N | Electric Utility | 1 | X X X: X; RC RC RC: WAT |  |  |  | N | N | 0 | 10M
Vintage1971 | hydro | TRUE | 5416 | Duke Energy Carolinas, LLC | 6517 | Keowee | SC | Pickens | 2 | Conventional Hydroelectric | HY |  | S | X | X |  |  | 78.8 | 0.9 | 76 | 76 | 76 | N |  |  | OP | X | 4 | 1971 |  |  | N | Electric Utility | 1 | X X X: X; RC RC RC: WAT |  |  |  | N | N | 0 | 10M
Vintage2008 | petroleum | TRUE | 57222 | Liberty Utilities (CalPeco Electric) LLC | 6518 | Kings Beach | CA | Placer | KB1 | Petroleum Liquids | IC |  | S | X | X |  |  | 2.5 | 0.94 | 2 | 2 | 0.6 | N |  |  | OP | X | 10 | 2008 |  |  | N | Electric Utility | 1 | X X X: X; RC RC RC: DFO |  |  |  | N | N |  | 10M | [23 empty] | N | N | N
Vintage2008 | petroleum | TRUE | 57222 | Liberty Utilities (CalPeco Electric) LLC | 6518 | Kings Beach | CA | Placer | KB2 | Petroleum Liquids | IC |  | S | X | X |  |  | 2.5 | 0.94 | 2 | 2 | 0.6 | N |  |  | OP | X | 10 | 2008 |  |  | N | Electric Utility | 1 | X X X: X; RC RC RC: DFO |  |  |  | N | N |  | 10M | [23 empty] | N | N | N
Vintage2008 | petroleum | TRUE | 57222 | Liberty Utilities (CalPeco Electric) LLC | 6518 | Kings Beach | CA | Placer | KB3 | Petroleum Liquids | IC |  | S | X | X |  |  | 2.5 | 0.94 | 2 | 2 | 0.6 | N |  |  | OP | X | 10 | 2008 |  |  | N | Electric Utility | 1 | X X X: X; RC RC RC: DFO |  |  |  | N | N |  | 10M | [23 empty] | N | N | N
Vintage2008 | petroleum | TRUE | 57222 | Liberty Utilities (CalPeco Electric) LLC | 6518 | Kings Beach | CA | Placer | KB4 | Petroleum Liquids | IC |  | S | X | X |  |  | 2.5 | 0.94 | 2 | 2 | 0.6 | N |  |  | OP | X | 10 | 2008 |  |  | N | Electric Utility | 1 | X X X: X; RC RC RC: DFO |  |  |  | N | N |  | 10M | [23 empty] | N | N
Vintage2008 | petroleum | TRUE | 57222 | Liberty Utilities (CalPeco Electric) LLC | 6518 | Kings Beach | CA | Placer | KB5 | Petroleum Liquids | IC |  | S | X | X |  |  | 2.5 | 0.94 | 2 | 2 | 0.6 | N |  |  | OP | X | 10 | 2008 |  |  | N | Electric Utility | 1 | X X X: X; RC RC RC: DFO |  |  |  | N | N |  | 10M | [23 empty] | N | N
Vintage2008 | petroleum | TRUE | 57222 | Liberty Utilities (CalPeco Electric) LLC | 6518 | Kings Beach | CA | Placer | KB6 | Petroleum Liquids | IC |  | S | X | X |  |  | 2.5 | 0.94 | 2 | 2 | 0.6 | N |  |  | OP | X | 10 | 2008 |  |  | N | Electric Utility | 1 | X X X: X; RC RC RC: DFO |  |  |  | N | N |  | 10M | [23 empty] | N | N
Vintage1912 | hydro | TRUE | 7601 | Green Mountain Power Corp | 6519 | Vergennes 9 | VT | Addison | 1 | Conventional Hydroelectric | HY |  | S | X | X |  |  | 0.7 | 0.8 | 0.7 | 0.7 | 0.2 | N |  |  | OP | X | 1 | 1912 |  |  | N | Electric Utility | 1 | X X X: X; RC RC RC: WAT |  |  |  | N |  | 0 | 10M
Vintage1912 | hydro | TRUE | 7601 | Green Mountain Power Corp | 6519 | Vergennes 9 | VT | Addison | 2 | Conventional Hydroelectric | HY |  | S | X | X |  |  | 0.7 | 0.8 | 0.7 | 0.7 | 0.2 | N |  |  | OP | X | 1 | 1912 |  |  | N | Electric Utility | 1 | X X X: X; RC RC RC: WAT |  |  |  | N |  | 0 | 10M
Vintage1943 | hydro | TRUE | 7601 | Green Mountain Power Corp | 6519 | Vergennes 9 | VT | Addison | 4 | Conventional Hydroelectric | HY |  | S | X | X |  |  | 1 | 0.8 | 1 | 1 | 0.2 | N |  |  | OP | X | 1 | 1943 |  |  | N | Electric Utility | 1 | X X X: X; RC RC RC: WAT |  |  |  | N |  | 0 | 10M
Vintage1953 | hydro | TRUE | 7601 | Green Mountain Power Corp | 6520 | Waterbury 22 | VT | Washington | 1 | Conventional Hydroelectric | HY |  | S | X | X |  |  | 5.5 | 0.8 | 5 | 5 | 2.5 | N |  |  | OP | X | 6 | 1953 |  |  | N | Electric Utility | 1 | X X X: X; RC RC RC: WAT |  |  |  | N |  | 0 | 1H
Vintage1911 | hydro | TRUE | 40444 | Truckee-Carson Irrigation District | 6521 | Lahontan | NV | Churchill | 1 | Conventional Hydroelectric | HY |  | W | X | X |  |  | 0.6 | 0.8 | 0.6 | 0.6 | 0.2 | N |  |  | OP | X | 1 | 1911 |  |  | N | IPP Non-CHP | 2 | X X X: X; RC RC RC: WAT |  |  |  | N | N |  | 10M | [23 empty] | N
Vintage1911 | hydro | TRUE | 40444 | Truckee-Carson Irrigation District | 6521 | Lahontan | NV | Churchill | 2 | Conventional Hydroelectric | HY |  | W | X | X |  |  | 0.6 | 0.8 | 0.6 | 0.6 | 0.2 | N |  |  | OP | X | 1 | 1911 |  |  | N | IPP Non-CHP | 2 | X X X: X; RC RC RC: WAT |  |  |  | N | N |  | 10M | [23 empty] | N
Vintage1911 | hydro | TRUE | 40444 | Truckee-Carson Irrigation District | 6521 | Lahontan | NV | Churchill | 3 | Conventional Hydroelectric | HY |  | W | X | X |  |  | 0.6 | 0.8 | 0.6 | 0.6 | 0.2 | N |  |  | OP | X | 1 | 1911 |  |  | N | IPP Non-CHP | 2 | X X X: X; RC RC RC: WAT |  |  |  | N | N |  | 10M | [23 empty] | N
Vintage1965 | other | TRUE | 64574 | Yards Creek Energy | 6522 | Yards Creek Energy | NJ | Warren | 1 | Hydroelectric Pumped Storage | PS |  | S | X | X | YARDSCRE14 KV UNIT01 | YARDSCRE14 KV UNIT01 | 151 | 0.98 | 140 | 140 | 70 | N |  |  | OP | X | 11 | 1965 |  |  | N | IPP Non-CHP | 2 | X X X: X; RC RC RC: WAT |  |  |  | N | N |  | 1H | [23 empty] | N
Vintage1965 | other | TRUE | 64574 | Yards Creek Energy | 6522 | Yards Creek Energy | NJ | Warren | 2 | Hydroelectric Pumped Storage | PS |  | S | X | X | YARDSCRE14 KV UNIT02 | YARDSCRE14 KV UNIT02 | 151 | 0.98 | 140 | 140 | 70 | N |  |  | OP | X | 12 | 1965 |  |  | N | IPP Non-CHP | 2 | X X X: X; RC RC RC: WAT |  |  |  | N | N |  | 1H | [23 empty] | N
Vintage1965 | other | TRUE | 64574 | Yards Creek Energy | 6522 | Yards Creek Energy | NJ | Warren | 3 | Hydroelectric Pumped Storage | PS |  | S | X | X | YARDSCRE14 KV UNIT03 | YARDSCRE14 KV UNIT03 | 151 | 0.98 | 140 | 140 | 70 | N |  |  | OP | X | 9 | 1965 |  |  | N | IPP Non-CHP | 2 | X X X: X; RC RC RC: WAT |  |  |  | N | N |  | 1H | [23 empty] | N
Vintage1926 | hydro | TRUE | 13511 | New York State Elec & Gas Corp | 6526 | Rainbow Falls Auscble | NY | Clinton | 1 | Conventional Hydroelectric | HY |  | S | X | X | 23628 | 23628 | 1.3 | 0.8 | 1.3 | 1.3 | 0 | N |  |  | OA | X | 8 | 1926 |  |  | N | Electric Utility | 1 | X X X: X; RC RC RC: WAT |  |  |  | N | N |  | 1H | [23 empty] | N
Vintage1927 | hydro | TRUE | 13511 | New York State Elec & Gas Corp | 6526 | Rainbow Falls Auscble | NY | Clinton | 2 | Conventional Hydroelectric | HY |  | S | X | X | 23628 | 23628 | 1.3 | 0.8 | 1.3 | 1.3 | 0 | N |  |  | OP | X | 8 | 1927 |  |  | N | Electric Utility | 1 | X X X: X; RC RC RC: WAT |  |  |  | N | N |  | 1H | [23 empty] | N
Vintage1930 | hydro | TRUE | 5914 | Erie Boulevard Hydropower LP | 6527 | E J West | NY | Saratoga | 1 | Conventional Hydroelectric | HY |  | S | X | X | 24058 | 24058 | 11 | 0.8 | 10.2 | 11 | 1 | N |  |  | OP | X | 1 | 1930 |  |  | N | IPP Non-CHP | 2 | X X X: X; RC RC RC: WAT | [6 empty] | 10M
Vintage1930 | hydro | TRUE | 5914 | Erie Boulevard Hydropower LP | 6527 | E J West | NY | Saratoga | 2 | Conventional Hydroelectric | HY |  | S | X | X | 24058 | 24058 | 11 | 0.8 | 10.4 | 11.1 | 1 | N |  |  | OP | X | 1 | 1930 |  |  | N | IPP Non-CHP | 2 | X X X: X; RC RC RC: WAT | [6 empty] | 10M
Vintage1922 | hydro | TRUE | 61122 | Great River Hydro, LLC | 6529 | Searsburg | VT | Bennington | GEN1 | Conventional Hydroelectric | HY |  | S | X | X | 561 |  | 4 | 0.8 | 4.5 | 4.6 | 1 | N |  |  | OP | X | 3 | 1922 |  |  | N | IPP Non-CHP | 2 | X X X: X; RC RC RC: WAT |  |  |  | N | N | 0 | 10M | [23 empty] | N
Vintage1911 | hydro | TRUE | 56369 | Truckee Meadows Water Authority | 6531 | Verdi | NV | Washoe | 1 | Conventional Hydroelectric | HY |  | S | X | X |  |  | 2.4 | 0.8 | 2.4 | 2.4 | 0.2 | N |  |  | OP | X | 1 | 1911 |  |  | N | IPP Non-CHP | 2 | X X X: X; RC RC RC: WAT |  |  |  | N | N |  | 12H | [23 empty] | N
Vintage1904 | hydro | TRUE | 56369 | Truckee Meadows Water Authority | 6532 | Washoe | NV | Washoe | 1 | Conventional Hydroelectric | HY |  | S | X | X |  |  | 1.3 | 0.8 | 0.9 | 0.7 | 0.2 | N |  |  | OP | X | 1 | 1904 |  |  | N | IPP Non-CHP | 2 | X X X: X; RC RC RC: WAT |  |  |  | N | N |  | 12H | [23 empty] | N
Vintage1904 | hydro | TRUE | 56369 | Truckee Meadows Water Authority | 6532 | Washoe | NV | Washoe | 2 | Conventional Hydroelectric | HY |  | S | X | X |  |  | 1.3 | 0.8 | 0.9 | 0.7 | 0.2 | N |  |  | OP | X | 1 | 1904 |  |  | N | IPP Non-CHP | 2 | X X X: X; RC RC RC: WAT |  |  |  | N | N |  | 12H | [23 empty] | N
Vintage1983 | hydro | TRUE | 13137 | City of Murray - (UT) | 6537 | Little Cottonwood | UT | Salt Lake | 1 | Conventional Hydroelectric | HY |  | S | X | X |  |  | 2.4 | 0.99 | 2.4 | 2.4 | 0.1 | N |  |  | OP | X | 4 | 1983 |  |  | N | Electric Utility | 1 | X X X: X; RC RC RC: WAT |  |  |  | N | N |  | 1H | [20 empty] | N |  |  | N
Vintage1983 | hydro | TRUE | 13137 | City of Murray - (UT) | 6537 | Little Cottonwood | UT | Salt Lake | 2 | Conventional Hydroelectric | HY |  | S | X | X |  |  | 2.4 | 0.99 | 2.4 | 2.4 | 0.1 | N |  |  | OP | X | 4 | 1983 |  |  | N | Electric Utility | 1 | X X X: X; RC RC RC: WAT |  |  |  | N | N |  | 1H | [20 empty] | N |  |  | N
Vintage1909 | hydro | TRUE | 57280 | Eagle Creek Renewable Energy, LLC | 6543 | Dam No. 4 Hydro Station | WV | Jefferson | 1 | Conventional Hydroelectric | HY |  | W | X | X | RIVERTON138KV DUM HYD | RIVERTON138KV DUM HYD | 0.5 | 1 | 0.5 | 0.5 | 0.2 | N |  |  | OP | X | 1 | 1909 |  |  | N | IPP Non-CHP | 2 | X X X: X; RC RC RC: WAT |  |  |  | N | N | 0 | 10M
Vintage1909 | hydro | TRUE | 57280 | Eagle Creek Renewable Energy, LLC | 6543 | Dam No. 4 Hydro Station | WV | Jefferson | 2 | Conventional Hydroelectric | HY |  | W | X | X | RIVERTO138KV DUMHYD | RIVERTON138KV DUM HYD | 0.5 | 1 | 0.5 | 0.5 | 0.2 | N |  |  | OP | X | 1 | 1909 |  |  | N | IPP Non-CHP | 2 | X X X: X; RC RC RC: WAT |  |  |  | N | N | 0 | 10M
Vintage1991 | hydro | TRUE | 57280 | Eagle Creek Renewable Energy, LLC | 6543 | Dam No. 4 Hydro Station | WV | Jefferson | 3 | Conventional Hydroelectric | HY |  | W | X | X | RIVRTON138KV DUM HYD | RIVERTON138KV DUM HYD | 0.9 | 1 | 0.9 | 0.9 | 0.2 | N |  |  | OP | X | 9 | 1991 |  |  | N | IPP Non-CHP | 2 | X X X: X; RC RC RC: WAT |  |  |  | N | N | 0 | 10M
Vintage1919 | hydro | TRUE | 57280 | Eagle Creek Renewable Energy, LLC | 6544 | Dam No. 5 Hydro Station | WV | Berkeley | 1 | Conventional Hydroelectric | HY |  | W | X | X | RIVERTON138KV DUM HYD | RIVERTON138KV DUM HYD | 0.5 | 1 | 0.5 | 0.5 | 0.2 | N |  |  | OP | X | 1 | 1919 |  |  | N | IPP Non-CHP | 2 | X X X: X; RC RC RC: WAT |  |  |  | N | N | 0 | 10M
Vintage1919 | hydro | TRUE | 57280 | Eagle Creek Renewable Energy, LLC | 6544 | Dam No. 5 Hydro Station | WV | Berkeley | 2 | Conventional Hydroelectric | HY |  | W | X | X | RIVERTON138 DUM HYD | RIVERTON138 KV DUM HYD | 0.5 | 1 | 0.5 | 0.5 | 0.2 | N |  |  | OP | X | 1 | 1919 |  |  | N | IPP Non-CHP | 2 | X X X: X; RC RC RC: WAT |  |  |  | N | N | 0 | 10M
Vintage1913 | hydro | TRUE | 57280 | Eagle Creek Renewable Energy, LLC | 6546 | Millville Hydro Station | WV | Jefferson | 1 | Conventional Hydroelectric | HY |  | W | X | X | RIVERTON138KV DUM HYD | RIVERTON138KV DUM HYD | 0.8 | 1 | 0.6 | 0.8 | 0.2 | N |  |  | OP | X | 1 | 1913 |  |  | N | IPP Non-CHP | 2 | X X X: X; RC RC RC: WAT |  |  |  | N | N | 0 | 10M
Vintage1939 | hydro | TRUE | 57280 | Eagle Creek Renewable Energy, LLC | 6546 | Millville Hydro Station | WV | Jefferson | 2 | Conventional Hydroelectric | HY |  | W | X | X |  |  | 1 | 1 | 0.8 | 1 | 0.3 | N |  |  | OP | X | 12 | 1939 |  |  | N | IPP Non-CHP | 2 | X X X: X; RC RC RC: WAT |  |  |  | N | N | 0 | 10M
Vintage1938 | hydro | TRUE | 57280 | Eagle Creek Renewable Energy, LLC | 6546 | Millville Hydro Station | WV | Jefferson | 3 | Conventional Hydroelectric | HY |  | W | X | X |  |  | 1 | 1 | 1 | 1.2 | 0.3 | N |  |  | OP | X | 12 | 1938 |  |  | N | IPP Non-CHP | 2 | X X X: X; RC RC RC: WAT |  |  |  |  | N | 0 | 10M
Vintage1968 | hydro | TRUE | 19400 | USACE Northwestern Division | 6552 | Foster | OR | Linn | 1 | Conventional Hydroelectric | HY |  | S | X | X |  |  | 10 | 0.95 | 10 | 10 | 10 | N |  |  | OP | X | 9 | 1968 |  |  | N | Electric Utility | 1 | X X X: X; RC RC RC: WAT | [6 empty] | 10M
Vintage1968 | hydro | TRUE | 19400 | USACE Northwestern Division | 6552 | Foster | OR | Linn | 2 | Conventional Hydroelectric | HY |  | S | X | X |  |  | 10 | 0.95 | 10 | 10 | 10 | N |  |  | OP | X | 10 | 1968 |  |  | N | Electric Utility | 1 | X X X: X; RC RC RC: WAT | [6 empty] | 10M
Vintage1993 | petroleum | TRUE | 20214 | Waverly Municipal Elec Utility | 6554 | Waverly Municipal Electric North Plant | IA | Bremer | 10 | Petroleum Liquids | IC |  | S | X | X |  |  | 7 | 0.8 | 7 | 7 | 1.5 | N |  |  | OP | X | 4 | 1993 |  |  | N | Electric Utility | 1 | X X X: X; RC RC RC: DFO |  |  |  | N |  |  | 1H | [23 empty] | N | N | N
Vintage2015 | petroleum | TRUE | 20214 | Waverly Municipal Elec Utility | 6554 | Waverly Municipal Electric North Plant | IA | Bremer | 17 | Petroleum Liquids | IC |  | S | X | X |  |  | 1.8 | 0.8 | 1.8 | 1.8 | 0.5 | N |  |  | OP | X | 6 | 2015 |  |  | N | Electric Utility | 1 | X X X: X; RC RC RC: DFO |  |  |  | N |  |  | 1H | [23 empty] | N | N
Vintage2015 | petroleum | TRUE | 20214 | Waverly Municipal Elec Utility | 6554 | Waverly Municipal Electric North Plant | IA | Bremer | 18 | Petroleum Liquids | IC |  | S | X | X |  |  | 1.8 | 0.8 | 1.8 | 1.8 | 0.5 | N |  |  | OP | X | 6 | 2015 |  |  | N | Electric Utility | 1 | X X X: X; RC RC RC: DFO | [6 empty] | 1H | [23 empty] | N | N
Vintage2015 | petroleum | TRUE | 20214 | Waverly Municipal Elec Utility | 6554 | Waverly Municipal Electric North Plant | IA | Bremer | 19 | Petroleum Liquids | IC |  | S | X | X |  |  | 1.8 | 0.8 | 1.8 | 1.8 | 0.5 | N |  |  | OP | X | 6 | 2015 |  |  | N | Electric Utility | 1 | X X X: X; RC RC RC: DFO | [6 empty] | 1H | [23 empty] | N | N
Vintage2015 | petroleum | TRUE | 20214 | Waverly Municipal Elec Utility | 6554 | Waverly Municipal Electric North Plant | IA | Bremer | 20 | Petroleum Liquids | IC |  | S | X | X |  |  | 1.8 | 0.8 | 1.8 | 1.8 | 0.5 | N |  |  | OP | X | 6 | 2015 |  |  | N | Electric Utility | 1 | X X X: X; RC RC RC: DFO | [6 empty] | 1H | [23 empty] | N | N
Vintage1958 | natural gas peaker | TRUE | 20214 | Waverly Municipal Elec Utility | 6554 | Waverly Municipal Electric North Plant | IA | Bremer | 7 | Natural Gas Internal Combustion Engine | IC |  | S | X | X |  |  | 3.5 | 0.8 | 3.5 | 3.5 | 1.5 | N |  |  | OP | X | 8 | 1958 |  |  | N | Electric Utility | 1 | X X X: X; RC RC RC: NG; SUB SUB SUB: DFO |  |  |  | N |  |  | 1H | [23 empty] | Y | N | Y
Vintage1967 | natural gas peaker | TRUE | 20214 | Waverly Municipal Elec Utility | 6554 | Waverly Municipal Electric North Plant | IA | Bremer | 8 | Natural Gas Internal Combustion Engine | IC |  | S | X | X |  |  | 3.7 | 0.8 | 3.7 | 3.7 | 1.5 | N |  |  | OP | X | 8 | 1967 |  |  | N | Electric Utility | 1 | X X X: X; RC RC RC: NG; SUB SUB SUB: DFO |  |  |  | N |  |  | 1H | [23 empty] | Y | N | Y
Vintage1967 | natural gas peaker | TRUE | 20214 | Waverly Municipal Elec Utility | 6554 | Waverly Municipal Electric North Plant | IA | Bremer | 9 | Natural Gas Internal Combustion Engine | IC |  | S | X | X |  |  | 3.7 | 0.8 | 3.7 | 3.7 | 1.5 | N |  |  | OP | X | 8 | 1967 |  |  | N | Electric Utility | 1 | X X X: X; RC RC RC: NG; SUB SUB SUB: DFO |  |  |  | N |  |  | 1H | [23 empty] | Y | N | Y
Vintage2021 | petroleum | TRUE | 12119 | McGrath Light & Power Co | 6555 | McGrath | AK | Yukon Koyukuk | 11 | Petroleum Liquids | IC |  | S | X | X |  |  | 0.4 | 0.8 | 0.4 | 0.4 | 0.1 | N |  |  | OP | X | 4 | 2021 |  |  | N | Electric Utility | 1 | X X X: X; RC RC RC: DFO |  |  |  | N | N | 0 | 10M | [23 empty] | N
Vintage2021 | petroleum | TRUE | 12119 | McGrath Light & Power Co | 6555 | McGrath | AK | Yukon Koyukuk | 12 | Petroleum Liquids | IC |  | S | X | X |  |  | 0.4 | 0.8 | 0.4 | 0.4 | 0.1 | N |  |  | OP | X | 4 | 2021 |  |  | N | Electric Utility | 1 | X X X: X; RC RC RC: DFO |  |  |  | N | N |  | 10M | [23 empty] | N
Vintage2021 | petroleum | TRUE | 12119 | McGrath Light & Power Co | 6555 | McGrath | AK | Yukon Koyukuk | 13 | Petroleum Liquids | IC |  | S | X | X |  |  | 0.4 | 0.8 | 0.4 | 0.4 | 0.1 | N |  |  | OP | X | 4 | 2021 |  |  | N | Electric Utility | 1 | X X X: X; RC RC RC: DFO |  |  |  | N | N | 0 | 10M | [23 empty] | N
Vintage2021 | petroleum | TRUE | 12119 | McGrath Light & Power Co | 6555 | McGrath | AK | Yukon Koyukuk | 14 | Petroleum Liquids | IC |  | S | X | X |  |  | 0.4 | 0.8 | 0.4 | 0.4 | 0.1 | N |  |  | OP | X | 4 | 2021 |  |  | N | Electric Utility | 1 | X X X: X; RC RC RC: DFO |  |  |  | N | N | 0 | 10M | [23 empty] | N
Vintage2016 | natural gas peaker | TRUE | 298 | City of Alexandria - (LA) | 6558 | D G Hunter | LA | Rapides | 10 | Natural Gas Internal Combustion Engine | IC |  | S | X | X |  |  | 9.3 | 0.8 | 8.6 | 8.6 | 3 | N |  |  | OP | X | 3 | 2016 |  |  | N | Electric Utility | 1 | [11 empty] | N | N |  | 10M | [23 empty] | N | N | N | bar: X X X to RC RC RC
Vintage2016 | natural gas peaker | TRUE | 298 | City of Alexandria - (LA) | 6558 | D G Hunter | LA | Rapides | 11 | Natural Gas Internal Combustion Engine | IC |  | S | X | X |  |  | 9.3 | 0.8 | 8.6 | 8.6 | 3 | N |  |  | OP | X | 3 | 2016 |  |  | N | Electric Utility | 1 | [11 empty] | N | N |  | 10M | [23 empty] | N | N | N | bar: X X X to RC RC RC
Vintage2016 | natural gas peaker | TRUE | 298 | City of Alexandria - (LA) | 6558 | D G Hunter | LA | Rapides | 5 | Natural Gas Internal Combustion Engine | IC |  | S | X | X |  |  | 9.3 | 0.8 | 8.6 | 8.6 | 3 | N |  |  | OP | X | 3 | 2016 |  |  | N | Electric Utility | 1 | [11 empty] | N | N |  | 10M | [23 empty] | N | N | N | bar: X X X to RC RC RC
Vintage2016 | natural gas peaker | TRUE | 298 | City of Alexandria - (LA) | 6558 | D G Hunter | LA | Rapides | 6 | Natural Gas Internal Combustion Engine | IC |  | S | X | X |  |  | 9.3 | 0.8 | 8.6 | 8.6 | 3 | N |  |  | OP | X | 3 | 2016 |  |  | N | Electric Utility | 1 | [11 empty] | N | N |  | 10M | [23 empty] | N | N | N | bar: X X X to RC RC RC
Vintage2016 | natural gas peaker | TRUE | 298 | City of Alexandria - (LA) | 6558 | D G Hunter | LA | Rapides | 7 | Natural Gas Internal Combustion Engine | IC |  | S | X | X |  |  | 9.3 | 0.8 | 8.6 | 8.6 | 3 | N |  |  | OP | X | 3 | 2016 |  |  | N | Electric Utility | 1 | [11 empty] | N | N |  | 10M | [23 empty] | N | N | N | bar: X X X to RC RC RC
Vintage2016 | natural gas peaker | TRUE | 298 | City of Alexandria - (LA) | 6558 | D G Hunter | LA | Rapides | 8 | Natural Gas Internal Combustion Engine | IC |  | S | X | X |  |  | 9.3 | 0.8 | 8.6 | 8.6 | 3 | N |  |  | OP | X | 3 | 2016 |  |  | N | Electric Utility | 1 | [11 empty] | N | N |  | 10M | [23 empty] | N | N | N | bar: X X X to RC RC RC
Vintage2016 | natural gas peaker | TRUE | 298 | City of Alexandria - (LA) | 6558 | D G Hunter | LA | Rapides | 9 | Natural Gas Internal Combustion Engine | IC |  | S | X | X |  |  | 9.3 | 0.8 | 8.6 | 8.6 | 3 | N |  |  | OP | X | 3 | 2016 |  |  | N | Electric Utility | 1 | [11 empty] | N | N |  | 10M | [23 empty] | N | N | N | bar: X X X to RC RC RC
Vintage2017 | natural gas combined cycle | TRUE | 3522 | Chugach Electric Assn Inc | 6559 | George M Sullivan Generation Plant 2 | AK | Anchorage | 10 | Natural Gas Fired Combined Cycle | CT | CC2 | S | X | N |  |  | 60.4 | 0.85 | 50 | 50 | 5 | N |  |  | OP | X | 2 | 2017 |  |  | N | Electric Utility | 1 | [11 empty] | N | N |  | 1H | [23 empty] | N | N | bar: X X X to RC RC RC
Vintage2017 | natural gas combined cycle | TRUE | 3522 | Chugach Electric Assn Inc | 6559 | George M Sullivan Generation Plant 2 | AK | Anchorage | 11 | Natural Gas Fired Combined Cycle | CA | CC2 | S | N | X |  |  | 30.9 | 0.85 | 29 | 29 | 3 | N |  |  | OP | X | 2 | 2017 |  |  | N | Electric Utility | 1 | [11 empty] | N | N |  | 1H | [23 empty] | N | N | bar: X X X to RC RC RC
Vintage1979 | natural gas peaker | TRUE | 3522 | Chugach Electric Assn Inc | 6559 | George M Sullivan Generation Plant 2 | AK | Anchorage | 7 | Natural Gas Fired Combustion Turbine | GT |  | S | X | X |  |  | 102.6 | 0.9 | 102.6 | 81.8 | 8 | N |  |  | OP | X | 6 | 1979 |  |  | N | Electric Utility | 1 | X X X: X; RC RC RC: NG; SUB SUB SUB: DFO |  |  |  | N | N |  | 1H | [23 empty] | Y | Y | Y
Vintage2017 | natural gas combined cycle | TRUE | 3522 | Chugach Electric Assn Inc | 6559 | George M Sullivan Generation Plant 2 | AK | Anchorage | 9 | Natural Gas Fired Combined Cycle | CT | CC2 | S | X | N |  |  | 60.4 | 0.85 | 50 | 50 | 5 | N |  |  | OP | X | 2 | 2017 |  |  | N | Electric Utility | 1 | [11 empty] | N | N |  | 1H | [23 empty] | N | N | bar: X X X to RC RC RC
Vintage1984 | natural gas peaker | TRUE | 3522 | Chugach Electric Assn Inc | 6559 | George M Sullivan Generation Plant 2 | AK | Anchorage | GT8 | Natural Gas Fired Combustion Turbine | GT |  | S | X | X |  |  | 92.6 | 0.85 | 77.7 | 86.5 | 5 | N |  |  | SB | Y | 12 | 1984 |  |  | N | Electric Utility | 1 | [11 empty] | N | N |  | 1H | [23 empty] | N | N | bar: X X X to RC RC RC
Vintage1935 | hydro | TRUE | 733 | Appalachian Power Co | 6560 | London | WV | Kanawha | 1 | Conventional Hydroelectric | HY |  | S | X | X |  |  | 4.8 | 0.8 | 4.8 | 4.8 | 1 | N |  |  | OP | X | 12 | 1935 |  |  | N | Electric Utility | 1 | X X X: X; RC RC RC: WAT | [5 empty] | 0 | 12H
Vintage1935 | hydro | TRUE | 733 | Appalachian Power Co | 6560 | London | WV | Kanawha | 2 | Conventional Hydroelectric | HY |  | S | X | X |  |  | 4.8 | 0.8 | 4.8 | 4.8 | 1 | N |  |  | OP | X | 12 | 1935 |  |  | N | Electric Utility | 1 | X X X: X; RC RC RC: WAT | [5 empty] | 0 | 12H
Vintage1935 | hydro | TRUE | 733 | Appalachian Power Co | 6560 | London | WV | Kanawha | 3 | Conventional Hydroelectric | HY |  | S | X | X |  |  | 4.8 | 0.8 | 4.8 | 4.8 | 1 | N |  |  | OP | X | 12 | 1935 |  |  | N | Electric Utility | 1 | X X X: X; RC RC RC: WAT | [5 empty] | 0 | 12H
Vintage1935 | hydro | TRUE | 733 | Appalachian Power Co | 6561 | Marmet | WV | Kanawha | 1 | Conventional Hydroelectric | HY |  | S | X | X |  |  | 4.8 | 0.8 | 4.8 | 4.8 | 1 | N |  |  | OP | X | 12 | 1935 |  |  | N | Electric Utility | 1 | X X X: X; RC RC RC: WAT | [5 empty] | 0 | 12H
Vintage1935 | hydro | TRUE | 733 | Appalachian Power Co | 6561 | Marmet | WV | Kanawha | 2 | Conventional Hydroelectric | HY |  | S | X | X |  |  | 4.8 | 0.8 | 4.8 | 4.8 | 1 | N |  |  | OP | X | 12 | 1935 |  |  | N | Electric Utility | 1 | X X X: X; RC RC RC: WAT | [5 empty] | 0 | 12H
Vintage1935 | hydro | TRUE | 733 | Appalachian Power Co | 6561 | Marmet | WV | Kanawha | 3 | Conventional Hydroelectric | HY |  | S | X | X |  |  | 4.8 | 0.8 | 4.8 | 4.8 | 1 | N |  |  | OP | X | 12 | 1935 |  |  | N | Electric Utility | 1 | X X X: X; RC RC RC: WAT | [5 empty] | 0 | 12H
Vintage1938 | hydro | TRUE | 733 | Appalachian Power Co | 6562 | Winfield | WV | Putnam | 1 | Conventional Hydroelectric | HY |  | S | X | X |  |  | 14.7 | 0.8 | 8.9 | 14.5 | 1 | N |  |  | OP | X | 1 | 1938 |  |  | N | Electric Utility | 1 | X X X: X; RC RC RC: WAT | [5 empty] | 0 | 12H
Vintage1938 | hydro | TRUE | 733 | Appalachian Power Co | 6562 | Winfield | WV | Putnam | 2 | Conventional Hydroelectric | HY |  | S | X | X |  |  | 4.9 | 0.8 | 4.9 | 4.9 | 1 | N |  |  | OP | X | 1 | 1938 |  |  | N | Electric Utility | 1 | X X X: X; RC RC RC: WAT | [5 empty] | 0 | 12H
Vintage1938 | hydro | TRUE | 733 | Appalachian Power Co | 6562 | Winfield | WV | Putnam | 3 | Conventional Hydroelectric | HY |  | S | X | X |  |  | 4.9 | 0.8 | 4.9 | 4.9 | 1 | N |  |  | OP | X | 1 | 1938 |  |  | N | Electric Utility | 1 | X X X: X; RC RC RC: WAT | [5 empty] | 0 | 12H
Vintage1976 | petroleum | TRUE | 924 | Associated Electric Coop, Inc | 6563 | Unionville | MO | Putnam | 1 | Petroleum Liquids | GT |  | S | X | X |  |  | 26.6 | 0.9 | 22 | 22 | 22 | N |  |  | OS | X | 6 | 1976 |  |  | N | Electric Utility | 1 | X X X: X; RC RC RC: DFO |  |  |  | N | N |  | 1H | [23 empty] | N | N | N
Vintage1976 | petroleum | TRUE | 924 | Associated Electric Coop, Inc | 6563 | Unionville | MO | Putnam | 2 | Petroleum Liquids | GT |  | S | X | X |  |  | 26.6 | 0.9 | 22 | 22 | 22 | N |  |  | OS | X | 6 | 1976 |  |  | N | Electric Utility | 1 | X X X: X; RC RC RC: DFO |  |  |  | N | N |  | 1H | [23 empty] | N | N | N
Vintage1961 | petroleum | TRUE | 1615 | Town of Berlin - (MD) | 6565 | Berlin | MD | Worcester | 1A | Petroleum Liquids | IC |  | S | X | X |  |  | 1.1 | 0.8 | 1.1 | 1.1 | 0.8 | N |  |  | OP | X | 6 | 1961 |  |  | N | Electric Utility | 1 | X X X: X; RC RC RC: DFO |  |  |  | N | N |  | 10M | [23 empty] | N | N | N
Vintage1989 | petroleum | TRUE | 1615 | Town of Berlin - (MD) | 6565 | Berlin | MD | Worcester | 5A | Petroleum Liquids | IC |  | S | X | X |  |  | 2.5 | 0.8 | 2.5 | 2.5 | 1.2 | N |  |  | OP | X | 12 | 1989 |  |  | N | Electric Utility | 1 | X X X: X; RC RC RC: DFO |  |  |  | N | N |  | 1H | [23 empty] | N | N | N
Vintage2020 | natural gas peaker | TRUE | 1615 | Town of Berlin - (MD) | 6565 | Berlin | MD | Worcester | 8A | Natural Gas Internal Combustion Engine | IC |  | S | X | X |  |  | 2 | 1 | 2 | 2 | 1 | N |  |  | OP | X | 9 | 2020 |  |  | N | Electric Utility | 1 | [11 empty] | N | N |  | 10M | [23 empty] | N | bar: X X X to RC RC RC
Vintage1976 | petroleum | TRUE | 221 | Alaska Village Elec Coop, Inc | 6566 | Bethel | AK | Bethel | 1 | Petroleum Liquids | IC |  | S | X | X |  |  | 2.1 | 0.85 | 2.1 | 2.1 | 1.4 | N |  |  | OP | X | 11 | 1976 |  |  | N | Electric Utility | 1 | X X X: X; RC RC RC: DFO |  |  |  | N | N |  | 10M | [23 empty] | N
Vintage1976 | petroleum | TRUE | 221 | Alaska Village Elec Coop, Inc | 6566 | Bethel | AK | Bethel | 2 | Petroleum Liquids | IC |  | S | X | X |  |  | 2.1 | 0.85 | 2.1 | 2.1 | 1.4 | N |  |  | OP | X | 11 | 1976 |  |  | N | Electric Utility | 1 | X X X: X; RC RC RC: DFO |  |  |  | N | N |  | 10M | [23 empty] | N
Vintage1976 | petroleum | TRUE | 221 | Alaska Village Elec Coop, Inc | 6566 | Bethel | AK | Bethel | 3 | Petroleum Liquids | IC |  | S | X | X |  |  | 2.1 | 0.85 | 2.1 | 2.1 | 1.4 | N |  |  | OP | X | 11 | 1976 |  |  | N | Electric Utility | 1 | X X X: X; RC RC RC: DFO |  |  |  | N | N |  | 10M | [23 empty] | N
Vintage1976 | petroleum | TRUE | 221 | Alaska Village Elec Coop, Inc | 6566 | Bethel | AK | Bethel | 4 | Petroleum Liquids | IC |  | S | X | X |  |  | 2.1 | 0.85 | 2.1 | 2.1 | 1.4 | N |  |  | OP | X | 11 | 1976 |  |  | N | Electric Utility | 1 | X X X: X; RC RC RC: DFO |  |  |  | N | N |  | 10M | [23 empty] | N
Vintage1989 | petroleum | TRUE | 221 | Alaska Village Elec Coop, Inc | 6566 | Bethel | AK | Bethel | 6 | Petroleum Liquids | IC |  | S | X | X |  |  | 2.1 | 0.85 | 2.1 | 2.1 | 1.4 | N |  |  | OP | X | 4 | 1989 |  |  | N | Electric Utility | 1 | X X X: X; RC RC RC: DFO |  |  |  | N | N |  | 10M | [23 empty] | N
Vintage1992 | petroleum | TRUE | 221 | Alaska Village Elec Coop, Inc | 6566 | Bethel | AK | Bethel | 7 | Petroleum Liquids | IC |  | S | X | X |  |  | 2.1 | 0.85 | 2.1 | 2.1 | 1.4 | N |  |  | OP | X | 12 | 1992 |  |  | N | Electric Utility | 1 | X X X: X; RC RC RC: DFO |  |  |  | N | N |  | 10M | [23 empty] | N
Vintage2001 | petroleum | TRUE | 1857 | Block Island Utility District | 6567 | Block Island | RI | Washington | 23 | Petroleum Liquids | IC |  | S | X | X |  |  | 1.2 | 0.8 | 1.2 | 1.2 | 1.2 | N |  |  | SB | Y | 7 | 2001 |  |  | N | Electric Utility | 1 | X X X: X; RC RC RC: DFO |  |  |  | N | N |  | 10M | [23 empty] | N | N
Vintage2002 | petroleum | TRUE | 1857 | Block Island Utility District | 6567 | Block Island | RI | Washington | 24 | Petroleum Liquids | IC |  | S | X | X |  |  | 1.6 | 0.8 | 1.6 | 1.6 | 1.6 | N |  |  | SB | Y | 4 | 2002 |  |  | N | Electric Utility | 1 | X X X: X; RC RC RC: DFO |  |  |  | N | N |  | 10M | [23 empty] | N | N
Vintage2006 | petroleum | TRUE | 1857 | Block Island Utility District | 6567 | Block Island | RI | Washington | 25 | Petroleum Liquids | IC |  | S | X | X |  |  | 1.8 | 0.8 | 1.8 | 1.8 | 1.8 | N |  |  | SB | Y | 3 | 2006 |  |  | N | Electric Utility | 1 | X X X: X; RC RC RC: DFO |  |  |  | N | N |  | 10M | [23 empty] | N
Vintage2018 | petroleum | TRUE | 1857 | Block Island Utility District | 6567 | Block Island | RI | Washington | 27 | Petroleum Liquids | IC |  | S | X | X |  |  | 2.5 | 0.8 | 2.5 | 2.5 | 0.3 | N |  |  | SB | Y | 6 | 2018 |  |  | N | Electric Utility | 1 | X X X: X; RC RC RC: DFO |  |  |  | N | N |  | 10M | [23 empty] | N | N
Vintage2017 | petroleum | TRUE | 9776 | City of Johnson - (KS) | 6579 | Johnson | KS | Stanton | CAT8 | Petroleum Liquids | IC |  | S | X | X |  |  | 3 | 0.8 | 3 | 3 | 0.5 | N |  |  | OP | X | 8 | 2017 |  |  | N | Electric Utility | 1 | X X X: X; RC RC RC: DFO |  |  |  | N |  |  | 10M | [23 empty] | N | N | N
Vintage2017 | petroleum | TRUE | 9776 | City of Johnson - (KS) | 6579 | Johnson | KS | Stanton | CAT9 | Petroleum Liquids | IC |  | S | X | X |  |  | 3 | 0.8 | 3 | 3 | 0.5 | N |  |  | OP | X | 8 | 2017 |  |  | N | Electric Utility | 1 | X X X: X; RC RC RC: DFO |  |  |  | N |  |  | 10M | [23 empty] | N | N | N
Vintage1947 | hydro | TRUE | 10210 | Ketchikan Public Utilities | 6580 | Beaver Falls | AK | Ketchikan Gateway | 1 | Conventional Hydroelectric | HY |  | S | X | X |  |  | 1 | 0.8 | 1 | 1 | 0.3 | N |  |  | OP | X | 1 | 1947 |  |  | N | Electric Utility | 1 | X X X: X; RC RC RC: WAT |  |  |  | N |  |  | 1H
Vintage1954 | hydro | TRUE | 10210 | Ketchikan Public Utilities | 6580 | Beaver Falls | AK | Ketchikan Gateway | 3 | Conventional Hydroelectric | HY |  | S | X | X |  |  | 2.2 | 0.88 | 2.2 | 1.8 | 0.3 | N |  |  | OP | X | 1 | 1954 |  |  | N | Electric Utility | 1 | X X X: X; RC RC RC: WAT |  |  |  | N |  |  | 1H
Vintage1954 | hydro | TRUE | 10210 | Ketchikan Public Utilities | 6580 | Beaver Falls | AK | Ketchikan Gateway | 4 | Conventional Hydroelectric | HY |  | S | X | X |  |  | 2.2 | 0.88 | 2.2 | 1.8 | 0.3 | N |  |  | OP | X | 1 | 1954 |  |  | N | Electric Utility | 1 | X X X: X; RC RC RC: WAT |  |  |  | N |  |  | 1H
Vintage1968 | hydro | TRUE | 10210 | Ketchikan Public Utilities | 6581 | Silvis | AK | Ketchikan Gateway | 1 | Conventional Hydroelectric | HY |  | S | X | X |  |  | 2.1 | 0.84 | 2.1 | 2.1 | 0.1 | N |  |  | OP | X | 1 | 1968 |  |  | N | Electric Utility | 1 | X X X: X; RC RC RC: WAT |  |  |  | N |  |  | 1H
Vintage2012 | petroleum | TRUE | 50079 | Utility Board of Key West City | 6584 | Stock Island | FL | Monroe | EP2 | Petroleum Liquids | IC |  | W | X | X |  |  | 2.5 | 0.8 | 2.5 | 2.5 | 1 | N |  |  | OP | X | 6 | 2012 |  |  | N | Electric Utility | 1 | X X X: X; RC RC RC: DFO |  |  |  | N | N |  | 10M | [23 empty] | N | N | N
Vintage1978 | petroleum | TRUE | 50079 | Utility Board of Key West City | 6584 | Stock Island | FL | Monroe | GT1 | Petroleum Liquids | GT |  | W | X | X |  |  | 23.4 | 0.9 | 19 | 19 | 5 | N |  |  | OP | X | 11 | 1978 |  |  | N | Electric Utility | 1 | X X X: X; RC RC RC: DFO |  |  |  | N | N |  | 1H | [23 empty] | N | N | N
Vintage1999 | petroleum | TRUE | 50079 | Utility Board of Key West City | 6584 | Stock Island | FL | Monroe | GT2 | Petroleum Liquids | GT |  | W | X | X |  |  | 19.7 | 0.9 | 17 | 17 | 5 | N |  |  | OP | X | 9 | 1999 |  |  | N | Electric Utility | 1 | X X X: X; RC RC RC: DFO |  |  |  | N | N |  | 1H | [23 empty] | N | N | N
Vintage1999 | petroleum | TRUE | 50079 | Utility Board of Key West City | 6584 | Stock Island | FL | Monroe | GT3 | Petroleum Liquids | GT |  | W | X | X |  |  | 19.7 | 0.85 | 17 | 17 | 5 | N |  |  | OP | X | 9 | 1999 |  |  | N | Electric Utility | 1 | X X X: X; RC RC RC: DFO |  |  |  | N | N |  | 1H | [23 empty] | N | N | N
Vintage2006 | petroleum | TRUE | 50079 | Utility Board of Key West City | 6584 | Stock Island | FL | Monroe | GT4 | Petroleum Liquids | GT |  | W | X | X |  |  | 42 | 0.85 | 44 | 44 | 10 | N |  |  | OP | X | 6 | 2006 |  |  | N | Electric Utility | 1 | X X X: X; RC RC RC: DFO |  |  |  | N | N |  | 1H | [23 empty] | N | N | N
Vintage1991 | petroleum | TRUE | 50079 | Utility Board of Key West City | 6584 | Stock Island | FL | Monroe | MSD1 | Petroleum Liquids | IC |  | W | X | X |  |  | 9.6 | 0.8 | 7.5 | 7.5 | 4 | N |  |  | OP | X | 6 | 1991 |  |  | N | Electric Utility | 1 | X X X: X; RC RC RC: DFO |  |  |  | N | N |  | 10M | [23 empty] | N | N | N
Vintage1991 | petroleum | TRUE | 50079 | Utility Board of Key West City | 6584 | Stock Island | FL | Monroe | MSD2 | Petroleum Liquids | IC |  | W | X | X |  |  | 9.6 | 0.8 | 7.5 | 7.5 | 4 | N |  |  | OP | X | 6 | 1991 |  |  | N | Electric Utility | 1 | X X X: X; RC RC RC: DFO |  |  |  | N | N |  | 10M | [23 empty] | N | N | N
Vintage1975 | petroleum | TRUE | 11624 | Town of Marblehead - (MA) | 6586 | Wilkins Station | MA | Essex | 1 | Petroleum Liquids | IC |  | S | X | X | UN.RAILYARD23 MARB | UN.RAILYARD23 MARB | 2.7 | 0.8 | 2.5 | 2.5 | 2.5 | N |  |  | OP | X | 11 | 1975 |  |  | N | Electric Utility | 1 | X X X: X; RC RC RC: DFO |  |  |  | N | N |  | 1H | [23 empty] | N | N
Vintage1975 | petroleum | TRUE | 11624 | Town of Marblehead - (MA) | 6586 | Wilkins Station | MA | Essex | 2 | Petroleum Liquids | IC |  | S | X | X | UN.RAILYARD23 MARB | UN.RAILYARD23 MARB | 2.7 | 0.8 | 2.5 | 2.5 | 2.5 | N |  |  | OP | X | 11 | 1975 |  |  | N | Electric Utility | 1 | X X X: X; RC RC RC: DFO |  |  |  | N | N |  | 1H | [23 empty] | N | N
Vintage1969 | hydro | TRUE | 55937 | Entergy Texas Inc. | 6595 | Toledo Bend | TX | Newton | 1 | Conventional Hydroelectric | HY |  | J | X | X | EES.TOL_BEND1 |  | 40.5 | 0.95 | 40 | 40 | 32 | N |  |  | OP | X | 2 | 1969 |  |  | N | Electric Utility | 1 | X X X: X; RC RC RC: WAT |  |  |  | N |  |  | 10M | [23 empty] | N
Vintage1969 | hydro | TRUE | 55937 | Entergy Texas Inc. | 6595 | Toledo Bend | TX | Newton | 2 | Conventional Hydroelectric | HY |  | J | X | X | EES.TOL_BEND2 |  | 40.5 | 0.95 | 40 | 40 | 32 | N |  |  | OP | X | 2 | 1969 |  |  | N | Electric Utility | 1 | X X X: X; RC RC RC: WAT |  |  |  | N |  |  | 10M | [23 empty] | N
Vintage1963 | hydro | TRUE | 16534 | Sacramento Municipal Util Dist | 6612 | Union Valley | CA | El Dorado | 1 | Conventional Hydroelectric | HY |  | S | X | X |  |  | 38.6 | 0.95 | 38.6 | 38.6 | 1 | N |  |  | OP | X | 10 | 1963 |  |  | N | Electric Utility | 1 | X X X: X; RC RC RC: WAT |  |  |  | N | N |  | 10M | [23 empty] | N
Vintage1930 | hydro | TRUE | 18371 | Village of Swanton - (VT) | 6618 | Highgate Falls | VT | Franklin | 1 | Conventional Hydroelectric | HY |  | S | X | X |  |  | 1.1 | 0.8 | 1 | 1 | 0.1 | N |  |  | OP | X | 8 | 1930 |  |  | N | Electric Utility | 1 | X X X: X; RC RC RC: WAT |  |  |  | N | N |  | 10M | [23 empty] | N
Vintage1923 | hydro | TRUE | 18371 | Village of Swanton - (VT) | 6618 | Highgate Falls | VT | Franklin | 2 | Conventional Hydroelectric | HY |  | S | X | X |  |  | 1 | 0.8 | 1 | 1 | 0.1 | N |  |  | OP | X | 8 | 1923 |  |  | N | Electric Utility | 1 | X X X: X; RC RC RC: WAT |  |  |  | N | N |  | 10M | [23 empty] | N
Vintage1954 | hydro | TRUE | 18371 | Village of Swanton - (VT) | 6618 | Highgate Falls | VT | Franklin | 3 | Conventional Hydroelectric | HY |  | S | X | X |  |  | 3.2 | 0.8 | 2.9 | 2.9 | 0.1 | N |  |  | OP | X | 8 | 1954 |  |  | N | Electric Utility | 1 | X X X: X; RC RC RC: WAT |  |  |  | N | N |  | 10M | [23 empty] | N
Vintage1990 | hydro | TRUE | 18371 | Village of Swanton - (VT) | 6618 | Highgate Falls | VT | Franklin | 4 | Conventional Hydroelectric | HY |  | S | X | X |  |  | 5.8 | 1 | 4.8 | 4.8 | 0.1 | N |  |  | OP | X | 5 | 1990 |  |  | N | Electric Utility | 1 | X X X: X; RC RC RC: WAT |  |  |  | N | N |  | 10M
Vintage2012 | hydro | TRUE | 18371 | Village of Swanton - (VT) | 6618 | Highgate Falls | VT | Franklin | 5 | Conventional Hydroelectric | HY |  | S | X | X |  |  | 0.5 | 1 | 0.1 | 0.1 | 0.1 | N |  |  | OP | X | 5 | 2012 |  |  | N | Electric Utility | 1 | X X X: X; RC RC RC: WAT | [6 empty] | 10M
Vintage1977 | petroleum | TRUE | 30151 | Tri-State G & T Assn, Inc | 6619 | Burlington (CO) | CO | Kit Carson | 1 | Petroleum Liquids | GT |  | S | X | X |  |  | 64.7 | 0.9 | 50 | 60 | 25 | N |  |  | SB | Y | 6 | 1977 |  |  | N | Electric Utility | 1 | X X X: X; RC RC RC: DFO |  |  |  | N | N |  | 10M | [23 empty] | N | N | N
Vintage1977 | petroleum | TRUE | 30151 | Tri-State G & T Assn, Inc | 6619 | Burlington (CO) | CO | Kit Carson | 2 | Petroleum Liquids | GT |  | S | X | X |  |  | 64.7 | 0.9 | 50 | 60 | 25 | N |  |  | SB | Y | 7 | 1977 |  |  | N | Electric Utility | 1 | X X X: X; RC RC RC: DFO |  |  |  | N | N |  | 10M | [23 empty] | N | N | N
Vintage1943 | hydro | TRUE | 19635 | USACE-Omaha | 6623 | Fort Peck | MT | McCone | 1 | Conventional Hydroelectric | HY |  | S | X | X |  |  | 41.2 | 0.9 | 50 | 50 | 0 | N |  |  | OP | X | 7 | 1943 |  |  | N | Electric Utility | 1 | X X X: X; RC RC RC: WAT |  |  |  | N | N |  | 10M
Vintage1948 | hydro | TRUE | 19635 | USACE-Omaha | 6623 | Fort Peck | MT | McCone | 2 | Conventional Hydroelectric | HY |  | S | X | X |  |  | 17.3 | 0.9 | 20 | 20 | 0 | N |  |  | OS | X | 2 | 1948 |  |  | N | Electric Utility | 1 | X X X: X; RC RC RC: WAT |  |  |  | N | N |  | 10M
Vintage1951 | hydro | TRUE | 19635 | USACE-Omaha | 6623 | Fort Peck | MT | McCone | 3 | Conventional Hydroelectric | HY |  | S | X | X |  |  | 41.2 | 0.9 | 50 | 50 | 0 | N |  |  | OP | X | 12 | 1951 |  |  | N | Electric Utility | 1 | X X X: X; RC RC RC: WAT |  |  |  | N | N |  | 10M
Vintage1961 | hydro | TRUE | 19635 | USACE-Omaha | 6623 | Fort Peck | MT | McCone | 4 | Conventional Hydroelectric | HY |  | S | X | X |  |  | 40 | 0.95 | 49 | 49 | 0 | N |  |  | OP | X | 6 | 1961 |  |  | N | Electric Utility | 1 | X X X: X; RC RC RC: WAT |  |  |  | N | N |  | 10M
Vintage1961 | hydro | TRUE | 19635 | USACE-Omaha | 6623 | Fort Peck | MT | McCone | 5 | Conventional Hydroelectric | HY |  | S | X | X |  |  | 40 | 0.95 | 49 | 49 | 0 | N |  |  | OP | X | 6 | 1961 |  |  | N | Electric Utility | 1 | X X X: X; RC RC RC: WAT |  |  |  | N | N |  | 10M
Vintage1956 | hydro | TRUE | 19635 | USACE-Omaha | 6624 | Gavins Point | NE | Cedar | 1 | Conventional Hydroelectric | HY |  | S | X | X |  |  | 44.1 | 0.95 | 34 | 34 | 0 | N |  |  | OP | X | 9 | 1956 |  |  | N | Electric Utility | 1 | X X X: X; RC RC RC: WAT |  |  |  |  | N |  | 10M | [23 empty] | N
Vintage1956 | hydro | TRUE | 19635 | USACE-Omaha | 6624 | Gavins Point | NE | Cedar | 2 | Conventional Hydroelectric | HY |  | S | X | X |  |  | 44.1 | 0.95 | 34 | 34 | 0 | N |  |  | OP | X | 10 | 1956 |  |  | N | Electric Utility | 1 | X X X: X; RC RC RC: WAT |  |  |  |  | N |  | 10M | [23 empty] | N
Vintage1957 | hydro | TRUE | 19635 | USACE-Omaha | 6624 | Gavins Point | NE | Cedar | 3 | Conventional Hydroelectric | HY |  | S | X | X |  |  | 44.1 | 0.95 | 34 | 34 | 0 | N |  |  | OP | X | 1 | 1957 |  |  | N | Electric Utility | 1 | X X X: X; RC RC RC: WAT |  |  |  |  | N |  | 10M | [23 empty] | N
Vintage2007 | natural gas peaker | TRUE | 4180 | Connecticut Mun Elec Engy Coop | 6635 | A L Pierce | CT | New Haven | 4 | Natural Gas Fired Combustion Turbine | GT |  | S | X | X |  |  | 84 | 0.95 | 74.1 | 94.6 | 40 | N |  |  | OP | X | 10 | 2007 |  |  | N | Electric Utility | 1 | X X X: X; RC RC RC: NG; SUB SUB SUB: DFO; WC WC WC: LFG |  |  |  | N | N |  | 1H | [23 empty] | Y | N | Y
Vintage1926 | hydro | TRUE | 57280 | Eagle Creek Renewable Energy, LLC | 6636 | Lake Lynn Hydro Station | PA | Fayette | 1 | Conventional Hydroelectric | HY |  | W | X | X | LAKELYNN11KV GEN1-4 | LAKELYNN11KV GEN1-4 | 12.8 | 0.9 | 13 | 13 | 3 | N |  |  | OP | X | 9 | 1926 |  |  | N | IPP Non-CHP | 2 | X X X: X; RC RC RC: WAT |  |  |  | N | N | 0 | 10M
Vintage1929 | hydro | TRUE | 57280 | Eagle Creek Renewable Energy, LLC | 6636 | Lake Lynn Hydro Station | PA | Fayette | 2 | Conventional Hydroelectric | HY |  | W | X | X |  |  | 12.8 | 0.9 | 13 | 13 | 3 | N |  |  | OP | X | 7 | 1929 |  |  | N | IPP Non-CHP | 2 | X X X: X; RC RC RC: WAT |  |  |  | N | N | 0 | 10M
Vintage1926 | hydro | TRUE | 57280 | Eagle Creek Renewable Energy, LLC | 6636 | Lake Lynn Hydro Station | PA | Fayette | 3 | Conventional Hydroelectric | HY |  | W | X | X | LAKELYNN11KV GEN1-4 | LAKELYNN11KV GEN1-4 | 12.8 | 0.9 | 13 | 13 | 3 | N |  |  | OP | X | 6 | 1926 |  |  | N | IPP Non-CHP | 2 | X X X: X; RC RC RC: WAT |  |  |  | N | N | 0 | 10M
Vintage1926 | hydro | TRUE | 57280 | Eagle Creek Renewable Energy, LLC | 6636 | Lake Lynn Hydro Station | PA | Fayette | 4 | Conventional Hydroelectric | HY |  | W | X | X | LAKELYNN11KV GEN1-4 | LAKELYNN11KV GEN1-4 | 12.8 | 0.9 | 13 | 13 | 3 | N |  |  | OP | X | 5 | 1926 |  |  | N | IPP Non-CHP | 2 | X X X: X; RC RC RC: WAT |  |  |  | N | N | 0 | 10M
Vintage1999 | petroleum | TRUE | 221 | Alaska Village Elec Coop, Inc | 6637 | Yakutat | AK | Yakutat | 2B | Petroleum Liquids | IC |  | S | X | X |  |  | 0.8 | 0.8 | 0.8 | 0.8 | 0 | N |  |  | OP | X | 6 | 1999 |  |  | N | Electric Utility | 1 | X X X: X; RC RC RC: DFO |  |  |  | N | N |  | 10M | [23 empty] | N | N
Vintage1999 | petroleum | TRUE | 221 | Alaska Village Elec Coop, Inc | 6637 | Yakutat | AK | Yakutat | 3A | Petroleum Liquids | IC |  | S | X | X |  |  | 0.6 | 0.8 | 0.6 | 0.6 | 0 | N |  |  | OP | X | 6 | 1999 |  |  | N | Electric Utility | 1 | X X X: X; RC RC RC: DFO |  |  |  | N | N |  | 10M | [23 empty] | N
Vintage2007 | petroleum | TRUE | 221 | Alaska Village Elec Coop, Inc | 6637 | Yakutat | AK | Yakutat | 6 | Petroleum Liquids | IC |  | S | X | X |  |  | 1.2 | 0.8 | 1.2 | 1.2 | 0 | N |  |  | OP | X | 9 | 2007 |  |  | N | Electric Utility | 1 | X X X: X; RC RC RC: DFO |  |  |  | N | N |  | 10M | [23 empty] | N
Vintage2012 | petroleum | TRUE | 221 | Alaska Village Elec Coop, Inc | 6637 | Yakutat | AK | Yakutat | 7 | Petroleum Liquids | IC |  | S | X | X |  |  | 1.2 | 0.8 | 1.2 | 1.2 | 0 | N |  |  | OP | X | 7 | 2012 |  |  | N | Electric Utility | 1 | X X X: X; RC RC RC: DFO |  |  |  | N | N |  | 10M | [23 empty] | N
Vintage1979 | hard coal | TRUE | 1692 | Big Rivers Electric Corp | 6639 | R D Green | KY | Webster | 1 | Conventional Steam Coal | ST |  | S | X | X | BREC.GREEN1 | BREC.GREEN1 | 293 | 0.9 | 231 | 231 | 105 | N |  |  | OP | X | 12 | 1979 |  |  | N | Electric Utility | 1 | X | BIT | DFO | PC |  |  |  | DFO |  |  |  | N | N |  | OVER |  | Y |  |  | Y | [15 empty] | Y | 5 | 2022 | Y | Y | N
Vintage1981 | hard coal | TRUE | 1692 | Big Rivers Electric Corp | 6639 | R D Green | KY | Webster | 2 | Conventional Steam Coal | ST |  | S | X | X | BREC.GREEN2 | BREC.GREEN2 | 293 | 0.9 | 223 | 223 | 110 | N |  |  | OP | X | 1 | 1981 |  |  | N | Electric Utility | 1 | X | BIT | DFO | PC |  |  |  | DFO |  |  |  | N | N |  | OVER |  | Y |  |  | Y | [15 empty] | Y | 5 | 2022 | Y | Y | N
Vintage1983 | hard coal | TRUE | 814 | Entergy Arkansas LLC | 6641 | Independence Steam Electric Station | AR | Independence | 1 | Conventional Steam Coal | ST |  | J | X | X | EAI.INDEPEND1 | EAI.INDEPEND1 | 900 | 0.9 | 821.7 | 821.7 | 220 | N |  |  | OP | X | 1 | 1983 |  |  | N | Electric Utility | 1 | X X X: X; RC RC RC: SUB; DFO DFO DFO: DFO |  |  |  | N |  |  | OVER |  | Y |  |  | Y | [18 empty] | N
Vintage1984 | hard coal | TRUE | 814 | Entergy Arkansas LLC | 6641 | Independence Steam Electric Station | AR | Independence | 2 | Conventional Steam Coal | ST |  | J | X | X | EAI.INDEPEND2 | EAI.INDEPEND2 | 900 | 0.9 | 842 | 842 | 220 | N |  |  | OP | X | 12 | 1984 |  |  | N | Electric Utility | 1 | X X X: X; RC RC RC: SUB; DFO DFO DFO: DFO |  |  |  | N |  |  | OVER |  | Y |  |  | Y | [18 empty] | N
Vintage1980 | hydro | TRUE | 12397 | Metropolitan Water District of S CA | 6644 | Lake Mathews | CA | Riverside | 1 | Conventional Hydroelectric | HY |  | S | X | X |  |  | 4.9 | 0.85 | 4.9 | 4.9 | 2 | N |  |  | OP | X | 8 | 1980 |  |  | N | Electric Utility | 1 | X X X: X; RC RC RC: WAT | [6 empty] | 12H
Vintage1981 | hydro | TRUE | 12397 | Metropolitan Water District of S CA | 6645 | Foothill Feeder | CA | Los Angeles | 1 | Conventional Hydroelectric | HY | A184 | S | X | X |  |  | 4.5 | 0.84 | 7.1 | 6.7 | 2 | N |  |  | OP | X | 4 | 1981 |  |  | N | Electric Utility | 1 | X X X: X; RC RC RC: WAT | [6 empty] | 12H
Vintage1981 | hydro | TRUE | 12397 | Metropolitan Water District of S CA | 6645 | Foothill Feeder | CA | Los Angeles | 2 | Conventional Hydroelectric | HY | A184 | S | X | X |  |  | 4.5 | 0.84 |  |  | 2 | N |  |  | OP | X | 4 | 1981 |  |  | N | Electric Utility | 1 | X X X: X; RC RC RC: WAT | [6 empty] | 12H
Vintage1981 | hydro | TRUE | 12397 | Metropolitan Water District of S CA | 6646 | San Dimas | CA | Los Angeles | 1 | Conventional Hydroelectric | HY |  | S | X | X |  |  | 9.9 | 1 | 9.9 | 9.9 | 1 | N |  |  | OP | X | 6 | 1981 |  |  | N | Electric Utility | 1 | X X X: X; RC RC RC: WAT | [6 empty] | 12H
Vintage1981 | hydro | TRUE | 12397 | Metropolitan Water District of S CA | 6647 | Yorba Linda | CA | Orange | 1 | Conventional Hydroelectric | HY |  | S | X | X |  |  | 5.1 | 1 | 5.1 | 5.1 | 1 | N |  |  | OP | X | 11 | 1981 |  |  | N | Electric Utility | 1 | X X X: X; RC RC RC: WAT | [6 empty] | 12H
Vintage1978 | petroleum | TRUE | 19436 | Union Electric Co - (MO) | 6650 | Mexico | MO | Audrain | 1 | Petroleum Liquids | GT |  | S | X | X | AMMO.MEXCTG1 | AMMO.MEXCTG1 | 60.7 | 0.9 | 54 | 69 | 6 | N |  |  | OP | X | 9 | 1978 |  |  | N | Electric Utility | 1 | X X X: X; RC RC RC: DFO |  |  |  | N |  |  | 1H | [23 empty] | N
Vintage1978 | petroleum | TRUE | 19436 | Union Electric Co - (MO) | 6651 | Moberly | MO | Randolph | 1 | Petroleum Liquids | GT |  | S | X | X | AMMO.MOBCTG1 | AMMO.MOBCTG1 | 60.6 | 0.9 | 54 | 69 | 6 | N |  |  | OP | X | 8 | 1978 |  |  | N | Electric Utility | 1 | X X X: X; RC RC RC: DFO |  |  |  | N |  |  | 1H | [23 empty] | N
Vintage1978 | petroleum | TRUE | 19436 | Union Electric Co - (MO) | 6652 | Moreau | MO | Cole | 1 | Petroleum Liquids | GT |  | S | X | X | AMMO.MORUCTG1 | AMMO.MORUCTG1 | 60.8 | 0.9 | 54 | 69 | 6 | N |  |  | OP | X | 8 | 1978 |  |  | N | Electric Utility | 1 | X X X: X; RC RC RC: DFO |  |  |  | N |  |  | 1H | [23 empty] | N
Vintage1983 | hard coal | TRUE | 12341 | MidAmerican Energy Co | 6664 | Louisa | IA | Louisa | 1 | Conventional Steam Coal | ST |  | J | X | X | MEC.LOUISA_1 | MEC.LOUISA_1 | 811.9 | 0.9 | 746.1 | 746.1 | 175 | N |  |  | OP | X | 10 | 1983 |  |  | N | Electric Utility | 1 | X X X: X; RC RC RC: RC; SUB SUB SUB: SUB; DFO DFO DFO: DFO | NG |  |  | N | N | 0 | OVER |  | Y |  |  | Y | [18 empty] | N |  | N
Vintage1984 | hydro | TRUE | 29297 | Pelican Utility | 6702 | Pelican | AK | Skagway Hoonah Angoon | HC1 | Conventional Hydroelectric | HY |  | W | X | X |  |  | 0.6 | 0.8 | 0.5 | 0.5 | 0.1 | N |  |  | OP | X | 7 | 1984 |  |  | N | Electric Utility | 1 | X X X: X; RC RC RC: WAT |  |  |  | N | N |  | 10M | [20 empty] | N |  |  | N
Vintage1984 | hydro | TRUE | 29297 | Pelican Utility | 6702 | Pelican | AK | Skagway Hoonah Angoon | HC2 | Conventional Hydroelectric | HY |  | W | X | X |  |  | 0.8 | 0.8 | 0.1 | 0.1 | 0.1 | N |  |  | OS | X | 5 | 1984 |  |  | N | Electric Utility | 1 | X X X: X; RC RC RC: WAT |  |  |  | N | N |  | 10M | [20 empty] | N |  |  | N
Vintage2008 | petroleum | TRUE | 29297 | Pelican Utility | 6702 | Pelican | AK | Skagway Hoonah Angoon | IC6 | Petroleum Liquids | IC |  | W | X | X |  |  | 0.4 | 0.9 | 0.4 | 0.4 | 0.2 | N |  |  | OP | X | 9 | 2008 |  |  | N | Electric Utility | 1 | X X X: X; RC RC RC: DFO |  |  |  | N | N |  | 10M | [23 empty] | N
Vintage2008 | petroleum | TRUE | 29297 | Pelican Utility | 6702 | Pelican | AK | Skagway Hoonah Angoon | IC7 | Petroleum Liquids | IC |  | W | X | X |  |  | 0.4 | 0.9 | 0.4 | 0.4 | 0.2 | N |  |  | OP | X | 9 | 2008 |  |  | N | Electric Utility | 1 | X X X: X; RC RC RC: DFO |  |  |  | N | N |  | 10M | [23 empty] | N
Vintage2008 | petroleum | TRUE | 29297 | Pelican Utility | 6702 | Pelican | AK | Skagway Hoonah Angoon | IC8 | Petroleum Liquids | IC |  | W | X | X |  |  | 0.2 | 0.8 | 0.2 | 0.2 | 0.1 | N |  |  | OP | X | 9 | 2008 |  |  | N | Electric Utility | 1 | X X X: X; RC RC RC: DFO |  |  |  | N | N |  | 10M | [23 empty] | N
Vintage1966 | petroleum | TRUE | 17609 | Southern California Edison Co | 6704 | Pebbly Beach Generating Station Hybrid | CA | Los Angeles | 10 | Petroleum Liquids | IC |  | S | X | X |  |  | 1.1 | 0.8 | 1.1 | 1.1 | 0.9 | N |  |  | OP | X | 7 | 1966 |  |  | N | Electric Utility | 1 | X X X: X; RC RC RC: DFO |  |  |  | N | N |  | 10M | [23 empty] | N | N | N
Vintage1976 | petroleum | TRUE | 17609 | Southern California Edison Co | 6704 | Pebbly Beach Generating Station Hybrid | CA | Los Angeles | 12 | Petroleum Liquids | IC |  | S | X | X |  |  | 1.6 | 0.8 | 1.6 | 1.6 | 1.3 | N |  |  | OP | X | 6 | 1976 |  |  | N | Electric Utility | 1 | X X X: X; RC RC RC: DFO |  |  |  | N | N |  | 10M | [23 empty] | N | N | N
Vintage1986 | petroleum | TRUE | 17609 | Southern California Edison Co | 6704 | Pebbly Beach Generating Station Hybrid | CA | Los Angeles | 14 | Petroleum Liquids | IC |  | S | X | X |  |  | 1.4 | 0.8 | 1.4 | 1.4 | 1.1 | N |  |  | OP | X | 10 | 1986 |  |  | N | Electric Utility | 1 | X X X: X; RC RC RC: DFO |  |  |  | N | N |  | 10M | [23 empty] | N | N | N
Vintage1995 | petroleum | TRUE | 17609 | Southern California Edison Co | 6704 | Pebbly Beach Generating Station Hybrid | CA | Los Angeles | 15 | Petroleum Liquids | IC |  | S | X | X |  |  | 2.8 | 0.8 | 2.8 | 2.8 | 2.2 | N |  |  | OP | X | 12 | 1995 |  |  | N | Electric Utility | 1 | X X X: X; RC RC RC: DFO |  |  |  | N | N |  | 10M | [23 empty] | N | N | N
Vintage1958 | petroleum | TRUE | 17609 | Southern California Edison Co | 6704 | Pebbly Beach Generating Station Hybrid | CA | Los Angeles | 7 | Petroleum Liquids | IC |  | S | X | X |  |  | 1 | 0.8 | 1 | 1 | 0.8 | N |  |  | OP | X | 7 | 1958 |  |  | N | Electric Utility | 1 | X X X: X; RC RC RC: DFO |  |  |  | N | N |  | 10M | [23 empty] | N | N | N
Vintage1963 | petroleum | TRUE | 17609 | Southern California Edison Co | 6704 | Pebbly Beach Generating Station Hybrid | CA | Los Angeles | 8 | Petroleum Liquids | IC |  | S | X | X |  |  | 1.5 | 0.8 | 1.5 | 1.5 | 1.2 | N |  |  | OP | X | 6 | 1963 |  |  | N | Electric Utility | 1 | X X X: X; RC RC RC: DFO |  |  |  | N | N |  | 10M | [23 empty] | N | N | N
Vintage2011 | other | TRUE | 17609 | Southern California Edison Co | 6704 | Pebbly Beach Generating Station Hybrid | CA | Los Angeles | MT01 | Petroleum Liquids | GT |  | S | X | X |  |  | 0.1 | 0.8 | 0.1 | 0.1 | 0.1 | N |  |  | OP | X | 12 | 2011 |  |  | N | Electric Utility | 1 | [11 empty] | N | N |  | 10M | [23 empty] | N | bar: X X X to RC RC RC
Vintage2011 | other | TRUE | 17609 | Southern California Edison Co | 6704 | Pebbly Beach Generating Station Hybrid | CA | Los Angeles | MT02 | Petroleum Liquids | GT |  | S | X | X |  |  | 0.1 | 0.8 | 0.1 | 0.1 | 0.1 | N |  |  | OP | X | 12 | 2011 |  |  | N | Electric Utility | 1 | [11 empty] | N | N |  | 10M | [23 empty] | N | bar: X X X to RC RC RC
Vintage2011 | other | TRUE | 17609 | Southern California Edison Co | 6704 | Pebbly Beach Generating Station Hybrid | CA | Los Angeles | MT03 | Petroleum Liquids | GT |  | S | X | X |  |  | 0.1 | 0.8 | 0.1 | 0.1 | 0.1 | N |  |  | OP | X | 12 | 2011 |  |  | N | Electric Utility | 1 | [11 empty] | N | N |  | 10M | [23 empty] | N | bar: X X X to RC RC RC
Vintage2011 | other | TRUE | 17609 | Southern California Edison Co | 6704 | Pebbly Beach Generating Station Hybrid | CA | Los Angeles | MT04 | Petroleum Liquids | GT |  | S | X | X |  |  | 0.1 | 0.8 | 0.1 | 0.1 | 0.1 | N |  |  | OP | X | 12 | 2011 |  |  | N | Electric Utility | 1 | [11 empty] | N | N |  | 10M | [23 empty] | N | bar: X X X to RC RC RC
Vintage2011 | other | TRUE | 17609 | Southern California Edison Co | 6704 | Pebbly Beach Generating Station Hybrid | CA | Los Angeles | MT05 | Petroleum Liquids | GT |  | S | X | X |  |  | 0.1 | 0.8 | 0.1 | 0.1 | 0.1 | N |  |  | OP | X | 12 | 2011 |  |  | N | Electric Utility | 1 | [11 empty] | N | N |  | 10M | [23 empty] | N | bar: X X X to RC RC RC
Vintage2011 | other | TRUE | 17609 | Southern California Edison Co | 6704 | Pebbly Beach Generating Station Hybrid | CA | Los Angeles | MT06 | Petroleum Liquids | GT |  | S | X | X |  |  | 0.1 | 0.8 | 0.1 | 0.1 | 0.1 | N |  |  | OS | X | 12 | 2011 |  |  | N | Electric Utility | 1 | [14 empty] | 10M | [23 empty] | N | bar: X X X to RC RC RC
Vintage2011 | other | TRUE | 17609 | Southern California Edison Co | 6704 | Pebbly Beach Generating Station Hybrid | CA | Los Angeles | MT07 | Petroleum Liquids | GT |  | S | X | X |  |  | 0.1 | 0.8 | 0.1 | 0.1 | 0.1 | N |  |  | OP | X | 12 | 2011 |  |  | N | Electric Utility | 1 | [11 empty] | N | N |  | 10M | [23 empty] | N | bar: X X X to RC RC RC
Vintage2011 | other | TRUE | 17609 | Southern California Edison Co | 6704 | Pebbly Beach Generating Station Hybrid | CA | Los Angeles | MT08 | Petroleum Liquids | GT |  | S | X | X |  |  | 0.1 | 0.8 | 0.1 | 0.1 | 0.1 | N |  |  | OP | X | 12 | 2011 |  |  | N | Electric Utility | 1 | [11 empty] | N | N |  | 10M | [23 empty] | N | bar: X X X to RC RC RC
Vintage2011 | other | TRUE | 17609 | Southern California Edison Co | 6704 | Pebbly Beach Generating Station Hybrid | CA | Los Angeles | MT09 | Petroleum Liquids | GT |  | S | X | X |  |  | 0.1 | 0.8 | 0.1 | 0.1 | 0.1 | N |  |  | OP | X | 12 | 2011 |  |  | N | Electric Utility | 1 | [11 empty] | N | N |  | 10M | [23 empty] | N | bar: X X X to RC RC RC
Vintage2011 | other | TRUE | 17609 | Southern California Edison Co | 6704 | Pebbly Beach Generating Station Hybrid | CA | Los Angeles | MT10 | Petroleum Liquids | GT |  | S | X | X |  |  | 0.1 | 0.8 | 0.1 | 0.1 | 0.1 | N |  |  | OP | X | 12 | 2011 |  |  | N | Electric Utility | 1 | [11 empty] | N | N |  | 10M | [23 empty] | N | bar: X X X to RC RC RC
Vintage2011 | other | TRUE | 17609 | Southern California Edison Co | 6704 | Pebbly Beach Generating Station Hybrid | CA | Los Angeles | MT11 | Petroleum Liquids | GT |  | S | X | X |  |  | 0.1 | 0.8 | 0.1 | 0.1 | 0.1 | N |  |  | OP | X | 12 | 2011 |  |  | N | Electric Utility | 1 | [11 empty] | N | N |  | 10M | [23 empty] | N | bar: X X X to RC RC RC
Vintage2011 | other | TRUE | 17609 | Southern California Edison Co | 6704 | Pebbly Beach Generating Station Hybrid | CA | Los Angeles | MT14 | Petroleum Liquids | GT |  | S | X | X |  |  | 0.1 | 0.8 | 0.1 | 0.1 | 0.1 | N |  |  | OP | X | 12 | 2011 |  |  | N | Electric Utility | 1 | [11 empty] | N | N |  | 10M | [23 empty] | N | bar: X X X to RC RC RC
Vintage2011 | other | TRUE | 17609 | Southern California Edison Co | 6704 | Pebbly Beach Generating Station Hybrid | CA | Los Angeles | MT15 | Petroleum Liquids | GT |  | S | X | X |  |  | 0.1 | 0.8 | 0.1 | 0.1 | 0.1 | N |  |  | OP | X | 12 | 2011 |  |  | N | Electric Utility | 1 | [11 empty] | N | N |  | 10M | [23 empty] | N | bar: X X X to RC RC RC
Vintage2011 | other | TRUE | 17609 | Southern California Edison Co | 6704 | Pebbly Beach Generating Station Hybrid | CA | Los Angeles | MT16 | Petroleum Liquids | GT |  | S | X | X |  |  | 0.1 | 0.8 | 0.1 | 0.1 | 0.1 | N |  |  | OS | X | 12 | 2011 |  |  | N | Electric Utility | 1 | [14 empty] | 10M | [23 empty] | N | bar: X X X to RC RC RC
Vintage2011 | other | TRUE | 17609 | Southern California Edison Co | 6704 | Pebbly Beach Generating Station Hybrid | CA | Los Angeles | MT17 | Petroleum Liquids | GT |  | S | X | X |  |  | 0.1 | 0.8 | 0.1 | 0.1 | 0.1 | N |  |  | OS | X | 12 | 2011 |  |  | N | Electric Utility | 1 | [14 empty] | 10M | [23 empty] | N | bar: X X X to RC RC RC
Vintage2011 | other | TRUE | 17609 | Southern California Edison Co | 6704 | Pebbly Beach Generating Station Hybrid | CA | Los Angeles | MT18 | Petroleum Liquids | GT |  | S | X | X |  |  | 0.1 | 0.8 | 0.1 | 0.1 | 0.1 | N |  |  | OP | X | 12 | 2011 |  |  | N | Electric Utility | 1 | [11 empty] | N | N |  | 10M | [23 empty] | N | bar: X X X to RC RC RC
Vintage2011 | other | TRUE | 17609 | Southern California Edison Co | 6704 | Pebbly Beach Generating Station Hybrid | CA | Los Angeles | MT19 | Petroleum Liquids | GT |  | S | X | X |  |  | 0.1 | 0.8 | 0.1 | 0.1 | 0.1 | N |  |  | OP | X | 12 | 2011 |  |  | N | Electric Utility | 1 | [11 empty] | N | N |  | 10M | [23 empty] | N | bar: X X X to RC RC RC
Vintage2011 | other | TRUE | 17609 | Southern California Edison Co | 6704 | Pebbly Beach Generating Station Hybrid | CA | Los Angeles | MT20 | Petroleum Liquids | GT |  | S | X | X |  |  | 0.1 | 0.8 | 0.1 | 0.1 | 0.1 | N |  |  | OP | X | 12 | 2011 |  |  | N | Electric Utility | 1 | [11 empty] | N | N |  | 10M | [23 empty] | N | bar: X X X to RC RC RC
Vintage2011 | other | TRUE | 17609 | Southern California Edison Co | 6704 | Pebbly Beach Generating Station Hybrid | CA | Los Angeles | MT21 | Petroleum Liquids | GT |  | S | X | X |  |  | 0.1 | 0.8 | 0.1 | 0.1 | 0.1 | N |  |  | OP | X | 12 | 2011 |  |  | N | Electric Utility | 1 | [11 empty] | N | N |  | 10M | [23 empty] | N | bar: X X X to RC RC RC
Vintage2011 | other | TRUE | 17609 | Southern California Edison Co | 6704 | Pebbly Beach Generating Station Hybrid | CA | Los Angeles | MT22 | Petroleum Liquids | GT |  | S | X | X |  |  | 0.1 | 0.8 | 0.1 | 0.1 | 0.1 | N |  |  | OS | X | 12 | 2011 |  |  | N | Electric Utility | 1 | [14 empty] | 10M | [23 empty] | N | bar: X X X to RC RC RC
Vintage2011 | other | TRUE | 17609 | Southern California Edison Co | 6704 | Pebbly Beach Generating Station Hybrid | CA | Los Angeles | MT23 | Petroleum Liquids | GT |  | S | X | X |  |  | 0.1 | 0.8 | 0.1 | 0.1 | 0.1 | N |  |  | OP | X | 12 | 2011 |  |  | N | Electric Utility | 1 | [11 empty] | N | N |  | 10M | [23 empty] | N | bar: X X X to RC RC RC
Vintage2011 | other | TRUE | 17609 | Southern California Edison Co | 6704 | Pebbly Beach Generating Station Hybrid | CA | Los Angeles | MT24 | Petroleum Liquids | GT |  | S | X | X |  |  | 0.1 | 0.8 | 0.1 | 0.1 | 0.1 | N |  |  | OP | X | 12 | 2011 |  |  | N | Electric Utility | 1 | [11 empty] | N | N |  | 10M | [23 empty] | N | bar: X X X to RC RC RC
Vintage2011 | other | TRUE | 17609 | Southern California Edison Co | 6704 | Pebbly Beach Generating Station Hybrid | CA | Los Angeles | MT25 | Petroleum Liquids | GT |  | S | X | X |  |  | 0.1 | 0.8 | 0.1 | 0.1 | 0.1 | N |  |  | OP | X | 12 | 2011 |  |  | N | Electric Utility | 1 | [11 empty] | N | N |  | 10M | [23 empty] | N | bar: X X X to RC RC RC
Vintage2012 | other | TRUE | 17609 | Southern California Edison Co | 6704 | Pebbly Beach Generating Station Hybrid | CA | Los Angeles | NASB1 | Batteries | BA |  | S | X | X |  |  | 1 |  | 1 | 1 | 0.1 | N |  |  | OP | X | 8 | 2012 |  |  | N | Electric Utility | 1 | X X X: X; RC RC RC: MWH | [6 empty] | OVER | [23 empty] | N | N
Vintage1960 | hard coal | TRUE | 261 | AGC Division of APGI Inc | 6705 | Warrick | IN | Warrick | 1 | Conventional Steam Coal | ST |  | S | X | X | sige.apgi | sige.apgi | 166.6 | 0.85 | 154 | 155.9 | 40 | N |  |  | OP | X | 4 | 1960 |  |  | Y | IPP CHP | 3 | X X X: T; RC RC RC: BIT; SUB SUB SUB: NG; DFO DFO DFO: NG |  |  |  | N | N |  | OVER |  | Y |  |  | Y | [18 empty] | Y | Y | N
Vintage1964 | hard coal | TRUE | 261 | AGC Division of APGI Inc | 6705 | Warrick | IN | Warrick | 2 | Conventional Steam Coal | ST |  | S | X | X | sige.apgi | sige.apgi | 166.6 | 0.85 | 126 | 127.1 | 40 | N |  |  | OP | X | 1 | 1964 |  |  | Y | IPP CHP | 3 | X X X: T; RC RC RC: BIT; SUB SUB SUB: NG; DFO DFO DFO: NG |  |  |  | N | N |  | OVER | N | Y |  |  | Y | [18 empty] | Y | Y | N
Vintage1965 | hard coal | TRUE | 261 | AGC Division of APGI Inc | 6705 | Warrick | IN | Warrick | 3 | Conventional Steam Coal | ST |  | S | X | X | sige.apgi | sige.apgi | 166.6 | 0.85 | 152.9 | 151.3 | 40 | N |  |  | OP | X | 10 | 1965 |  |  | Y | IPP CHP | 3 | X X X: T; RC RC RC: BIT; SUB SUB SUB: NG; DFO DFO DFO: NG |  |  |  | N | N |  | OVER |  | Y |  |  | Y | [18 empty] | Y | Y | N
Vintage1970 | hard coal | TRUE | 261 | AGC Division of APGI Inc | 6705 | Warrick | IN | Warrick | 4 | Conventional Steam Coal | ST |  | J | X | X | sige.war4alcoa | sige.war4alcoa | 323 | 0.85 | 302 | 300.1 | 80 | N |  |  | OP | X | 10 | 1970 |  |  | N | IPP CHP | 3 | X X X: X; RC RC RC: BIT; SUB SUB SUB: NG; DFO DFO DFO: NG |  |  |  | N | N |  | OVER |  | Y |  |  | Y | [18 empty] | Y | Y | N
Vintage1978 | petroleum | TRUE | 7570 | Great River Energy | 6741 | Rock Lake CT | MN | Pine | 1 | Petroleum Liquids | GT |  | S | X | X | GRE.ROCKLAKE | GRE.ROCKLAKE | 25 | 0.85 | 21.6 | 29.4 | 15 | N |  |  | OP | X | 4 | 1978 |  |  | N | Electric Utility | 1 | X X X: X; RC RC RC: DFO |  |  |  | N | N |  | 10M | [23 empty] | N | N | N
Vintage1984 | hard coal | TRUE | 15143 | Platte River Power Authority | 6761 | Rawhide | CO | Larimer | 1 | Conventional Steam Coal | ST |  | S | X | X |  |  | 293.6 | 0.85 | 280 | 280 | 100 | N |  |  | OP | X | 4 | 1984 | 12 | 2029 | N | Electric Utility | 1 | X X X: X; RC RC RC: SUB; DFO DFO DFO: DFO |  |  |  | N | N |  | OVER |  | Y |  |  | Y | [18 empty] | N | N | N
Vintage2002 | natural gas peaker | TRUE | 15143 | Platte River Power Authority | 6761 | Rawhide | CO | Larimer | A | Natural Gas Fired Combustion Turbine | GT |  | S | X | X |  |  | 89.3 | 0.85 | 65 | 65 | 44 | N |  |  | OP | X | 6 | 2002 |  |  | N | Electric Utility | 1 | [11 empty] | N | N |  | 1H | [23 empty] | N | N | N | bar: X X X to RC RC RC
Vintage2002 | natural gas peaker | TRUE | 15143 | Platte River Power Authority | 6761 | Rawhide | CO | Larimer | B | Natural Gas Fired Combustion Turbine | GT |  | S | X | X |  |  | 89.3 | 0.85 | 65 | 65 | 44 | N |  |  | OP | X | 8 | 2002 |  |  | N | Electric Utility | 1 | [11 empty] | N | N |  | 1H | [23 empty] | N | N | N | bar: X X X to RC RC RC
Vintage2002 | natural gas peaker | TRUE | 15143 | Platte River Power Authority | 6761 | Rawhide | CO | Larimer | C | Natural Gas Fired Combustion Turbine | GT |  | S | X | X |  |  | 89.3 | 0.85 | 65 | 65 | 44 | N |  |  | OP | X | 9 | 2002 |  |  | N | Electric Utility | 1 | [11 empty] | N | N |  | 1H | [23 empty] | N | N | N | bar: X X X to RC RC RC
Vintage2004 | natural gas peaker | TRUE | 15143 | Platte River Power Authority | 6761 | Rawhide | CO | Larimer | D | Natural Gas Fired Combustion Turbine | GT |  | S | X | X |  |  | 89.3 | 0.85 | 65 | 65 | 44 | N |  |  | OP | X | 6 | 2004 |  |  | N | Electric Utility | 1 | [11 empty] | N | N |  | 1H | [23 empty] | N | N | N | bar: X X X to RC RC RC
Vintage2008 | natural gas peaker | TRUE | 15143 | Platte River Power Authority | 6761 | Rawhide | CO | Larimer | F | Natural Gas Fired Combustion Turbine | GT |  | S | X | X |  |  | 149.6 | 0.85 | 128 | 128 | 65 | N |  |  | OP | X | 6 | 2008 |  |  | N | Electric Utility | 1 | [11 empty] | N | N |  | 1H | [23 empty] | N | N | N | bar: X X X to RC RC RC
Vintage1981 | hard coal | TRUE | 17177 | City of Sikeston - (MO) | 6768 | Sikeston Power Station | MO | Scott | 1 | Conventional Steam Coal | ST |  | S | X | X |  |  | 261 | 0.9 | 240 | 240 | 70 | N |  |  | OP | X | 9 | 1981 |  |  | N | Electric Utility | 1 | X X X: X; RC RC RC: SUB; DFO DFO DFO: DFO |  |  |  | N | N |  | OVER |  | Y |  |  | Y | [18 empty] | N | N | N
Vintage1982 | hard coal | TRUE | 20447 | Western Farmers Elec Coop, Inc | 6772 | Hugo | OK | Choctaw | 1 | Conventional Steam Coal | ST |  | S | X | X | WFEC_HUGO_PLANT | WFEC_HUGO_PLANT | 446 | 0.85 | 440 | 440 | 180 | N |  |  | OP | X | 4 | 1982 |  |  | N | Electric Utility | 1 | X X X: X; RC RC RC: SUB; DFO DFO DFO: DFO |  |  |  | N | N |  | 12H |  | Y |  |  | Y | [18 empty] | N | N | N
Vintage1972 | petroleum | TRUE | 19856 | City of Vineland - (NJ) | 6776 | West Station (NJ) | NJ | Cumberland | 1 | Petroleum Liquids | GT |  | S | X | X | VINELAND 69KV WEST CT |  | 27 | 0.85 | 22.9 | 27.4 | 12 | N |  |  | OP | X | 6 | 1972 |  |  | N | Electric Utility | 1 | X X X: X; RC RC RC: DFO |  |  |  | N | N |  | 1H |  | N |  |  | N | [18 empty] | N | N | N
Vintage1985 | hydro | TRUE | 50118 | US Army Corps of Engineers | 6789 | St Stephen | SC | Berkeley | 1 | Conventional Hydroelectric | HY |  | S | X | X |  |  | 28 | 0.9 | 28 | 28 | 28 | N |  |  | OP | X | 3 | 1985 |  |  | N | Electric Utility | 1 | X X X: X; RC RC RC: WAT |  |  |  | N | N |  | 10M | [23 empty] | N
Vintage1985 | hydro | TRUE | 50118 | US Army Corps of Engineers | 6789 | St Stephen | SC | Berkeley | 2 | Conventional Hydroelectric | HY |  | S | X | X |  |  | 28 | 0.9 | 28 | 28 | 28 | N |  |  | OP | X | 3 | 1985 |  |  | N | Electric Utility | 1 | X X X: X; RC RC RC: WAT |  |  |  | N | N |  | 10M | [23 empty] | N
Vintage1985 | hydro | TRUE | 50118 | US Army Corps of Engineers | 6789 | St Stephen | SC | Berkeley | 3 | Conventional Hydroelectric | HY |  | S | X | X |  |  | 28 | 0.9 | 28 | 28 | 28 | N |  |  | OP | X | 3 | 1985 |  |  | N | Electric Utility | 1 | X X X: X; RC RC RC: WAT |  |  |  | N | N |  | 10M | [23 empty] | N
Vintage1968 | natural gas peaker | TRUE | 998 | City of Augusta - (KS) | 6791 | Augusta Electric Plant No 2 | KS | Butler | 1 | Natural Gas Internal Combustion Engine | IC |  | S | X | X |  |  | 4 | 0.8 | 4 | 4 | 3.6 | N |  |  | OP | X | 10 | 1968 |  |  | N | Electric Utility | 1 | X X X: X; RC RC RC: NG; SUB SUB SUB: DFO |  |  |  | N | N |  | 12H | [23 empty] | Y | Y | N
Vintage1968 | natural gas peaker | TRUE | 998 | City of Augusta - (KS) | 6791 | Augusta Electric Plant No 2 | KS | Butler | 2 | Natural Gas Internal Combustion Engine | IC |  | S | X | X |  |  | 4 | 0.8 | 4 | 4 | 3.6 | N |  |  | OP | X | 7 | 1968 |  |  | N | Electric Utility | 1 | X X X: X; RC RC RC: NG; SUB SUB SUB: DFO |  |  |  | N | N |  | 12H | [23 empty] | Y | Y | N
Vintage1981 | natural gas peaker | TRUE | 998 | City of Augusta - (KS) | 6791 | Augusta Electric Plant No 2 | KS | Butler | 3 | Natural Gas Internal Combustion Engine | IC |  | S | X | X |  |  | 6 | 0.8 | 6 | 6 | 5.3 | N |  |  | OP | X | 7 | 1981 |  |  | N | Electric Utility | 1 | X X X: X; RC RC RC: NG; SUB SUB SUB: DFO |  |  |  | N | N |  | 12H | [23 empty] | Y | Y | N
Vintage2005 | natural gas peaker | TRUE | 998 | City of Augusta - (KS) | 6791 | Augusta Electric Plant No 2 | KS | Butler | 4 | Natural Gas Internal Combustion Engine | IC |  | S | X | X |  |  | 6.7 | 0.8 | 6.1 | 6.1 | 5 | N |  |  | OP | X | 3 | 2005 |  |  | N | Electric Utility | 1 | X X X: X; RC RC RC: NG; SUB SUB SUB: DFO |  |  |  | N | N |  | 1H | [23 empty] | Y | Y | N
Vintage1979 | petroleum | TRUE | 17271 | City & Borough of Sitka - (AK) | 6801 | Jarvis Street | AK | Sitka | 1 | Petroleum Liquids | IC |  | S | X | X |  |  | 2 | 0.8 | 2 | 2 | 1 | N |  |  | OP | X | 8 | 1979 |  |  | N | Electric Utility | 1 | X X X: X; RC RC RC: DFO | [6 empty] | 1H | [23 empty] | N | N
Vintage1979 | petroleum | TRUE | 17271 | City & Borough of Sitka - (AK) | 6801 | Jarvis Street | AK | Sitka | 2 | Petroleum Liquids | IC |  | S | X | X |  |  | 2.8 | 0.8 | 2.8 | 2.8 | 1 | N |  |  | OP | X | 8 | 1979 |  |  | N | Electric Utility | 1 | X X X: X; RC RC RC: DFO |  |  |  | N |  |  | 1H | [23 empty] | N
Vintage1979 | petroleum | TRUE | 17271 | City & Borough of Sitka - (AK) | 6801 | Jarvis Street | AK | Sitka | 3 | Petroleum Liquids | IC |  | S | X | X |  |  | 2.8 | 0.8 | 2.8 | 2.8 | 1 | N |  |  | OP | X | 8 | 1979 |  |  | N | Electric Utility | 1 | X X X: X; RC RC RC: DFO |  |  |  | N |  |  | 1H | [23 empty] | N
Vintage2002 | petroleum | TRUE | 17271 | City & Borough of Sitka - (AK) | 6801 | Jarvis Street | AK | Sitka | 4 | Petroleum Liquids | IC |  | S | X | X |  |  | 4.5 | 0.8 | 4 | 4 | 2.5 | N |  |  | OP | X | 7 | 2002 |  |  | N | Electric Utility | 1 | X X X: X; RC RC RC: DFO |  |  |  | N |  |  | 1H | [23 empty] | N
Vintage2014 | petroleum | TRUE | 17271 | City & Borough of Sitka - (AK) | 6801 | Jarvis Street | AK | Sitka | 5 | Petroleum Liquids | IC |  | S | X | X |  |  | 13.5 | 0.8 | 13.5 | 13.5 | 10 | N |  |  | OP | X | 8 | 2014 |  |  | N | Electric Utility | 1 | X X X: X; RC RC RC: DFO | [6 empty] | 1H | [23 empty] | N
Vintage1984 | hard coal | TRUE | 1692 | Big Rivers Electric Corp | 6823 | D B Wilson | KY | Ohio | 1 | Conventional Steam Coal | ST |  | S | X | X | BREC.WILSON1 | BREC.WILSON1 | 509.4 | 0.9 | 417 | 417 | 300 | N |  |  | OP | X | 9 | 1984 |  |  | N | Electric Utility | 1 | X | BIT | DFO | PC |  |  |  | DFO |  |  |  | N | N |  | OVER |  | Y |  |  | Y | [18 empty] | Y | Y | N
Vintage1978 | petroleum | TRUE | 7570 | Great River Energy | 6824 | St Bonifacius | MN | Carver | 1 | Petroleum Liquids | GT |  | S | X | X | GRE.STBONI | GRE.STBONI | 61.2 | 0.9 | 60.8 | 66 | 10 | N |  |  | OP | X | 6 | 1978 |  |  | N | Electric Utility | 1 | X X X: X; RC RC RC: DFO | [6 empty] | 10M | [23 empty] | N | N | N
Vintage1983 | petroleum | TRUE | 9011 | City of Hugoton - (KS) | 7011 | Hugoton 2 | KS | Stevens | 10 | Petroleum Liquids | IC |  | S | X | X |  |  | 4.3 | 0.8 | 4 | 4 | 2.6 | N |  |  | OP | X | 9 | 1983 |  |  | N | Electric Utility | 1 | X X X: X; RC RC RC: DFO; SUB SUB SUB: NG |  |  |  | N | N |  | 1H | [23 empty] | Y | Y | Y
Vintage1997 | petroleum | TRUE | 9011 | City of Hugoton - (KS) | 7011 | Hugoton 2 | KS | Stevens | 11 | Petroleum Liquids | IC |  | S | X | X |  |  | 2.5 | 0.8 | 2.2 | 2.2 | 1.5 | N |  |  | OP | X | 6 | 1997 |  |  | N | Electric Utility | 1 | X X X: X; RC RC RC: DFO; SUB SUB SUB: NG |  |  |  | N | N |  | 1H |  |  |  | N | [19 empty] | Y | Y | Y
Vintage1997 | petroleum | TRUE | 9011 | City of Hugoton - (KS) | 7011 | Hugoton 2 | KS | Stevens | 12 | Petroleum Liquids | IC |  | S | X | X |  |  | 3 | 0.8 | 2.8 | 2.8 | 1.8 | N |  |  | OP | X | 4 | 1997 |  |  | N | Electric Utility | 1 | X X X: X; RC RC RC: DFO; SUB SUB SUB: NG |  |  |  | N | N |  | 1H | [23 empty] | Y | Y | Y
Vintage1998 | natural gas peaker | TRUE | 9011 | City of Hugoton - (KS) | 7011 | Hugoton 2 | KS | Stevens | 13 | Natural Gas Internal Combustion Engine | IC |  | S | X | X |  |  | 0.8 | 0.8 | 0.5 | 0.5 | 0.2 | N |  |  | OP | X | 3 | 1998 |  |  | N | Electric Utility | 1 | [11 empty] | N |  |  | 1H | [23 empty] | N | N | N | bar: X X X to RC RC RC
Vintage1964 | petroleum | TRUE | 9011 | City of Hugoton - (KS) | 7011 | Hugoton 2 | KS | Stevens | 7 | Petroleum Liquids | IC |  | S | X | X |  |  | 2.3 | 0.8 | 2 | 2 | 1.5 | N |  |  | OP | X | 1 | 1964 |  |  | N | Electric Utility | 1 | X X X: X; RC RC RC: DFO; SUB SUB SUB: NG |  |  |  | N |  |  | 1H | [23 empty] | Y | Y | Y
Vintage1971 | petroleum | TRUE | 9011 | City of Hugoton - (KS) | 7011 | Hugoton 2 | KS | Stevens | 8 | Petroleum Liquids | IC |  | S | X | X |  |  | 2 | 0.8 | 1.8 | 1.8 | 0.9 | N |  |  | OP | X | 1 | 1971 |  |  | N | Electric Utility | 1 | X X X: X; RC RC RC: DFO; SUB SUB SUB: NG |  |  |  | N |  |  | 1H | [23 empty] | Y | Y | Y
Vintage1994 | petroleum | TRUE | 9011 | City of Hugoton - (KS) | 7011 | Hugoton 2 | KS | Stevens | 9A | Petroleum Liquids | IC |  | S | X | X |  |  | 4.3 | 0.8 | 4 | 4 | 3.2 | N |  |  | OP | X | 8 | 1994 |  |  | N | Electric Utility | 1 | X X X: X; RC RC RC: DFO; SUB SUB SUB: NG |  |  |  | N |  |  | 1H | [23 empty] | Y | Y | Y
Vintage1982 | hydro | TRUE | 9187 | City of Idaho Falls - (ID) | 7012 | Lower No 1 | ID | Bonneville | 2 | Conventional Hydroelectric | HY |  | S | X | X |  |  | 8 | 0.9 | 8 | 8 | 8 | N |  |  | OP | X | 4 | 1982 |  |  | N | Electric Utility | 1 | X X X: X; RC RC RC: WAT |  |  |  | N | N |  | 1H | [23 empty] | N
Vintage1970 | natural gas steam turbine | TRUE | 20813 | City of Winfield - (KS) | 7013 | East 12th Street | KS | Cowley | 4 | Natural Gas Steam Turbine | ST |  | S | X | X |  |  | 26.5 | 0.85 | 25.8 | 28.6 | 5 | N |  |  | OP | X | 6 | 1970 |  |  | N | Electric Utility | 1 | [11 empty] | N | N |  | 12H | [23 empty] | N | N | N | bar: X X X to RC RC RC; DFO DFO DFO
Vintage2002 | petroleum | TRUE | 20813 | City of Winfield - (KS) | 7013 | East 12th Street | KS | Cowley | 5 | Petroleum Liquids | IC |  | S | X | X |  |  | 1.6 | 0.9 | 1.6 | 1.6 | 0.5 | N |  |  | SB | Y | 6 | 2002 |  |  | N | Electric Utility | 1 | X X X: X; RC RC RC: DFO |  |  |  | N | N |  | 1H | [23 empty] | N | N | N
Vintage1993 | hydro | TRUE | 13037 | City of Mt Pleasant - (UT) | 7015 | Unit 4 | UT | Sanpete | 1 | Conventional Hydroelectric | HY |  | S | X | X |  |  | 1.3 | 0.9 | 1.3 | 0.3 | 0.2 | N |  |  | OP | X | 6 | 1993 |  |  | N | Electric Utility | 1 | X X X: X; RC RC RC: WAT |  |  |  | N | N |  | 1H | [23 empty] | N
Vintage1986 | natural gas peaker | TRUE | 3355 | City of Chanute | 7018 | Chanute 3 | KS | Neosho | 10 | Natural Gas Internal Combustion Engine | IC |  | S | X | X |  |  | 7.6 | 0.8 | 6.9 | 6.9 | 4 | N |  |  | OP | X | 8 | 1986 |  |  | N | Electric Utility | 1 | X X X: X; RC RC RC: NG; SUB SUB SUB: DFO |  |  |  | N |  |  | 1H | [23 empty] | Y | N | N
Vintage1986 | natural gas peaker | TRUE | 3355 | City of Chanute | 7018 | Chanute 3 | KS | Neosho | 11 | Natural Gas Internal Combustion Engine | IC |  | S | X | X |  |  | 7.6 | 0.8 | 6.9 | 6.9 | 4 | N |  |  | OP | X | 8 | 1986 |  |  | N | Electric Utility | 1 | X X X: X; RC RC RC: NG; SUB SUB SUB: DFO |  |  |  | N |  |  | 1H | [23 empty] | Y | N | N
Vintage1991 | petroleum | TRUE | 3355 | City of Chanute | 7018 | Chanute 3 | KS | Neosho | 12 | Petroleum Liquids | IC |  | S | X | X |  |  | 6 | 0.8 | 5.5 | 5.5 | 2 | N |  |  | OP | X | 11 | 1991 |  |  | N | Electric Utility | 1 | X X X: X; RC RC RC: DFO |  |  |  | N |  |  | 1H | [23 empty] | N |  | N
Vintage1991 | petroleum | TRUE | 3355 | City of Chanute | 7018 | Chanute 3 | KS | Neosho | 13 | Petroleum Liquids | IC |  | S | X | X |  |  | 6 | 0.8 | 5.9 | 5.9 | 2 | N |  |  | OP | X | 11 | 1991 |  |  | N | Electric Utility | 1 | X X X: X; RC RC RC: DFO |  |  |  | N |  |  | 1H | [23 empty] | N
Vintage1985 | natural gas peaker | TRUE | 3355 | City of Chanute | 7018 | Chanute 3 | KS | Neosho | 9 | Natural Gas Internal Combustion Engine | IC |  | S | X | X |  |  | 7.6 | 0.8 | 6.9 | 6.9 | 4 | N |  |  | OP | X | 10 | 1985 |  |  | N | Electric Utility | 1 | X X X: X; RC RC RC: NG; SUB SUB SUB: DFO |  |  |  | N |  |  | 1H | [23 empty] | Y | N | Y
Vintage1986 | natural gas peaker | TRUE | 17845 | City of Springville - (UT) | 7028 | Whitehead | UT | Utah | K1 | Natural Gas Internal Combustion Engine | IC |  | S | X | X |  |  | 7 | 0.8 | 5.9 | 6.3 | 5 | N |  |  | OP | X | 10 | 1986 |  |  | N | Electric Utility | 1 | X X X: X; RC RC RC: NG; SUB SUB SUB: DFO |  |  |  | N | N |  | 1H | [23 empty] | N | N | N
Vintage1986 | natural gas peaker | TRUE | 17845 | City of Springville - (UT) | 7028 | Whitehead | UT | Utah | K2 | Natural Gas Internal Combustion Engine | IC |  | S | X | X |  |  | 7 | 0.8 | 6 | 6.2 | 5 | N |  |  | OP | X | 8 | 1986 |  |  | N | Electric Utility | 1 | X X X: X; RC RC RC: NG; SUB SUB SUB: DFO |  |  |  | N | N |  | 1H | [23 empty] | N | N | N
Vintage2000 | natural gas peaker | TRUE | 17845 | City of Springville - (UT) | 7028 | Whitehead | UT | Utah | K3 | Natural Gas Internal Combustion Engine | IC |  | S | X | X |  |  | 7 | 0.8 | 5.9 | 6 | 5 | N |  |  | OP | X | 2 | 2000 |  |  | N | Electric Utility | 1 | X X X: X; RC RC RC: NG; SUB SUB SUB: DFO |  |  |  | N | N |  | 1H | [23 empty] | N | N | N
Vintage2002 | natural gas peaker | TRUE | 17845 | City of Springville - (UT) | 7028 | Whitehead | UT | Utah | K4 | Natural Gas Internal Combustion Engine | IC |  | S | X | X |  |  | 5 | 0.8 | 4 | 4.3 | 4 | N |  |  | OP | X | 12 | 2002 |  |  | N | Electric Utility | 1 | X X X: X; RC RC RC: NG; SUB SUB SUB: DFO |  |  |  | N | N |  | 1H | [23 empty] | N | N | N
Vintage2016 | natural gas peaker | TRUE | 17845 | City of Springville - (UT) | 7028 | Whitehead | UT | Utah | K6CAT | Natural Gas Internal Combustion Engine | IC |  | S | X | X |  |  | 2.5 | 0.8 | 2.5 | 2.5 | 0.5 | N |  |  | OP | X | 12 | 2016 |  |  | Y | Electric Utility | 1 | [12 empty] | N |  | 1H | [23 empty] | N | N | N | bar: X X X to RC RC RC
Vintage2016 | natural gas peaker | TRUE | 17845 | City of Springville - (UT) | 7028 | Whitehead | UT | Utah | K7CAT | Natural Gas Internal Combustion Engine | IC |  | S | X | X |  |  | 2.5 | 0.8 | 2.5 | 2.5 | 0.5 | N |  |  | OP | X | 12 | 2016 |  |  | Y | Electric Utility | 1 | [12 empty] | N |  | 1H | [23 empty] | N | N | N | bar: X X X to RC RC RC
Vintage1990 | lignite | TRUE | 56598 | Major Oak Power, LLC | 7030 | Major Oak Power | TX | Robertson | 1 | Conventional Steam Coal | ST |  | S | X | X | TNP_TNP_O_1 | TNP_TNP_O_1 | 174.6 | 0.9 | 152 | 153 | 95 | N |  |  | OP | X | 9 | 1990 |  |  | N | IPP Non-CHP | 2 | X | LIG | NG | SUB | PC |  |  | NG |  |  |  | N | N |  | OVER | Y |  |  |  | Y | [18 empty] | Y | Y | N
Vintage1991 | lignite | TRUE | 56598 | Major Oak Power, LLC | 7030 | Major Oak Power | TX | Robertson | 2 | Conventional Steam Coal | ST |  | S | X | X | TNP_TNP_O_2 | TNP_TNP_O_2 | 174.6 | 0.9 | 153 | 154 | 95 | N |  |  | OP | X | 10 | 1991 |  |  | N | IPP Non-CHP | 2 | X | LIG | NG | SUB | PC |  |  | NG |  |  |  | N | N |  | OVER | Y |  |  |  | Y | [18 empty] | Y | Y | N
Vintage1970 | petroleum | TRUE | 19876 | Virginia Electric & Power Co | 7032 | Gravel Neck | VA | Surry | 1 | Petroleum Liquids | GT |  | S | X | X |  |  | 16.3 | 0.85 | 12 | 15 | 0 | N |  |  | OP | X | 8 | 1970 |  |  | N | Electric Utility | 1 | X X X: X; RC RC RC: DFO |  |  |  | N |  |  | 1H | [23 empty] | N
Vintage1970 | petroleum | TRUE | 19876 | Virginia Electric & Power Co | 7032 | Gravel Neck | VA | Surry | 2 | Petroleum Liquids | GT |  | S | X | X |  |  | 23.8 | 0.85 | 16 | 23 | 0 | N |  |  | OP | X | 12 | 1970 |  |  | N | Electric Utility | 1 | X X X: X; RC RC RC: DFO |  |  |  | N |  |  | 1H | [23 empty] | N
Vintage1989 | natural gas peaker | TRUE | 19876 | Virginia Electric & Power Co | 7032 | Gravel Neck | VA | Surry | 3 | Natural Gas Fired Combustion Turbine | GT |  | S | X | X |  |  | 91.9 | 0.9 | 85 | 98 | 40 | N |  |  | OP | X | 10 | 1989 |  |  | N | Electric Utility | 1 | X X X: X; RC RC RC: NG; SUB SUB SUB: DFO |  |  |  | N |  |  | 1H | [23 empty] | Y | N | Y
Vintage1989 | natural gas peaker | TRUE | 19876 | Virginia Electric & Power Co | 7032 | Gravel Neck | VA | Surry | 4 | Natural Gas Fired Combustion Turbine | GT |  | S | X | X |  |  | 91.9 | 0.9 | 85 | 97 | 40 | N |  |  | OP | X | 7 | 1989 |  |  | N | Electric Utility | 1 | X X X: X; RC RC RC: NG; SUB SUB SUB: DFO |  |  |  | N |  |  | 1H | [23 empty] | Y | N | Y
Vintage1989 | natural gas peaker | TRUE | 19876 | Virginia Electric & Power Co | 7032 | Gravel Neck | VA | Surry | 5 | Natural Gas Fired Combustion Turbine | GT |  | S | X | X |  |  | 91.9 | 0.9 | 85 | 98 | 40 | N |  |  | OP | X | 7 | 1989 |  |  | N | Electric Utility | 1 | X X X: X; RC RC RC: NG; SUB SUB SUB: DFO |  |  |  | N |  |  | 1H | [23 empty] | Y | N | Y
Vintage1989 | natural gas peaker | TRUE | 19876 | Virginia Electric & Power Co | 7032 | Gravel Neck | VA | Surry | 6 | Natural Gas Fired Combustion Turbine | GT |  | S | X | X |  |  | 91.9 | 0.9 | 85 | 97 | 40 | N |  |  | OP | X | 11 | 1989 |  |  | N | Electric Utility | 1 | X X X: X; RC RC RC: NG; SUB SUB SUB: DFO |  |  |  | N |  |  | 1H | [23 empty] | Y | N | Y
Vintage1986 | hydro | TRUE | 11135 | City of Logan - (UT) | 7034 | Hydro II | UT | Cache | 1 | Conventional Hydroelectric | HY |  | S | X | X |  |  | 3.3 | 0.8 | 3.1 | 1.5 | 0.6 | N |  |  | OP | X | 3 | 1986 |  |  | N | Electric Utility | 1 | X X X: X; RC RC RC: WAT |  |  |  | N | N |  | 10M | [23 empty] | N
Vintage1986 | hydro | TRUE | 11135 | City of Logan - (UT) | 7034 | Hydro II | UT | Cache | 2 | Conventional Hydroelectric | HY |  | S | X | X |  |  | 3.3 | 0.8 | 3.1 | 1.5 | 0.6 | N |  |  | OP | X | 5 | 1986 |  |  | N | Electric Utility | 1 | X X X: X; RC RC RC: WAT |  |  |  | N | N |  | 10M | [23 empty] | N
Vintage1967 | petroleum | TRUE | 56815 | NorthWestern Energy (MT wind/thermal) | 7039 | Lake (WY) | WY | Teton | 1 | Petroleum Liquids | IC |  | S | X | X | NA | NA | 2.7 | 0.8 | 2.7 | 2.7 | 2.3 | N |  |  | SB | N | 9 | 1967 |  |  | N | Electric Utility | 1 | X X X: X; RC RC RC: DFO |  |  |  | N | N |  | 10M | [23 empty] | N | N | N
Vintage1988 | hydro | TRUE | 807 | Arkansas Electric Coop Corp | 7040 | Ellis Hydro | AR | Crawford | 1 | Conventional Hydroelectric | HY |  | S | X | X | AECC_HYDRO13 | SWPP | 10.8 | 0.95 | 5 | 5 | 1 | N |  |  | OP | X | 12 | 1988 |  |  | N | Electric Utility | 1 | X X X: X; RC RC RC: WAT |  |  |  | N | N |  | 10M | [23 empty] | N
Vintage1988 | hydro | TRUE | 807 | Arkansas Electric Coop Corp | 7040 | Ellis Hydro | AR | Crawford | 2 | Conventional Hydroelectric | HY |  | S | X | X | AECC_HYDRO13 | SWPP | 10.8 | 0.95 | 6 | 6 | 1 | N |  |  | OP | X | 12 | 1988 |  |  | N | Electric Utility | 1 | X X X: X; RC RC RC: WAT |  |  |  | N | N |  | 10M | [23 empty] | N
Vintage1988 | hydro | TRUE | 807 | Arkansas Electric Coop Corp | 7040 | Ellis Hydro | AR | Crawford | 3 | Conventional Hydroelectric | HY |  | S | X | X | AECC_HYDRO13 | SWPP | 10.8 | 0.95 | 6 | 6 | 1 | N |  |  | OP | X | 12 | 1988 |  |  | N | Electric Utility | 1 | X X X: X; RC RC RC: WAT |  |  |  | N | N |  | 10M | [23 empty] | N
Vintage1991 | hydro | TRUE | 40215 | Cordova Electric Coop, Inc | 7042 | Humpback Creek | AK | Valdez Cordova | 1 | Conventional Hydroelectric | HY |  | S | X | X |  |  | 0.5 | 0.8 | 0.4 | 0.4 | 0.2 | N |  |  | OP | X | 6 | 1991 |  |  | N | Electric Utility | 1 | X X X: X; RC RC RC: WAT |  |  |  | N | N |  | 10M
Vintage1991 | hydro | TRUE | 40215 | Cordova Electric Coop, Inc | 7042 | Humpback Creek | AK | Valdez Cordova | 2 | Conventional Hydroelectric | HY |  | S | X | X |  |  | 0.5 | 0.8 | 0.4 | 0.4 | 0.2 | N |  |  | OP | X | 6 | 1991 |  |  | N | Electric Utility | 1 | X X X: X; RC RC RC: WAT |  |  |  | N | N |  | 10M
Vintage1991 | hydro | TRUE | 40215 | Cordova Electric Coop, Inc | 7042 | Humpback Creek | AK | Valdez Cordova | 3 | Conventional Hydroelectric | HY |  | S | X | X |  |  | 0.2 | 0.8 | 0.2 | 0.2 | 0.1 | N |  |  | OP | X | 6 | 1991 |  |  | N | Electric Utility | 1 | X X X: X; RC RC RC: WAT |  |  |  | N | N |  | 10M
Vintage1985 | hydro | TRUE | 20151 | Washington Electric Coop - (VT) | 7051 | Wrightsville Hydro Plant | VT | Washington | 1 | Conventional Hydroelectric | HY |  | S | X | X |  |  | 0.1 | 0.8 | 0.1 | 0.1 | 0.1 | N |  |  | OP | X | 9 | 1985 |  |  | N | Electric Utility | 1 | X X X: X; RC RC RC: WAT |  |  |  | N | N | 0 | 10M | [23 empty] | N
Vintage1985 | hydro | TRUE | 20151 | Washington Electric Coop - (VT) | 7051 | Wrightsville Hydro Plant | VT | Washington | 2 | Conventional Hydroelectric | HY |  | S | X | X |  |  | 0.3 | 0.9 | 0.2 | 0.2 | 0.2 | N |  |  | OP | X | 9 | 1985 |  |  | N | Electric Utility | 1 | X X X: X; RC RC RC: WAT |  |  |  | N | N | 0 | 10M | [23 empty] | N
Vintage1985 | hydro | TRUE | 20151 | Washington Electric Coop - (VT) | 7051 | Wrightsville Hydro Plant | VT | Washington | 3 | Conventional Hydroelectric | HY |  | S | X | X |  |  | 0.6 | 0.9 | 0.4 | 0.4 | 0.4 | N |  |  | OP | X | 9 | 1985 |  |  | N | Electric Utility | 1 | X X X: X; RC RC RC: WAT |  |  |  | N | N | 0 | 10M | [23 empty] | N
Vintage1986 | hydro | TRUE | 7601 | Green Mountain Power Corp | 7056 | Bolton Falls | VT | Washington | 1 | Conventional Hydroelectric | HY |  | S | X | X |  |  | 4.4 | 0.8 | 3.9 | 3.9 | 0.9 | N |  |  | OP | X | 11 | 1986 |  |  | N | Electric Utility | 1 | X X X: X; RC RC RC: WAT |  |  |  | N |  | 0 | 1H
Vintage1986 | hydro | TRUE | 7601 | Green Mountain Power Corp | 7056 | Bolton Falls | VT | Washington | 2 | Conventional Hydroelectric | HY |  | S | X | X |  |  | 4.4 | 0.8 | 3.9 | 3.9 | 0.9 | N |  |  | OP | X | 11 | 1986 |  |  | N | Electric Utility | 1 | X X X: X; RC RC RC: WAT |  |  |  | N |  | 0 | 1H
Vintage1988 | petroleum | TRUE | 4715 | Dahlberg Light & Power Co | 7058 | Solon Diesel | WI | Douglas | 1 | Petroleum Liquids | IC |  | S | X | X |  |  | 1 | 0.8 | 0.8 | 0.8 | 0.8 | N |  |  | SB | Y | 1 | 1988 |  |  | N | Electric Utility | 1 | X X X: X; RC RC RC: DFO |  |  |  | N |  |  | 1H | [23 empty] | N
Vintage1988 | petroleum | TRUE | 4715 | Dahlberg Light & Power Co | 7058 | Solon Diesel | WI | Douglas | 2 | Petroleum Liquids | IC |  | S | X | X |  |  | 1 | 0.8 | 0.8 | 0.8 | 0.8 | N |  |  | SB | Y | 2 | 1988 |  |  | N | Electric Utility | 1 | X X X: X; RC RC RC: DFO |  |  |  | N |  |  | 1H | [23 empty] | N
Vintage1989 | petroleum | TRUE | 4715 | Dahlberg Light & Power Co | 7058 | Solon Diesel | WI | Douglas | 3 | Petroleum Liquids | IC |  | S | X | X |  |  | 1 | 0.8 | 0.8 | 0.8 | 0.8 | N |  |  | SB | Y | 4 | 1989 |  |  | N | Electric Utility | 1 | X X X: X; RC RC RC: DFO |  |  |  | N |  |  | 1H | [23 empty] | N
Vintage1989 | petroleum | TRUE | 4715 | Dahlberg Light & Power Co | 7058 | Solon Diesel | WI | Douglas | 4 | Petroleum Liquids | IC |  | S | X | X |  |  | 1 | 0.8 | 0.8 | 0.8 | 0.8 | N |  |  | SB | Y | 4 | 1989 |  |  | N | Electric Utility | 1 | X X X: X; RC RC RC: DFO |  |  |  | N |  |  | 1H | [23 empty] | N
Vintage1989 | petroleum | TRUE | 4715 | Dahlberg Light & Power Co | 7058 | Solon Diesel | WI | Douglas | 5 | Petroleum Liquids | IC |  | S | X | X |  |  | 1 | 0.8 | 0.8 | 0.8 | 0.8 | N |  |  | SB | Y | 4 | 1989 |  |  | N | Electric Utility | 1 | X X X: X; RC RC RC: DFO |  |  |  | N |  |  | 1H | [23 empty] | N
Vintage1995 | petroleum | TRUE | 4715 | Dahlberg Light & Power Co | 7058 | Solon Diesel | WI | Douglas | 6 | Petroleum Liquids | IC |  | S | X | X |  |  | 1 | 0.8 | 0.8 | 0.8 | 0.8 | N |  |  | SB | Y | 12 | 1995 |  |  | N | Electric Utility | 1 | X X X: X; RC RC RC: DFO |  |  |  | N |  |  | 1H | [23 empty] | N
Vintage1995 | petroleum | TRUE | 4715 | Dahlberg Light & Power Co | 7058 | Solon Diesel | WI | Douglas | 7 | Petroleum Liquids | IC |  | S | X | X |  |  | 1 | 0.8 | 0.8 | 0.8 | 0.8 | N |  |  | SB | Y | 12 | 1995 |  |  | N | Electric Utility | 1 | X X X: X; RC RC RC: DFO |  |  |  | N |  |  | 1H | [23 empty] | N
Vintage1995 | petroleum | TRUE | 4715 | Dahlberg Light & Power Co | 7058 | Solon Diesel | WI | Douglas | 8 | Petroleum Liquids | IC |  | S | X | X |  |  | 1 | 0.8 | 0.8 | 0.8 | 0.8 | N |  |  | SB | Y | 12 | 1995 |  |  | N | Electric Utility | 1 | X X X: X; RC RC RC: DFO |  |  |  | N |  |  | 1H | [23 empty] | N
Vintage1987 | petroleum | TRUE | 17141 | City of Sibley - (IA) | 7060 | Sibley No Two | IA | Osceola | 4 | Petroleum Liquids | IC |  | S | X | X |  |  | 1.1 | 1 | 1 | 1.1 | 1 | N |  |  | OP | X | 12 | 1987 |  |  | N | Electric Utility | 1 | X X X: X; RC RC RC: DFO; SUB SUB SUB: NG |  |  |  | N | N |  | 10M | [23 empty] | Y | N | N
Vintage1991 | other | TRUE | 189 | PowerSouth Energy Cooperative | 7063 | McIntosh (AL) | AL | Washington | 1 | Natural Gas with Compressed Air Storage | CE |  | S | X | X |  |  | 110 | 0.85 | 110 | 110 | 30 | N |  |  | OP | X | 6 | 1991 |  |  | N | Electric Utility | 1 | [11 empty] | N | N |  | 1H | [23 empty] | N | bar: X X X to RC RC RC
Vintage1998 | natural gas peaker | TRUE | 189 | PowerSouth Energy Cooperative | 7063 | McIntosh (AL) | AL | Washington | 2 | Natural Gas Fired Combustion Turbine | GT |  | S | X | X |  |  | 113 | 0.85 | 114 | 120 | 65 | N |  |  | OP | X | 6 | 1998 |  |  | N | Electric Utility | 1 | X X X: X; RC RC RC: NG; SUB SUB SUB: DFO |  |  |  | N | N |  | 1H | [23 empty] | Y | N | Y
Vintage1998 | natural gas peaker | TRUE | 189 | PowerSouth Energy Cooperative | 7063 | McIntosh (AL) | AL | Washington | 3 | Natural Gas Fired Combustion Turbine | GT |  | S | X | X |  |  | 113 | 0.85 | 114 | 120 | 65 | N |  |  | OP | X | 6 | 1998 |  |  | N | Electric Utility | 1 | X X X: X; RC RC RC: NG; SUB SUB SUB: DFO |  |  |  | N | N |  | 1H | [23 empty] | Y | N | Y
Vintage2010 | natural gas peaker | TRUE | 189 | PowerSouth Energy Cooperative | 7063 | McIntosh (AL) | AL | Washington | 4 | Natural Gas Fired Combustion Turbine | GT |  | S | X | X |  |  | 170 | 0.85 | 175 | 224 | 111 | N |  |  | OP | X | 12 | 2010 |  |  | N | Electric Utility | 1 | [11 empty] | N | N |  | 1H | [23 empty] | N | bar: X X X to RC RC RC
Vintage2010 | natural gas peaker | TRUE | 189 | PowerSouth Energy Cooperative | 7063 | McIntosh (AL) | AL | Washington | 5 | Natural Gas Fired Combustion Turbine | GT |  | S | X | X |  |  | 170 | 0.85 | 175 | 224 | 111 | N |  |  | OP | X | 12 | 2010 |  |  | N | Electric Utility | 1 | [11 empty] | N | N |  | 1H | [23 empty] | N | bar: X X X to RC RC RC
Vintage1988 | hydro | TRUE | 2518 | U S Bureau of Reclamation | 7066 | Stampede | CA | Sierra | 1 | Conventional Hydroelectric | HY |  | S | X | X |  |  | 3 | 0.9 | 3 | 3 | 0 | N |  |  | OP | X | 1 | 1988 |  |  | N | Electric Utility | 1 | X X X: X; RC RC RC: WAT | [6 empty] | 10M
Vintage1988 | hydro | TRUE | 2518 | U S Bureau of Reclamation | 7066 | Stampede | CA | Sierra | 2 | Conventional Hydroelectric | HY |  | S | X | X |  |  | 0.6 | 1 | 0.6 | 0.6 | 0 | N |  |  | OP | X | 1 | 1988 |  |  | N | Electric Utility | 1 | X X X: X; RC RC RC: WAT | [6 empty] | 10M
Vintage1996 | hydro | TRUE | 3255 | California Dept. of Water Resources | 7072 | Mojave Siphon | CA | San Bernardino | 1 | Conventional Hydroelectric | HY |  | S | X | X |  |  | 10.9 | 0.95 | 10.8 | 10.8 | 2 | N |  |  | OP | X | 8 | 1996 |  |  | N | Electric Utility | 1 | X X X: X; RC RC RC: WAT |  |  |  | N |  |  | 10M
Vintage1996 | hydro | TRUE | 3255 | California Dept. of Water Resources | 7072 | Mojave Siphon | CA | San Bernardino | 2 | Conventional Hydroelectric | HY |  | S | X | X |  |  | 10.9 | 0.95 | 10.8 | 10.8 | 2 | N |  |  | OP | X | 8 | 1996 |  |  | N | Electric Utility | 1 | X X X: X; RC RC RC: WAT |  |  |  | N |  |  | 10M
Vintage1996 | hydro | TRUE | 3255 | California Dept. of Water Resources | 7072 | Mojave Siphon | CA | San Bernardino | 3 | Conventional Hydroelectric | HY |  | S | X | X |  |  | 10.9 | 0.95 | 10.8 | 10.8 | 2 | N |  |  | OP | X | 8 | 1996 |  |  | N | Electric Utility | 1 | X X X: X; RC RC RC: WAT |  |  |  | N |  |  | 10M
Vintage1947 | hydro | TRUE | 9191 | Idaho Power Co | 7079 | Upper Salmon B | ID | Twin Falls | 1 | Conventional Hydroelectric | HY |  | S | X | X | US34_1_TOT_B_GEN-APND | US34_1_TOT_B_GEN | 8.2 | 0.92 | 8.8 | 7.9 | 0 | N |  |  | OP | X | 9 | 1947 |  |  | N | Electric Utility | 1 | X X X: X; RC RC RC: WAT |  |  |  | N | N |  | 10M | [20 empty] | Y | 7 | 2028 | N
Vintage1947 | hydro | TRUE | 9191 | Idaho Power Co | 7079 | Upper Salmon B | ID | Twin Falls | 2 | Conventional Hydroelectric | HY |  | S | X | X | US34_1_TOT_B_GEN-APND | US34_1_TOT_B_GEN | 8.3 | 0.92 | 8.8 | 8.3 | 0 | N |  |  | OP | X | 9 | 1947 |  |  | N | Electric Utility | 1 | X X X: X; RC RC RC: WAT |  |  |  | N | N |  | 10M | [23 empty] | N
Vintage1987 | petroleum | TRUE | 17874 | City of St George | 7080 | St George Red Rock | UT | Washington | 1 | Petroleum Liquids | IC |  | S | X | X |  |  | 7 | 0.9 | 7 | 7 | 1 | N |  |  | SB | Y | 5 | 1987 |  |  | N | Electric Utility | 1 | X X X: X; RC RC RC: DFO | [6 empty] | 10M | [23 empty] | N | N
Vintage1987 | petroleum | TRUE | 17874 | City of St George | 7080 | St George Red Rock | UT | Washington | 2 | Petroleum Liquids | IC |  | S | X | X |  |  | 7 | 0.9 | 7 | 7 | 1 | N |  |  | SB | Y | 5 | 1987 |  |  | N | Electric Utility | 1 | X X X: X; RC RC RC: DFO | [6 empty] | 10M | [23 empty] | N | N
Vintage2011 | natural gas combined cycle | TRUE | 13407 | Nevada Power Co | 7082 | Harry Allen | NV | Clark | 5 | Natural Gas Fired Combined Cycle | CT | PB1 | S | X | N |  |  | 167.5 | 0.85 | 151.6 | 164 | 90 | N |  |  | OP | X | 5 | 2011 |  |  | N | Electric Utility | 1 | [14 empty] | 12H | [23 empty] | N | bar: X X X to RC RC RC
Vintage2011 | natural gas combined cycle | TRUE | 13407 | Nevada Power Co | 7082 | Harry Allen | NV | Clark | 6 | Natural Gas Fired Combined Cycle | CT | PB1 | S | X | N |  |  | 167.5 | 0.85 | 151.6 | 164 | 90 | N |  |  | OP | X | 5 | 2011 |  |  | N | Electric Utility | 1 | [14 empty] | 12H | [23 empty] | N | bar: X X X to RC RC RC
Vintage2011 | natural gas combined cycle | TRUE | 13407 | Nevada Power Co | 7082 | Harry Allen | NV | Clark | 7 | Natural Gas Fired Combined Cycle | CA | PB1 | S | Y | X |  |  | 223.5 | 0.85 | 206.8 | 196 | 45 | N |  |  | OP | X | 5 | 2011 |  |  | N | Electric Utility | 1 | [14 empty] | 12H | [23 empty] | N | bar: X X X to RC RC RC
Vintage1995 | natural gas peaker | TRUE | 13407 | Nevada Power Co | 7082 | Harry Allen | NV | Clark | GT1 | Natural Gas Fired Combustion Turbine | GT |  | S | X | X |  |  | 101.5 | 0.9 | 72 | 76 | 30 | N |  |  | OP | X | 5 | 1995 |  |  | N | Electric Utility | 1 | [11 empty] | N |  |  | 1H | [23 empty] | N | bar: X X X to RC RC RC
Vintage2006 | natural gas peaker | TRUE | 13407 | Nevada Power Co | 7082 | Harry Allen | NV | Clark | GT4 | Natural Gas Fired Combustion Turbine | GT |  | S | X | X |  |  | 85 | 0.85 | 72 | 76 | 30 | N |  |  | OP | X | 4 | 2006 |  |  | N | Electric Utility | 1 | [11 empty] | N |  |  | 1H | [23 empty] | N | bar: X X X to RC RC RC
Vintage1992 | hard coal | TRUE | 16604 | City of San Antonio - (TX) | 7097 | J K Spruce | TX | Bexar | 1 | Conventional Steam Coal | ST |  | S | X | X | CALAVER_JKS1 | CALAVER_JKS1 | 566 | 0.9 | 560 | 560 | 122 | N |  |  | OP | X | 12 | 1992 |  |  | N | Electric Utility | 1 | X X X: X; RC RC RC: SUB; DFO DFO DFO: NG |  |  |  | N | N | 0 | OVER |  | Y |  |  | Y | [15 empty] | N |  |  | N | N | N
Vintage2010 | hard coal | TRUE | 16604 | City of San Antonio - (TX) | 7097 | J K Spruce | TX | Bexar | 2 | Conventional Steam Coal | ST |  | S | X | X | CALAVER_JKS2 | CALAVER_JKS2 | 922.5 | 0.9 | 785 | 785 | 290 | N |  |  | OP | X | 5 | 2010 |  |  | N | Electric Utility | 1 | X X X: X; RC RC RC: SUB; DFO DFO DFO: NG |  |  |  | N | N |  | OVER |  | Y |  |  | Y | [15 empty] | N |  |  | N | N | N
Vintage2004 | natural gas peaker | TRUE | 8366 | Heber Light & Power Company | 7111 | Heber City | UT | Wasatch | 1 | Natural Gas Internal Combustion Engine | IC |  | S | X | X |  |  | 1.4 | 1 | 1.4 | 1.4 | 1.4 | N |  |  | OP | X | 3 | 2004 |  |  | N | Electric Utility | 1 | [11 empty] | N | N |  | 10M | [23 empty] | N | N | N | bar: X X X to RC RC RC
Vintage2015 | natural gas peaker | TRUE | 8366 | Heber Light & Power Company | 7111 | Heber City | UT | Wasatch | 11 | Natural Gas Internal Combustion Engine | IC |  | S | X | X |  |  | 1.9 | 1 | 1.9 | 1.9 | 1.9 | N |  |  | OP | X | 3 | 2015 |  |  | N | Electric Utility | 1 | [11 empty] | N | N |  | 10M | [23 empty] | N | N | N | bar: X X X to RC RC RC
Vintage2015 | natural gas peaker | TRUE | 8366 | Heber Light & Power Company | 7111 | Heber City | UT | Wasatch | 12 | Natural Gas Internal Combustion Engine | IC |  | S | X | X |  |  | 2.3 | 1 | 2.3 | 2.3 | 2.3 | N |  |  | OP | X | 3 | 2015 |  |  | N | Electric Utility | 1 | [11 empty] | N | N |  | 10M | [23 empty] | N | N | N | bar: X X X to RC RC RC
Vintage2004 | natural gas peaker | TRUE | 8366 | Heber Light & Power Company | 7111 | Heber City | UT | Wasatch | 2 | Natural Gas Internal Combustion Engine | IC |  | S | X | X |  |  | 1.4 | 1 | 1.4 | 1.4 | 1.4 | N |  |  | OP | X | 3 | 2004 |  |  | N | Electric Utility | 1 | [11 empty] | N | N |  | 10M | [23 empty] | N | N | N | bar: X X X to RC RC RC
Vintage2003 | natural gas peaker | TRUE | 8366 | Heber Light & Power Company | 7111 | Heber City | UT | Wasatch | 4 | Natural Gas Internal Combustion Engine | IC |  | S | X | X |  |  | 1.9 | 1 | 1.9 | 1.9 | 1.9 | N |  |  | OP | X | 7 | 2003 |  |  | N | Electric Utility | 1 | [11 empty] | N | N |  | 10M | [23 empty] | N | N | N | bar: X X X to RC RC RC
Vintage2002 | natural gas peaker | TRUE | 8366 | Heber Light & Power Company | 7111 | Heber City | UT | Wasatch | NA10 | Natural Gas Internal Combustion Engine | IC |  | S | X | X |  |  | 1.9 | 1 | 1.9 | 1.9 | 1.9 | N |  |  | OP | X | 7 | 2002 |  |  | N | Electric Utility | 1 | [12 empty] | N |  | 10M | [23 empty] | N | N | N | bar: X X X to RC RC RC
Vintage2001 | natural gas peaker | TRUE | 8366 | Heber Light & Power Company | 7111 | Heber City | UT | Wasatch | NA6 | Natural Gas Internal Combustion Engine | IC |  | S | X | X |  |  | 0.7 | 1 | 0.7 | 0.7 | 0.7 | N |  |  | OP | X | 7 | 2001 |  |  | N | Electric Utility | 1 | [11 empty] | N | N |  | 10M | [23 empty] | N | N | N | bar: X X X to RC RC RC
Vintage2003 | natural gas peaker | TRUE | 8366 | Heber Light & Power Company | 7111 | Heber City | UT | Wasatch | NA9 | Natural Gas Internal Combustion Engine | IC |  | S | X | X |  |  | 1.9 | 1 | 1.9 | 1.9 | 1.9 | N |  |  | OP | X | 5 | 2003 |  |  | N | Electric Utility | 1 | [11 empty] | N | N |  | 10M | [23 empty] | N | N | N | bar: X X X to RC RC RC
Vintage1987 | petroleum | TRUE | 12385 | Metlakatla Power & Light | 7112 | Centennial | AK | Prince of Wales Ketchikan | IC6 | Petroleum Liquids | IC |  | S | X | X |  |  | 3.3 | 0.8 | 3.3 | 3.3 | 0.2 | N |  |  | OP | X | 4 | 1987 |  |  | N | Electric Utility | 1 | X X X: X; RC RC RC: DFO |  |  |  | N | N |  | 10M | [23 empty] | N | N | N
Vintage1990 | hydro | TRUE | 14624 | PUD No 2 of Grant County | 7113 | PEC Headworks | WA | Grant | 1 | Conventional Hydroelectric | HY |  | J | X | X |  |  | 6.6 | 0.95 | 6.6 | 6.6 | 3 | N |  |  | OP | X | 9 | 1990 |  |  | N | Electric Utility | 1 | X X X: X; RC RC RC: WAT | [6 empty] | 10M
Vintage1988 | hydro | TRUE | 19578 | Upper Peninsula Power Company | 7115 | Hoist | MI | Marquette | 2 | Conventional Hydroelectric | HY |  | S | X | X | UPPC.INTEGRATD | UPPC.INTEGRATD | 1.4 | 0.8 | 0.8 | 0.5 | 0 | N |  |  | OP | X | 2 | 1988 |  |  | N | Electric Utility | 1 | X X X: X; RC RC RC: WAT |  |  |  | N | N | 0 | 10M | [23 empty] | N
Vintage1988 | hydro | TRUE | 19578 | Upper Peninsula Power Company | 7115 | Hoist | MI | Marquette | 3 | Conventional Hydroelectric | HY |  | S | X | X | UPPC.INTEGRATD | UPPC.INTEGRATD | 2 | 0.8 | 1.2 | 0.8 | 0 | N |  |  | OP | X | 2 | 1988 |  |  | N | Electric Utility | 1 | X X X: X; RC RC RC: WAT |  |  |  | N | N | 0 | 10M | [23 empty] | N
Vintage1988 | hydro | TRUE | 19578 | Upper Peninsula Power Company | 7116 | McClure Dam | MI | Marquette | 1 | Conventional Hydroelectric | HY |  | S | X | X | UPPC.INTEGRATD | UPPC.INTEGRATD | 4 | 0.8 | 2.9 | 2.3 | 0 | N |  |  | OP | X | 2 | 1988 |  |  | N | Electric Utility | 1 | X X X: X; RC RC RC: WAT |  |  |  | N | N | 0 | 10M | [23 empty] | N
Vintage1988 | hydro | TRUE | 19578 | Upper Peninsula Power Company | 7116 | McClure Dam | MI | Marquette | 2 | Conventional Hydroelectric | HY |  | S | X | X | UPPC.INTEGRATD | UPPC.INTEGRATD | 4 | 0.8 | 2.9 | 2.3 | 0 | N |  |  | OP | X | 2 | 1988 |  |  | N | Electric Utility | 1 | X X X: X; RC RC RC: WAT |  |  |  | N | N | 0 | 10M | [23 empty] | N
Vintage1988 | hydro | TRUE | 58149 | Renewable World Energies LLC | 7118 | Cataract (MI) | MI | Marquette | 1 | Conventional Hydroelectric | HY |  | S | X | X |  |  | 2 | 0.8 | 0.6 | 0.3 | 0 | N |  |  | OP | X | 2 | 1988 |  |  | N | IPP Non-CHP | 2 | X X X: X; RC RC RC: WAT |  |  |  | N |  | 0 | 10M | [23 empty] | N
Vintage1975 | petroleum | TRUE | 19578 | Upper Peninsula Power Company | 7119 | Gladstone | MI | Delta | 1 | Petroleum Liquids | GT |  | S | X | X | UPPC.GLADSTONE | UPPC.GLADSTONE | 22.6 | 0.9 | 17 | 22.2 | 5 | N |  |  | OP | X | 11 | 1975 |  |  | N | Electric Utility | 1 | X X X: X; RC RC RC: DFO |  |  |  | N | N |  | 1H | [23 empty] | N | N
Vintage1991 | other | TRUE | 5416 | Duke Energy Carolinas, LLC | 7125 | Bad Creek | SC | Oconee | 1 | Hydroelectric Pumped Storage | PS |  | S | X | X |  |  | 420 | 0.9 | 420 | 420 | 320 | N |  |  | OP | X | 5 | 1991 |  |  | N | Electric Utility | 1 | X X X: X; RC RC RC: WAT |  |  |  | N | N |  | 10M | [7 empty] | 65 | 65 | 6 | 2023
Vintage1991 | other | TRUE | 5416 | Duke Energy Carolinas, LLC | 7125 | Bad Creek | SC | Oconee | 2 | Hydroelectric Pumped Storage | PS |  | S | X | X |  |  | 420 | 0.9 | 420 | 420 | 320 | N |  |  | OP | X | 5 | 1991 |  |  | N | Electric Utility | 1 | X X X: X; RC RC RC: WAT |  |  |  | N | N |  | 10M
Vintage1991 | other | TRUE | 5416 | Duke Energy Carolinas, LLC | 7125 | Bad Creek | SC | Oconee | 3 | Hydroelectric Pumped Storage | PS |  | S | X | X |  |  | 324 | 0.9 | 340 | 340 | 250 | N |  |  | OP | X | 9 | 1991 |  |  | N | Electric Utility | 1 | X X X: X; RC RC RC: WAT |  |  |  | N | N |  | 10M | [7 empty] | 65 | 65 | 9 | 2022
Vintage1991 | other | TRUE | 5416 | Duke Energy Carolinas, LLC | 7125 | Bad Creek | SC | Oconee | 4 | Hydroelectric Pumped Storage | PS |  | S | X | X |  |  | 324 | 0.9 | 340 | 340 | 250 | N |  |  | OP | X | 9 | 1991 |  |  | N | Electric Utility | 1 | X X X: X; RC RC RC: WAT |  |  |  | N | N |  | 10M | [7 empty] | 65 | 65 | 6 | 2022
Vintage1994 | hydro | TRUE | 18429 | City of Tacoma - (WA) | 7127 | Wynoochee | WA | Grays Harbor | 1 | Conventional Hydroelectric | HY |  | S | X | X |  |  | 12.8 | 1 | 15.5 | 12.8 | 1 | N |  |  | OP | X | 1 | 1994 |  |  | N | Electric Utility | 1 | X X X: X; RC RC RC: WAT |  |  |  | N | N |  | 1H
Vintage1988 | hydro | TRUE | 332 | Allegheny Electric Coop Inc | 7128 | William F Matson Generating Station | PA | Huntingdon | 1 | Conventional Hydroelectric | HY |  | S | X | X |  |  | 7 | 0.9 | 2.4 | 7 | 2.4 | N |  |  | OP | X | 6 | 1988 |  |  | N | Electric Utility | 1 | X X X: X; RC RC RC: WAT |  |  |  | N | N |  | 10M | [23 empty] | N
Vintage1988 | hydro | TRUE | 332 | Allegheny Electric Coop Inc | 7128 | William F Matson Generating Station | PA | Huntingdon | 2 | Conventional Hydroelectric | HY |  | S | X | X |  |  | 14.7 | 0.9 | 6 | 14.7 | 6 | N |  |  | OP | X | 6 | 1988 |  |  | N | Electric Utility | 1 | X X X: X; RC RC RC: WAT |  |  |  | N | N |  | 10M | [23 empty] | N
Vintage1987 | hydro | TRUE | 3255 | California Dept. of Water Resources | 7129 | Thermalito Diverson Dam | CA | Butte | TD1 | Conventional Hydroelectric | HY |  | S | X | X |  |  | 3.4 | 0.9 | 3 | 3 | 0 | N |  |  | OP | X | 7 | 1987 |  |  | N | Electric Utility | 1 | X X X: X; RC RC RC: WAT |  |  |  | N |  |  | 10M
Vintage1988 | petroleum | TRUE | 8287 | Hawaii Electric Light Co Inc | 7130 | Puna | HI | Hawaii | 1 | Petroleum Liquids | ST |  | S | X | X |  |  | 15.5 | 0.9 | 14 | 14 | 6 | N |  |  | OP | X | 8 | 1988 |  |  | N | Electric Utility | 1 | X X X: X; RC RC RC: RFO; SUB SUB SUB: DFO; DFO DFO DFO: DFO |  |  |  | N | N |  | 12H | [23 empty] | N | N | N
Vintage1992 | petroleum | TRUE | 8287 | Hawaii Electric Light Co Inc | 7130 | Puna | HI | Hawaii | 3 | Petroleum Liquids | GT |  | S | X | X |  |  | 23.6 | 0.9 | 20 | 20 | 7 | N |  |  | OP | X | 8 | 1992 |  |  | N | Electric Utility | 1 | X X X: X; RC RC RC: DFO |  |  |  | N | N |  | 1H | [23 empty] | N
Vintage1990 | natural gas peaker | TRUE | 11292 | City of Lubbock - (TX) | 7131 | Brandon Station | TX | Lubbock | 1 | Natural Gas Fired Combustion Turbine | GT |  | S | X | X |  |  | 21 | 0.9 | 20 | 21.5 | 20 | N |  |  | OP | X | 7 | 1990 |  |  | Y | Electric Utility | 1 | [11 empty] | N | N |  | 1H | [23 empty] | N | N | N | bar: X X X to RC RC RC
Vintage1991 | hydro | TRUE | 2010 | City of Bountiful | 7132 | Pine View Dam | UT | Weber | NA1 | Conventional Hydroelectric | HY |  | S | X | X |  |  | 1.8 | 0.9 | 1.8 | 1.8 | 0.5 | N |  |  | OP | X | 6 | 1991 |  |  | N | Electric Utility | 1 | X X X: X; RC RC RC: WAT |  |  |  | N |  |  | 1H | [23 empty] | N
Vintage1993 | hydro | TRUE | 807 | Arkansas Electric Coop Corp | 7135 | Whillock | AR | Conway | 1 | Conventional Hydroelectric | HY |  | S | X | X | EAI.AECCHYDRO9 | EIA | 10.8 | 0.95 | 6 | 6 | 1 | N |  |  | OP | X | 10 | 1993 |  |  | N | Electric Utility | 1 | X X X: X; RC RC RC: WAT |  |  |  | N | N |  | 10M | [23 empty] | N
Vintage1993 | hydro | TRUE | 807 | Arkansas Electric Coop Corp | 7135 | Whillock | AR | Conway | 2 | Conventional Hydroelectric | HY |  | S | X | X | EAI.AECCHYDRO9 | EIA | 10.8 | 0.95 | 6 | 6 | 1 | N |  |  | OP | X | 10 | 1993 |  |  | N | Electric Utility | 1 | X X X: X; RC RC RC: WAT |  |  |  | N | N |  | 10M | [23 empty] | N
Vintage1993 | hydro | TRUE | 807 | Arkansas Electric Coop Corp | 7135 | Whillock | AR | Conway | 3 | Conventional Hydroelectric | HY |  | S | X | X | EAI.AECCHYDRO9 | EIA | 10.8 | 0.95 | 5 | 5 | 1 | N |  |  | OP | X | 10 | 1993 |  |  | N | Electric Utility | 1 | X X X: X; RC RC RC: WAT |  |  |  | N | N |  | 10M | [23 empty] | N
Vintage1989 | natural gas peaker | TRUE | 61358 | Forked River Power, LLC | 7138 | Forked River | NJ | Ocean | 1 | Natural Gas Fired Combustion Turbine | GT |  | S | X | X | OYSTERCR14KV FR1 | OYSTERCR14KV FR1 | 38.4 | 0.85 | 34 | 44 | 34 | N |  |  | OP | X | 6 | 1989 |  |  | N | IPP Non-CHP | 2 | X X X: X; RC RC RC: NG; SUB SUB SUB: DFO |  |  |  | N | N |  | 1H | [23 empty] | Y | N | Y
Vintage1989 | natural gas peaker | TRUE | 61358 | Forked River Power, LLC | 7138 | Forked River | NJ | Ocean | 2 | Natural Gas Fired Combustion Turbine | GT |  | S | X | X | OYSTERCR14KV FR2 | OYSTERCR14KV FR2 | 38.4 | 0.85 | 31 | 41 | 31 | N |  |  | OP | X | 7 | 1989 |  |  | N | IPP Non-CHP | 2 | X X X: X; RC RC RC: NG; SUB SUB SUB: DFO |  |  |  | N | N |  | 1H | [23 empty] | Y | N | Y
Vintage1990 | natural gas peaker | TRUE | 12341 | MidAmerican Energy Co | 7145 | Pleasant Hill | IA | Polk | 1 | Natural Gas Fired Combustion Turbine | GT |  | S | X | X | MEC.PHEC1 | MEC.PHEC1 | 41.4 | 0.9 | 37.3 | 47 | 6 | N |  |  | OP | X | 6 | 1990 |  |  | N | Electric Utility | 1 | X X X: X; RC RC RC: NG; SUB SUB SUB: DFO |  |  |  | N |  |  | 1H | [23 empty] | Y | Y | Y
Vintage1990 | natural gas peaker | TRUE | 12341 | MidAmerican Energy Co | 7145 | Pleasant Hill | IA | Polk | 2 | Natural Gas Fired Combustion Turbine | GT |  | S | X | X | MEC.PHEC2 | MEC.PHEC2 | 41.4 | 0.9 | 38.3 | 47 | 6 | N |  |  | OP | X | 6 | 1990 |  |  | N | Electric Utility | 1 | X X X: X; RC RC RC: NG; SUB SUB SUB: DFO |  |  |  | N |  |  | 1H | [23 empty] | Y | Y | Y
Vintage1994 | natural gas peaker | TRUE | 12341 | MidAmerican Energy Co | 7145 | Pleasant Hill | IA | Polk | 3 | Natural Gas Fired Combustion Turbine | GT |  | S | X | X | MEC.PHEC3 | MEC.PHEC3 | 97 | 0.9 | 81 | 100 | 6 | N |  |  | OP | X | 6 | 1994 |  |  | N | Electric Utility | 1 | X X X: X; RC RC RC: NG; SUB SUB SUB: DFO |  |  |  | N |  |  | 1H | [23 empty] | Y | Y | Y
Vintage1989 | petroleum | TRUE | 56505 | National Grid Generation LLC | 7146 | Wading River | NY | Suffolk | 02 | Petroleum Liquids | GT |  | S | X | X | 23547 | 23547 | 79.5 | 0.8 | 76.9 | 96.2 | 66.4 | N |  |  | OP | X | 8 | 1989 |  |  | N | Electric Utility | 1 | X X X: X; RC RC RC: DFO |  |  |  | N |  |  | 1H | [23 empty] | N | N | N
Vintage1989 | petroleum | TRUE | 56505 | National Grid Generation LLC | 7146 | Wading River | NY | Suffolk | 03 | Petroleum Liquids | GT |  | S | X | X | 23601 | 23601 | 79.5 | 0.8 | 81.7 | 99 | 65.9 | N |  |  | OP | X | 8 | 1989 |  |  | N | Electric Utility | 1 | X X X: X; RC RC RC: DFO | [6 empty] | 1H | [23 empty] | N | N
Vintage1989 | petroleum | TRUE | 56505 | National Grid Generation LLC | 7146 | Wading River | NY | Suffolk | 1 | Petroleum Liquids | GT |  | S | X | X | 23522 | 23522 | 79.5 | 0.8 | 82 | 101.3 | 68.1 | N |  |  | OP | X | 8 | 1989 |  |  | N | Electric Utility | 1 | X X X: X; RC RC RC: DFO |  |  |  | N |  |  | 1H | [23 empty] | N | N | N
Vintage1903 | hydro | TRUE | 17609 | Southern California Edison Co | 7147 | Mill Creek 3 | CA | San Bernardino | 3 | Conventional Hydroelectric | HY |  | S | X | X |  |  | 1 | 1 | 1 | 1 | 0 | N |  |  | OP | X | 3 | 1903 |  |  | N | Electric Utility | 1 | X X X: X; RC RC RC: WAT |  |  |  | N |  |  | 10M
Vintage1904 | hydro | TRUE | 17609 | Southern California Edison Co | 7147 | Mill Creek 3 | CA | San Bernardino | 4 | Conventional Hydroelectric | HY |  | S | X | X |  |  | 1 | 1 | 1 | 1 | 0 | N |  |  | OP | X | 10 | 1904 |  |  | N | Electric Utility | 1 | X X X: X; RC RC RC: WAT |  |  |  | N |  |  | 10M
Vintage1904 | hydro | TRUE | 17609 | Southern California Edison Co | 7147 | Mill Creek 3 | CA | San Bernardino | 5 | Conventional Hydroelectric | HY |  | S | X | X |  |  | 1 | 1 | 1 | 1 | 0 | N |  |  | OP | X | 3 | 1904 |  |  | N | Electric Utility | 1 | X X X: X; RC RC RC: WAT |  |  |  | N |  |  | 10M
Vintage1986 | hydro | TRUE | 16655 | City of Santa Clara - (CA) | 7151 | Stony Gorge | CA | Glenn | 1 | Conventional Hydroelectric | HY |  | S | X | X | POD_ELKCRK_6_STONYG-APNDPOD_ELKCRK_6_STONYG-APND | POD_ELKCRK_6_STONYG-APND | 2.5 | 0.9 | 2.5 | 2.5 | 0.3 | N |  |  | OP | X | 4 | 1986 |  |  | N | Electric Utility | 1 | X X X: X; RC RC RC: WAT |  |  |  | N | N |  | 10M
Vintage1986 | hydro | TRUE | 16655 | City of Santa Clara - (CA) | 7151 | Stony Gorge | CA | Glenn | 2 | Conventional Hydroelectric | HY |  | S | X | X | POD_ELKCRK_6_STONYG-APND | POD_ELKCRK_6_STONYG-APND | 2.5 | 0.9 | 2.5 | 2.5 | 0.3 | N |  |  | OP | X | 4 | 1986 |  |  | N | Electric Utility | 1 | X X X: X; RC RC RC: WAT |  |  |  | N | N |  | 10M
Vintage1989 | natural gas combined cycle | TRUE | 56609 | Calpine Mid-Atlantic Generation LLC | 7153 | Hay Road | DE | New Castle | HR1 | Natural Gas Fired Combined Cycle | CT | CC1 | S | X | Y | 50889 | 50889 | 122 | 0.9 | 126 | 126 | 80 | N |  |  | OP | X | 7 | 1989 |  |  | N | IPP Non-CHP | 2 | X X X: X; RC RC RC: NG; SUB SUB SUB: DFO |  |  |  | N | N |  | 12H | [23 empty] | Y | N | Y
Vintage1989 | natural gas combined cycle | TRUE | 56609 | Calpine Mid-Atlantic Generation LLC | 7153 | Hay Road | DE | New Castle | HR2 | Natural Gas Fired Combined Cycle | CT | CC1 | S | X | Y | 50891 | 50891 | 122 | 0.9 | 126 | 126 | 80 | N |  |  | OP | X | 5 | 1989 |  |  | N | IPP Non-CHP | 2 | X X X: X; RC RC RC: NG; SUB SUB SUB: DFO |  |  |  | N | N |  | 12H | [23 empty] | Y | N | Y
Vintage1991 | natural gas combined cycle | TRUE | 56609 | Calpine Mid-Atlantic Generation LLC | 7153 | Hay Road | DE | New Castle | HR3 | Natural Gas Fired Combined Cycle | CT | CC1 | S | X | Y | 50890 | 50890 | 122 | 0.9 | 126 | 126 | 80 | N |  |  | OP | X | 5 | 1991 |  |  | N | IPP Non-CHP | 2 | X X X: X; RC RC RC: NG; SUB SUB SUB: DFO |  |  |  | N | N |  | 12H | [23 empty] | Y | N | Y
Vintage1993 | natural gas combined cycle | TRUE | 56609 | Calpine Mid-Atlantic Generation LLC | 7153 | Hay Road | DE | New Castle | HR4 | Natural Gas Fired Combined Cycle | CA | CC1 | S | N | X | 50892 | 50892 | 200 | 0.9 | 187 | 187 | 45 | N |  |  | OP | X | 5 | 1993 |  |  | N | IPP Non-CHP | 2 | X X X: X; RC RC RC: NG; SUB SUB SUB: DFO |  |  |  | N |  |  | 12H | [23 empty] | Y | N | Y
Vintage2001 | natural gas combined cycle | TRUE | 56609 | Calpine Mid-Atlantic Generation LLC | 7153 | Hay Road | DE | New Castle | HR5 | Natural Gas Fired Combined Cycle | CT | CC2 | S | X | Y | 1048074 | 1048074 | 144 | 0.85 | 128 | 128 | 80 | N |  |  | OP | X | 6 | 2001 |  |  | N | IPP Non-CHP | 2 | X X X: X; RC RC RC: NG; SUB SUB SUB: DFO |  |  |  | N | N |  | 12H | [23 empty] | Y | N | Y
Vintage2001 | natural gas combined cycle | TRUE | 56609 | Calpine Mid-Atlantic Generation LLC | 7153 | Hay Road | DE | New Castle | HR6 | Natural Gas Fired Combined Cycle | CT | CC2 | S | X | Y | 1048073 | 1048073 | 144 | 0.85 | 128 | 128 | 80 | N |  |  | OP | X | 7 | 2001 |  |  | N | IPP Non-CHP | 2 | X X X: X; RC RC RC: NG; SUB SUB SUB: DFO |  |  |  | N | N |  | 12H | [23 empty] | Y | N | Y
Vintage2001 | natural gas combined cycle | TRUE | 56609 | Calpine Mid-Atlantic Generation LLC | 7153 | Hay Road | DE | New Castle | HR7 | Natural Gas Fired Combined Cycle | CT | CC2 | S | X | Y | 1048072 | 1048072 | 144 | 0.85 | 128 | 128 | 80 | N |  |  | OP | X | 7 | 2001 |  |  | N | IPP Non-CHP | 2 | X X X: X; RC RC RC: NG; SUB SUB SUB: DFO |  |  |  | N | N |  | 12H | [23 empty] | Y | N | Y
Vintage2002 | natural gas combined cycle | TRUE | 56609 | Calpine Mid-Atlantic Generation LLC | 7153 | Hay Road | DE | New Castle | HR8 | Natural Gas Fired Combined Cycle | CA | CC2 | S | N | X | 1048075 | 1048075 | 195 | 0.85 | 187 | 187 | 45 | N |  |  | OP | X | 7 | 2002 |  |  | N | IPP Non-CHP | 2 | X X X: X; RC RC RC: NG; SUB SUB SUB: DFO |  |  |  | N | N |  | 12H | [23 empty] | Y | N | Y
Vintage1991 | petroleum | TRUE | 9417 | Interstate Power and Light Co | 7155 | Lime Creek | IA | Cerro Gordo | 1 | Petroleum Liquids | GT |  | S | X | X | ALTW.LIMEC1 | ALTW.LIMEC1 | 45.1 | 0.85 | 37.8 | 45.8 | 13 | N |  |  | OP | X | 5 | 1991 |  |  | N | Electric Utility | 1 | X X X: X; RC RC RC: DFO |  |  |  | N | N |  | 1H | [20 empty] | N |  |  | N | N | N
Vintage1991 | petroleum | TRUE | 9417 | Interstate Power and Light Co | 7155 | Lime Creek | IA | Cerro Gordo | 2 | Petroleum Liquids | GT |  | S | X | X | ALTW.LIMEC2 | ALTW.LIMEC2 | 45.1 | 0.85 | 37.8 | 45.8 | 13 | N |  |  | OP | X | 5 | 1991 |  |  | N | Electric Utility | 1 | X X X: X; RC RC RC: DFO |  |  |  | N | N |  | 1H | [20 empty] | N |  |  | N | N | N
Vintage1993 | natural gas peaker | TRUE | 55729 | Duke Energy Kentucky Inc | 7158 | Woodsdale | OH | Butler | GT1 | Natural Gas Fired Combustion Turbine | GT |  | S | X | X |  |  | 95.3 | 0.8 | 78 | 94 | 4 | N |  |  | OP | X | 5 | 1993 |  |  | N | Electric Utility | 1 | X X X: X; RC RC RC: NG; SUB SUB SUB: DFO |  |  |  | N | N |  | 1H | [23 empty] | Y | N | N
Vintage1992 | natural gas peaker | TRUE | 55729 | Duke Energy Kentucky Inc | 7158 | Woodsdale | OH | Butler | GT2 | Natural Gas Fired Combustion Turbine | GT |  | S | X | X |  |  | 95.3 | 0.8 | 80 | 94 | 4 | N |  |  | OP | X | 7 | 1992 |  |  | N | Electric Utility | 1 | X X X: X; RC RC RC: NG; SUB SUB SUB: DFO |  |  |  | N | N |  | 1H | [23 empty] | Y | N | N
Vintage1992 | natural gas peaker | TRUE | 55729 | Duke Energy Kentucky Inc | 7158 | Woodsdale | OH | Butler | GT3 | Natural Gas Fired Combustion Turbine | GT |  | S | X | X |  |  | 95.3 | 0.8 | 80 | 94 | 4 | N |  |  | OP | X | 5 | 1992 |  |  | N | Electric Utility | 1 | X X X: X; RC RC RC: NG; SUB SUB SUB: DFO |  |  |  | N | N |  | 1H | [23 empty] | Y | N | N
Vintage1992 | natural gas peaker | TRUE | 55729 | Duke Energy Kentucky Inc | 7158 | Woodsdale | OH | Butler | GT4 | Natural Gas Fired Combustion Turbine | GT |  | S | X | X |  |  | 95.3 | 0.8 | 78 | 94 | 4 | N |  |  | OP | X | 7 | 1992 |  |  | N | Electric Utility | 1 | X X X: X; RC RC RC: NG; SUB SUB SUB: DFO |  |  |  | N | N |  | 1H | [23 empty] | Y | N | N
Vintage1992 | natural gas peaker | TRUE | 55729 | Duke Energy Kentucky Inc | 7158 | Woodsdale | OH | Butler | GT5 | Natural Gas Fired Combustion Turbine | GT |  | S | X | X |  |  | 95.3 | 0.8 | 80 | 94 | 4 | N |  |  | OP | X | 5 | 1992 |  |  | N | Electric Utility | 1 | X X X: X; RC RC RC: NG; SUB SUB SUB: DFO |  |  |  | N | N |  | 1H | [23 empty] | Y | N | N
Vintage1992 | natural gas peaker | TRUE | 55729 | Duke Energy Kentucky Inc | 7158 | Woodsdale | OH | Butler | GT6 | Natural Gas Fired Combustion Turbine | GT |  | S | X | X |  |  | 95.3 | 0.8 | 80 | 94 | 4 | N |  |  | OP | X | 5 | 1992 |  |  | N | Electric Utility | 1 | X X X: X; RC RC RC: NG; SUB SUB SUB: DFO |  |  |  | N | N |  | 1H | [23 empty] | Y | N | N
Vintage1993 | natural gas peaker | TRUE | 20847 | Wisconsin Electric Power Co | 7159 | Concord | WI | Jefferson | 1 | Natural Gas Fired Combustion Turbine | GT |  | S | X | X | WEC.CCDGTC1 | WEC.CCDGTC1 | 95.4 | 0.8 | 91.3 | 100 | 50 | N |  |  | OP | X | 7 | 1993 |  |  | N | Electric Utility | 1 | X X X: X; RC RC RC: NG; SUB SUB SUB: DFO |  |  |  | N | N |  | 1H | [23 empty] | Y | N | Y
Vintage1993 | natural gas peaker | TRUE | 20847 | Wisconsin Electric Power Co | 7159 | Concord | WI | Jefferson | 2 | Natural Gas Fired Combustion Turbine | GT |  | S | X | X | WEC.CCDGTC2 | WEC.CCDGTC2 | 95.4 | 0.8 | 90.8 | 100 | 50 | N |  |  | OP | X | 7 | 1993 |  |  | N | Electric Utility | 1 | X X X: X; RC RC RC: NG; SUB SUB SUB: DFO |  |  |  | N | N |  | 1H | [23 empty] | Y | N | Y
Vintage1994 | natural gas peaker | TRUE | 20847 | Wisconsin Electric Power Co | 7159 | Concord | WI | Jefferson | 3 | Natural Gas Fired Combustion Turbine | GT |  | S | X | X | WEC.CCDGTC3 | WEC.CCDGTC3 | 95.4 | 0.8 | 90.1 | 100 | 50 | N |  |  | OP | X | 5 | 1994 |  |  | N | Electric Utility | 1 | X X X: X; RC RC RC: NG; SUB SUB SUB: DFO |  |  |  | N | N |  | 1H | [23 empty] | Y | N | Y
Vintage1994 | natural gas peaker | TRUE | 20847 | Wisconsin Electric Power Co | 7159 | Concord | WI | Jefferson | 4 | Natural Gas Fired Combustion Turbine | GT |  | S | X | X | WEC.CCDGTC4 | WEC.CCDGTC4 | 95.4 | 0.8 | 92.2 | 100 | 50 | N |  |  | OP | X | 5 | 1994 |  |  | N | Electric Utility | 1 | X X X: X; RC RC RC: NG; SUB SUB SUB: DFO |  |  |  | N | N |  | 1H | [23 empty] | Y | N | Y
Vintage1993 | other | TRUE | 2850 | Central Arizona Water Conservation Dist | 7164 | Waddell | AZ | Maricopa | PG3 | Hydroelectric Pumped Storage | PS |  | W | X | X | n/a | n/a | 10 | 1 | 10 | 10 | 10 | N |  |  | OP | X | 4 | 1993 |  |  | N | Electric Utility | 1 | X X X: X; RC RC RC: WAT |  |  |  | N | N | 0 | 10M | [23 empty] | N
Vintage1993 | other | TRUE | 2850 | Central Arizona Water Conservation Dist | 7164 | Waddell | AZ | Maricopa | PG6 | Hydroelectric Pumped Storage | PS |  | W | X | X | n/a | n/a | 10 | 1 | 10 | 10 | 10 | N |  |  | OP | X | 8 | 1993 |  |  | N | Electric Utility | 1 | X X X: X; RC RC RC: WAT |  |  |  | N | N |  | 10M | [23 empty] | N
Vintage1993 | other | TRUE | 2850 | Central Arizona Water Conservation Dist | 7164 | Waddell | AZ | Maricopa | PG7 | Hydroelectric Pumped Storage | PS |  | W | X | X | n/a | n/a | 10 | 1 | 10 | 10 | 10 | N |  |  | OP | X | 6 | 1993 |  |  | N | Electric Utility | 1 | X X X: X; RC RC RC: WAT |  |  |  | N | N |  | 10M | [23 empty] | N
Vintage1993 | other | TRUE | 2850 | Central Arizona Water Conservation Dist | 7164 | Waddell | AZ | Maricopa | PS1 | Hydroelectric Pumped Storage | PS |  | W | X | X | n/a | n/a | 10 | 1 | 10 | 10 | 10 | N |  |  | OP | X | 10 | 1993 |  |  | N | Electric Utility | 1 | X X X: X; RC RC RC: WAT |  |  |  | N | N |  | 10M | [23 empty] | N
Vintage1988 | hydro | TRUE | 13718 | City of North Little Rock - (AR) | 7166 | Murray | AR | Pulaski | 1 | Conventional Hydroelectric | HY |  | S | X | X | EAI.NLRLD | EAI.NLRLD | 22.7 | 0.9 | 21.2 | 21.2 | 4 | N |  |  | OP | X | 10 | 1988 |  |  | N | Electric Utility | 1 | X X X: X; RC RC RC: WAT |  |  |  | N | N |  | 12H | [23 empty] | N
Vintage1988 | hydro | TRUE | 13718 | City of North Little Rock - (AR) | 7166 | Murray | AR | Pulaski | 2 | Conventional Hydroelectric | HY |  | S | X | X | EAI.NLRLD | EAI.NLRLD | 22.7 | 0.9 | 21.2 | 21.2 | 4 | N |  |  | OP | X | 10 | 1988 |  |  | N | Electric Utility | 1 | X X X: X; RC RC RC: WAT |  |  |  | N | N |  | 12H | [23 empty] | N
Vintage1988 | hydro | TRUE | 12385 | Metlakatla Power & Light | 7168 | Chester Lake | AK | Prince of Wales Ketchikan | 1 | Conventional Hydroelectric | HY |  | S | X | X |  |  | 1.3 | 0.9 | 1.2 | 1.2 | 0.2 | N |  |  | OP | X | 1 | 1988 |  |  | N | Electric Utility | 1 | X X X: X; RC RC RC: WAT |  |  |  | N | N |  | 10M | [23 empty] | N
Vintage1997 | petroleum | TRUE | 219 | Alaska Power and Telephone Co | 7169 | Northway | AK | Southeast Fairbanks | 1A | Petroleum Liquids | IC |  | S | X | X |  |  | 0.5 | 0.8 | 0.3 | 0.3 | 0.1 | N |  |  | OP | X | 12 | 1997 |  |  | N | Electric Utility | 1 | X X X: X; RC RC RC: DFO |  |  |  | N | N |  | 10M | [23 empty] | N
Vintage1997 | petroleum | TRUE | 219 | Alaska Power and Telephone Co | 7169 | Northway | AK | Southeast Fairbanks | 2A | Petroleum Liquids | IC |  | S | X | X |  |  | 0.2 | 0.8 | 0.2 | 0.2 | 0.1 | N |  |  | OP | X | 12 | 1997 |  |  | N | Electric Utility | 1 | X X X: X; RC RC RC: DFO |  |  |  | N | N |  | 10M | [23 empty] | N
Vintage2007 | petroleum | TRUE | 219 | Alaska Power and Telephone Co | 7169 | Northway | AK | Southeast Fairbanks | 5 | Petroleum Liquids | IC |  | S | X | X |  |  | 0.4 | 0.8 | 0.4 | 0.4 | 0.2 | N |  |  | OP | X | 9 | 2007 |  |  | N | Electric Utility | 1 | X X X: X; RC RC RC: DFO |  |  |  | N |  |  | 10M | [23 empty] | N
Vintage1994 | natural gas peaker | TRUE | 1276 | Barrow Utils & Elec Coop, Inc | 7173 | Barrow | AK | North Slope | 10 | Natural Gas Internal Combustion Engine | IC |  | W | X | X |  |  | 1.5 | 0.8 | 1.5 | 1.5 | 0.5 | N |  |  | OS | X | 11 | 1994 |  |  | N | Electric Utility | 1 | [11 empty] | N | N |  | 10M | [23 empty] | N | N | N | bar: X X X to RC RC RC
Vintage1996 | natural gas peaker | TRUE | 1276 | Barrow Utils & Elec Coop, Inc | 7173 | Barrow | AK | North Slope | 11 | Natural Gas Fired Combustion Turbine | GT |  | S | X | X |  |  | 4.8 | 0.8 | 4.8 | 5 | 0.5 | N |  |  | OP | X | 11 | 1996 |  |  | N | Electric Utility | 1 | [11 empty] | N | N |  | 10M | [23 empty] | N | N | N | bar: X X X to RC RC RC
Vintage2001 | natural gas peaker | TRUE | 1276 | Barrow Utils & Elec Coop, Inc | 7173 | Barrow | AK | North Slope | 12 | Natural Gas Fired Combustion Turbine | GT |  | S | X | X |  |  | 5 | 0.8 | 5 | 5.3 | 0.5 | N |  |  | OP | X | 6 | 2001 |  |  | N | Electric Utility | 1 | X X X: X; RC RC RC: NG; SUB SUB SUB: DFO |  |  |  | N | N |  | 10M | [23 empty] | Y | N | Y
Vintage1977 | natural gas peaker | TRUE | 1276 | Barrow Utils & Elec Coop, Inc | 7173 | Barrow | AK | North Slope | 6 | Natural Gas Fired Combustion Turbine | GT |  | W | X | X |  |  | 2.5 | 0.8 | 2.5 | 3 | 0.5 | N |  |  | OP | X | 2 | 1977 |  |  | N | Electric Utility | 1 | X X X: X; RC RC RC: NG; SUB SUB SUB: DFO |  |  |  | N | N |  | 10M | [23 empty] | Y | N | Y
Vintage1980 | natural gas peaker | TRUE | 1276 | Barrow Utils & Elec Coop, Inc | 7173 | Barrow | AK | North Slope | 7 | Natural Gas Fired Combustion Turbine | GT |  | W | X | X |  |  | 2.5 | 0.8 | 2.5 | 3 | 0.5 | N |  |  | OP | X | 12 | 1980 |  |  | N | Electric Utility | 1 | X X X: X; RC RC RC: NG; SUB SUB SUB: DFO |  |  |  | N | N |  | 10M | [23 empty] | Y | N | Y
Vintage1982 | natural gas peaker | TRUE | 1276 | Barrow Utils & Elec Coop, Inc | 7173 | Barrow | AK | North Slope | 8 | Natural Gas Fired Combustion Turbine | GT |  | W | X | X |  |  | 2.5 | 0.8 | 2.5 | 3 | 0.5 | N |  |  | OP | X | 10 | 1982 |  |  | N | Electric Utility | 1 | X X X: X; RC RC RC: NG; SUB SUB SUB: DFO |  |  |  | N | N |  | 10M | [23 empty] | Y | N | Y
Vintage1994 | natural gas peaker | TRUE | 1276 | Barrow Utils & Elec Coop, Inc | 7173 | Barrow | AK | North Slope | 9 | Natural Gas Internal Combustion Engine | IC |  | W | X | X |  |  | 1.5 | 0.8 | 1.5 | 1.5 | 0.5 | N |  |  | OS | X | 11 | 1994 |  |  | N | Electric Utility | 1 | [11 empty] | N | N |  | 10M | [23 empty] | N | N | N | bar: X X X to RC RC RC
Vintage2016 | petroleum | TRUE | 7833 | Gwitchyaa Zhee Utility Co | 7174 | Gwitchyaa Zhee | AK | Yukon Koyukuk | 10 | Petroleum Liquids | IC |  | S | X | X |  |  | 0.4 | 0.98 | 0.2 | 0.3 | 0.2 | N |  |  | OP | X | 12 | 2016 |  |  | Y | Electric Utility | 1 | X X X: T; RC RC RC: DFO |  |  |  |  | N |  | 10M | [23 empty] | N | N
Vintage2015 | petroleum | TRUE | 7833 | Gwitchyaa Zhee Utility Co | 7174 | Gwitchyaa Zhee | AK | Yukon Koyukuk | 7 | Petroleum Liquids | IC |  | S | X | X |  |  | 1 | 0.98 | 0.4 | 0.6 | 0.2 | N |  |  | OP | X | 10 | 2015 |  |  | Y | Electric Utility | 1 | X X X: T; RC RC RC: DFO |  |  |  |  | N |  | 10M | [23 empty] | N
Vintage2016 | petroleum | TRUE | 7833 | Gwitchyaa Zhee Utility Co | 7174 | Gwitchyaa Zhee | AK | Yukon Koyukuk | 8 | Petroleum Liquids | IC |  | S | X | X |  |  | 1 | 0.98 | 0.4 | 0.6 | 0.2 | N |  |  | OP | X | 8 | 2016 |  |  | Y | Electric Utility | 1 | X X X: T; RC RC RC: DFO |  |  |  |  | N |  | 10M | [23 empty] | N
Vintage2016 | petroleum | TRUE | 7833 | Gwitchyaa Zhee Utility Co | 7174 | Gwitchyaa Zhee | AK | Yukon Koyukuk | 9 | Petroleum Liquids | IC |  | S | X | X |  |  | 0.4 | 0.98 | 0.2 | 0.3 | 0.2 | N |  |  | OP | X | 12 | 2016 |  |  | Y | Electric Utility | 1 | X X X: T; RC RC RC: DFO |  |  |  |  | N |  | 10M | [23 empty] | N
Vintage1993 | hydro | TRUE | 3990 | Colorado River Indian Irr Proj | 7179 | Headgate Rock | AZ | La Paz | 1 | Conventional Hydroelectric | HY |  | S | X | X |  |  | 6.5 | 0.9 | 6.5 | 6.5 | 1 | N |  |  | OP | X | 3 | 1993 |  |  | N | Electric Utility | 1 | X X X: X; RC RC RC: WAT |  |  |  | N | N |  | 1H | [20 empty] | Y | 1 | 2025 | N
Vintage1993 | hydro | TRUE | 3990 | Colorado River Indian Irr Proj | 7179 | Headgate Rock | AZ | La Paz | 2 | Conventional Hydroelectric | HY |  | S | X | X |  |  | 6.5 | 0.9 | 6.5 | 6.5 | 1 | N |  |  | OP | X | 8 | 1993 |  |  | N | Electric Utility | 1 | X X X: X; RC RC RC: WAT |  |  |  | N | N |  | 1H | [20 empty] | Y | 1 | 2025 | N
Vintage1993 | hydro | TRUE | 3990 | Colorado River Indian Irr Proj | 7179 | Headgate Rock | AZ | La Paz | 3 | Conventional Hydroelectric | HY |  | S | X | X |  |  | 6.5 | 0.9 | 6.5 | 6.5 | 1 | N |  |  | OP | X | 7 | 1993 |  |  | N | Electric Utility | 1 | X X X: X; RC RC RC: WAT |  |  |  | N | N |  | 1H | [20 empty] | Y | 1 | 2025 | N
Vintage1988 | petroleum | TRUE | 4959 | Aniak Light & Power Co Inc | 7182 | Aniak | AK | Bethel | 1 | Petroleum Liquids | IC |  | S | X | X |  |  | 0.5 | 0.8 | 0.2 | 0.3 | 0.1 | N |  |  | OP | X | 7 | 1988 |  |  | N | Electric Utility | 1 | X X X: X; RC RC RC: DFO |  |  |  | N | N |  | 10M | [23 empty] | N | N | N
Vintage2016 | petroleum | TRUE | 4959 | Aniak Light & Power Co Inc | 7182 | Aniak | AK | Bethel | 10 | Petroleum Liquids | IC |  | S | X | X |  |  | 0.6 | 0.9 | 0.6 | 0.6 | 0.3 | N |  |  | OP | X | 7 | 2016 |  |  | N | Electric Utility | 1 | X X X: X; RC RC RC: DFO |  |  |  | N | N |  | 10M | [23 empty] | N
Vintage2018 | petroleum | TRUE | 4959 | Aniak Light & Power Co Inc | 7182 | Aniak | AK | Bethel | 11 | Petroleum Liquids | IC |  | S | X | X |  |  | 0.5 | 0.8 | 0.5 | 0.5 | 0.1 | N |  |  | OP | X | 9 | 2018 |  |  | N | Electric Utility | 1 | X X X: X; RC RC RC: DFO |  |  |  | N | N |  | 1H | [23 empty] | N
Vintage1996 | petroleum | TRUE | 4959 | Aniak Light & Power Co Inc | 7182 | Aniak | AK | Bethel | 9 | Petroleum Liquids | IC |  | S | X | X |  |  | 0.6 | 0.8 | 0.6 | 0.6 | 0.1 | N |  |  | OP | X | 12 | 1996 |  |  | N | Electric Utility | 1 | X X X: X; RC RC RC: DFO |  |  |  | N |  |  | 1H | [23 empty] | N
Vintage2012 | petroleum | TRUE | 9188 | I-N-N Electric Coop, Inc | 7183 | Newhalen | AK | Lake and Peninsula | 5 | Petroleum Liquids | IC |  | S | X | X |  |  | 0.3 | 0.8 | 0.3 | 0.3 | 0 | N |  |  | OP | X | 9 | 2012 |  |  | N | Electric Utility | 1 | X X X: X; RC RC RC: DFO |  |  |  | N |  |  | 10M | [23 empty] | N
Vintage2012 | petroleum | TRUE | 9188 | I-N-N Electric Coop, Inc | 7183 | Newhalen | AK | Lake and Peninsula | 6 | Petroleum Liquids | IC |  | S | X | X |  |  | 0.3 | 0.8 | 0.3 | 0.3 | 0 | N |  |  | OP | X | 9 | 2012 |  |  | N | Electric Utility | 1 | X X X: X; RC RC RC: DFO |  |  |  | N |  |  | 10M | [23 empty] | N
Vintage2012 | petroleum | TRUE | 9188 | I-N-N Electric Coop, Inc | 7183 | Newhalen | AK | Lake and Peninsula | 7 | Petroleum Liquids | IC |  | S | X | X |  |  | 0.3 | 0.8 | 0.3 | 0.3 | 0 | N |  |  | OP | X | 9 | 2012 |  |  | N | Electric Utility | 1 | X X X: X; RC RC RC: DFO |  |  |  | N | N |  | 10M | [23 empty] | N
Vintage1998 | hydro | TRUE | 9188 | I-N-N Electric Coop, Inc | 7183 | Newhalen | AK | Lake and Peninsula | H-1 | Conventional Hydroelectric | HY |  | S | X | X |  |  | 0.4 | 0.8 | 0.4 | 0.4 | 0 | N |  |  | OP | X | 9 | 1998 |  |  | N | Electric Utility | 1 | X X X: X; RC RC RC: WAT |  |  |  | N | N |  | 1H | [23 empty] | N
Vintage1998 | hydro | TRUE | 9188 | I-N-N Electric Coop, Inc | 7183 | Newhalen | AK | Lake and Peninsula | H-2 | Conventional Hydroelectric | HY |  | S | X | X |  |  | 0.4 | 0.8 | 0.4 | 0.4 | 0 | N |  |  | OP | X | 9 | 1998 |  |  | N | Electric Utility | 1 | X X X: X; RC RC RC: WAT |  |  |  | N | N |  | 1H
Vintage1986 | hydro | TRUE | 15783 | City of Redding - (CA) | 7189 | Whiskeytown | CA | Shasta | 1 | Conventional Hydroelectric | HY |  | S | X | X |  |  | 3.5 | 0.9 | 3.5 | 3.5 | 1 | N |  |  | OP | X | 9 | 1986 |  |  | N | Electric Utility | 1 | X X X: X; RC RC RC: WAT |  |  |  | N | N |  | 10M |  |  |  |  | N | N | [14 empty] | N |  |  | N
Vintage1992 | hydro | TRUE | 9191 | Idaho Power Co | 7190 | Milner Hydro | ID | Cassia | 1 | Conventional Hydroelectric | HY |  | S | X | X | MLPR_1_TOT_GEN-APND | MLPR_1_TOT_GEN | 46.6 | 0.95 | 34.5 | 28.4 | 0 | N |  |  | OP | X | 12 | 1992 |  |  | N | Electric Utility | 1 | X X X: X; RC RC RC: WAT |  |  |  | N | N |  | 10M | [23 empty] | N
Vintage1992 | hydro | TRUE | 9191 | Idaho Power Co | 7190 | Milner Hydro | ID | Cassia | 2 | Conventional Hydroelectric | HY |  | S | X | X |  |  | 12.1 | 0.95 | 10.5 | 10.3 | 0 | N |  |  | OP | X | 9 | 1992 |  |  | N | Electric Utility | 1 | X X X: X; RC RC RC: WAT |  |  |  | N | N |  | 10M | [23 empty] | N
Vintage1992 | hydro | TRUE | 9191 | Idaho Power Co | 7190 | Milner Hydro | ID | Cassia | 3 | Conventional Hydroelectric | HY |  | S | X | X |  |  | 0.8 | 1 | 0.3 | 0.3 | 0 | N |  |  | OP | X | 9 | 1992 |  |  | N | Electric Utility | 1 | X X X: X; RC RC RC: WAT |  |  |  | N | N |  | 10M | [23 empty] | N
Vintage1986 | hydro | TRUE | 56477 | Tallassee Shoals LLC | 7191 | Tallassee Hydro Project | GA | Clarke | 1 | Conventional Hydroelectric | HY |  | S | X | X |  |  | 2.2 | 0.9 | 2 | 2 | 0.2 | N |  |  | OP | X | 8 | 1986 |  |  | N | IPP Non-CHP | 2 | X X X: X; RC RC RC: WAT |  |  |  | N |  |  | 1H | [20 empty] | N |  |  | N
Vintage1986 | hydro | TRUE | 56477 | Tallassee Shoals LLC | 7191 | Tallassee Hydro Project | GA | Clarke | 2 | Conventional Hydroelectric | HY |  | S | X | X |  |  | 0.1 | 0.8 | 0.1 | 0.1 | 0.1 | N |  |  | OP | X | 8 | 1986 |  |  | N | IPP Non-CHP | 2 | X X X: X; RC RC RC: WAT |  |  |  | N |  |  | 1H | [23 empty] | N
Vintage1989 | hydro | TRUE | 19449 | USACE-Fort Worth District | 7200 | Robert D Willis | TX | Jasper | 1 | Conventional Hydroelectric | HY |  | S | X | X |  |  | 4 | 0.9 | 4 | 4 | 0.5 | N |  |  | OA | X | 12 | 1989 |  |  | N | Electric Utility | 1 | X X X: X; RC RC RC: WAT |  |  |  | N | N |  | 10M
Vintage1989 | hydro | TRUE | 19449 | USACE-Fort Worth District | 7200 | Robert D Willis | TX | Jasper | 2 | Conventional Hydroelectric | HY |  | S | X | X |  |  | 4 | 0.9 | 4 | 4 | 0.5 | N |  |  | OA | X | 12 | 1989 |  |  | N | Electric Utility | 1 | X X X: X; RC RC RC: WAT |  |  |  | N | N |  | 10M
Vintage1993 | natural gas peaker | TRUE | 20856 | Wisconsin Power & Light Co | 7203 | South Fond Du Lac | WI | Fond Du Lac | CT1 | Natural Gas Fired Combustion Turbine | GT |  | W | X | X | ALTE.SFONDDLG1 | ALTE.SFONDDLG1 | 95.4 | 0.8 | 81 | 91.1 | 20 | N |  |  | OP | X | 5 | 1993 |  |  | N | Electric Utility | 1 | X X X: X; RC RC RC: NG; SUB SUB SUB: DFO |  |  |  | N | N |  | 1H | [20 empty] | N |  |  | Y | N | Y
Vintage1994 | natural gas peaker | TRUE | 20856 | Wisconsin Power & Light Co | 7203 | South Fond Du Lac | WI | Fond Du Lac | CT2 | Natural Gas Fired Combustion Turbine | GT |  | S | X | X | ALTE.SFONDDLG2 | ALTE.SFONDDLG2 | 95.4 | 0.8 | 82.8 | 93.1 | 20 | N |  |  | OP | X | 8 | 1994 |  |  | N | Electric Utility | 1 | X X X: X; RC RC RC: NG; SUB SUB SUB: DFO |  |  |  | N | N |  | 1H | [20 empty] | N |  |  | Y | N | Y
Vintage1994 | natural gas peaker | TRUE | 20856 | Wisconsin Power & Light Co | 7203 | South Fond Du Lac | WI | Fond Du Lac | CT3 | Natural Gas Fired Combustion Turbine | GT |  | S | X | X | ALTE.SFONDDLG3 | ALTE.SFONDDLG3 | 95.4 | 0.8 | 82.3 | 92.6 | 20 | N |  |  | OP | X | 8 | 1994 |  |  | N | Electric Utility | 1 | X X X: X; RC RC RC: NG; SUB SUB SUB: DFO |  |  |  | N | N |  | 1H | [20 empty] | N |  |  | Y | N | Y
Vintage1996 | natural gas peaker | TRUE | 20856 | Wisconsin Power & Light Co | 7203 | South Fond Du Lac | WI | Fond Du Lac | CT4 | Natural Gas Fired Combustion Turbine | GT |  | W | X | X | ALTE.SFONDDLG4 | ALTE.SFONDDLG4 | 95.4 | 0.8 | 82.3 | 92.6 | 20 | N |  |  | OP | X | 6 | 1996 |  |  | N | Electric Utility | 1 | X X X: X; RC RC RC: NG; SUB SUB SUB: DFO |  |  |  | N | N |  | 1H | [20 empty] | N |  |  | Y | N | Y
Vintage1996 | natural gas steam turbine | TRUE | 17539 | Dominion Energy South Carolina, Inc | 7210 | Cope | SC | Orangeburg | ST1 | Natural Gas Steam Turbine | ST |  | S | X | X |  |  | 417.3 | 0.85 | 415 | 415 | 110 | N |  |  | OP | X | 1 | 1996 |  |  | N | Electric Utility | 1 | X X X: X; RC RC RC: NG; SUB SUB SUB: BIT; DFO DFO DFO: DFO | NG |  |  | N | N |  | OVER |  | Y |  |  | Y | [18 empty] | Y | Y | N
Vintage1990 | natural gas peaker | TRUE | 19876 | Virginia Electric & Power Co | 7212 | Darbytown | VA | Henrico | 1 | Natural Gas Fired Combustion Turbine | GT |  | S | X | X |  |  | 92.1 | 0.9 | 84 | 98 | 40 | N |  |  | OP | X | 5 | 1990 |  |  | N | Electric Utility | 1 | X X X: X; RC RC RC: NG; SUB SUB SUB: DFO |  |  |  | N |  |  | 1H | [23 empty] | Y | N | Y
Vintage1990 | natural gas peaker | TRUE | 19876 | Virginia Electric & Power Co | 7212 | Darbytown | VA | Henrico | 2 | Natural Gas Fired Combustion Turbine | GT |  | S | X | X |  |  | 92.1 | 0.9 | 84 | 97 | 40 | N |  |  | OP | X | 5 | 1990 |  |  | N | Electric Utility | 1 | X X X: X; RC RC RC: NG; SUB SUB SUB: DFO |  |  |  | N |  |  | 1H | [23 empty] | Y | N | Y
Vintage1990 | natural gas peaker | TRUE | 19876 | Virginia Electric & Power Co | 7212 | Darbytown | VA | Henrico | 3 | Natural Gas Fired Combustion Turbine | GT |  | S | X | X |  |  | 92.1 | 0.9 | 84 | 95 | 40 | N |  |  | OP | X | 4 | 1990 |  |  | N | Electric Utility | 1 | X X X: X; RC RC RC: NG; SUB SUB SUB: DFO |  |  |  | N |  |  | 1H | [23 empty] | Y | N | Y
Vintage1990 | natural gas peaker | TRUE | 19876 | Virginia Electric & Power Co | 7212 | Darbytown | VA | Henrico | 4 | Natural Gas Fired Combustion Turbine | GT |  | S | X | X |  |  | 92.1 | 0.9 | 84 | 97 | 40 | N |  |  | OP | X | 4 | 1990 |  |  | N | Electric Utility | 1 | X X X: X; RC RC RC: NG; SUB SUB SUB: DFO | [6 empty] | 1H | [23 empty] | Y | N | Y
Vintage1995 | hard coal | TRUE | 19876 | Virginia Electric & Power Co | 7213 | Clover | VA | Halifax | 1 | Conventional Steam Coal | ST |  | J | X | X |  |  | 424 | 0.9 | 440 | 443 | 130 | N |  |  | OP | X | 10 | 1995 |  |  | N | Electric Utility | 1 | X X X: X; RC RC RC: BIT; DFO DFO DFO: DFO | [6 empty] | OVER |  | Y |  |  | Y | [18 empty] | N
Vintage1996 | hard coal | TRUE | 19876 | Virginia Electric & Power Co | 7213 | Clover | VA | Halifax | 2 | Conventional Steam Coal | ST |  | J | X | X |  |  | 424 | 0.9 | 437 | 438 | 130 | N |  |  | OP | X | 3 | 1996 |  |  | N | Electric Utility | 1 | X X X: X; RC RC RC: BIT; DFO DFO DFO: DFO | [6 empty] | OVER |  | Y |  |  | Y | [18 empty] | N
Vintage1988 | hydro | TRUE | 16655 | City of Santa Clara - (CA) | 7229 | Black Butte | CA | Tehama | 1 | Conventional Hydroelectric | HY |  | S | X | X | BLCKBUTT_7_B1 | BLCKBUTT_7_B1 | 6.1 | 0.9 | 6.1 | 6.1 | 0.5 | N |  |  | OP | X | 9 | 1988 |  |  | N | Electric Utility | 1 | X X X: X; RC RC RC: WAT |  |  |  | N | N |  | 10M
Vintage1987 | natural gas peaker | TRUE | 16655 | City of Santa Clara - (CA) | 7231 | Gianera | CA | Santa Clara | 1 | Natural Gas Fired Combustion Turbine | GT |  | S | X | X | CSCGNRA1_7_N101 | CSCGNRA1_7_N101 | 32.3 | 0.9 | 24.8 | 24.8 | 22 | N |  |  | OP | X | 6 | 1987 |  |  | N | Electric Utility | 1 | X X X: X; RC RC RC: NG; SUB SUB SUB: DFO |  |  |  | N | N |  | 1H | [23 empty] | Y | N | Y
Vintage1986 | natural gas peaker | TRUE | 16655 | City of Santa Clara - (CA) | 7231 | Gianera | CA | Santa Clara | 2 | Natural Gas Fired Combustion Turbine | GT |  | S | X | X | CSCGNRA2_7_N101 | CSCGNRA2_7_N101 | 32.3 | 0.9 | 24.8 | 24.8 | 22 | N |  |  | OP | X | 6 | 1986 |  |  | N | Electric Utility | 1 | X X X: X; RC RC RC: NG; SUB SUB SUB: DFO |  |  |  | N | N |  | 1H | [23 empty] | Y | N | Y
Vintage1982 | natural gas peaker | TRUE | 16655 | City of Santa Clara - (CA) | 7232 | Santa Clara Cogen | CA | Santa Clara | 1 | Natural Gas Fired Combustion Turbine | GT |  | S | X | X | CSCCOG_6_N001 | CSCCOG_6_N001 | 3.9 | 0.85 | 3.5 | 3.5 | 2.8 | N |  |  | OP | X | 6 | 1982 |  |  | Y | Electric Utility | 1 | [11 empty] | N | N |  | 12H | [23 empty] | N | bar: X X X to RC RC RC
Vintage1982 | natural gas peaker | TRUE | 16655 | City of Santa Clara - (CA) | 7232 | Santa Clara Cogen | CA | Santa Clara | 2 | Natural Gas Fired Combustion Turbine | GT |  | S | X | X | CSCCOG_6_N001 | CSCCOG_6_N001 | 3.9 | 0.85 | 3.5 | 3.5 | 2.8 | N |  |  | OP | X | 6 | 1982 |  |  | Y | Electric Utility | 1 | [11 empty] | N | N |  | 12H | [23 empty] | N | bar: X X X to RC RC RC
Vintage1997 | hydro | TRUE | 3989 | City of Colorado Springs - (CO) | 7233 | Tesla | CO | El Paso | 1 | Conventional Hydroelectric | HY |  | S | X | X |  |  | 26.6 | 0.95 | 28 | 28 | 0.5 | N |  |  | OP | X | 4 | 1997 |  |  | N | Electric Utility | 1 | X X X: X; RC RC RC: WAT |  |  |  | N | N |  | 10M | [20 empty] | N |  |  | N
Vintage1994 | natural gas peaker | TRUE | 13781 | Northern States Power Co - Minnesota | 7237 | Angus Anson | SD | Minnehaha | 1 | Natural Gas Fired Combustion Turbine | GT |  | S | X | X | NSP ANSON ANSON_2_UNIT | NSP ANSON ANSON_2_UNIT | 119.7 | 0.9 | 90 | 109 | 45 | N |  |  | OP | X | 8 | 1994 | 12 | 2025 | N | Electric Utility | 1 | X X X: X; RC RC RC: NG; SUB SUB SUB: DFO |  |  |  | N | N |  | 1H | [23 empty] | Y | Y | Y
Vintage1994 | natural gas peaker | TRUE | 13781 | Northern States Power Co - Minnesota | 7237 | Angus Anson | SD | Minnehaha | 2 | Natural Gas Fired Combustion Turbine | GT |  | S | X | X | NSP ANSON ANSON_3_UNIT | NSP ANSON ANSON_3_UNIT | 119.7 | 0.9 | 90 | 109 | 45 | N |  |  | OP | X | 8 | 1994 | 12 | 2025 | N | Electric Utility | 1 | X X X: X; RC RC RC: NG; SUB SUB SUB: DFO |  |  |  | N | N |  | 1H | [23 empty] | Y | Y | Y
Vintage2005 | natural gas peaker | TRUE | 13781 | Northern States Power Co - Minnesota | 7237 | Angus Anson | SD | Minnehaha | 4 | Natural Gas Fired Combustion Turbine | GT |  | S | X | X | NSP ANSON ANSON_4_UNIT | NSP ANSON ANSON_4_UNIT | 166.3 | 0.85 | 147 | 168 | 90 | N |  |  | OP | X | 6 | 2005 |  |  | N | Electric Utility | 1 | [11 empty] | N | N |  | 1H | [23 empty] | N | N | N | bar: X X X to RC RC RC
Vintage1994 | natural gas peaker | TRUE | 10376 | Kissimmee Utility Authority | 7238 | Cane Island | FL | Osceola | 1 | Natural Gas Fired Combustion Turbine | GT |  | J | X | X |  |  | 32 | 0.8 | 32 | 42 | 10 | N |  |  | OP | X | 11 | 1994 |  |  | N | Electric Utility | 1 | X X X: X; RC RC RC: NG; SUB SUB SUB: DFO; DFO DFO DFO: NG |  |  |  | N | N |  | 10M | [23 empty] | Y | N | Y
Vintage1995 | natural gas combined cycle | TRUE | 10376 | Kissimmee Utility Authority | 7238 | Cane Island | FL | Osceola | 2 | Natural Gas Fired Combined Cycle | CT | UN1 | J | X | Y |  |  | 76 | 0.8 | 76 | 85 | 45 | N |  |  | OP | X | 6 | 1995 |  |  | N | Electric Utility | 1 | X X X: X; RC RC RC: NG; SUB SUB SUB: DFO; DFO DFO DFO: NG |  |  |  |  | N |  | 1H | [23 empty] | Y | N | Y
Vintage1995 | natural gas combined cycle | TRUE | 10376 | Kissimmee Utility Authority | 7238 | Cane Island | FL | Osceola | 2A | Natural Gas Fired Combined Cycle | CA | UN1 | J | N | X |  |  | 40 | 0.8 | 39 | 40 | 10 | N |  |  | OP | X | 6 | 1995 |  |  | N | Electric Utility | 1 | X X X: X; RC RC RC: NG; SUB SUB SUB: OTH; DFO DFO DFO: WH |  |  |  | N | N |  | 12H | [23 empty] | N | N
Vintage2002 | natural gas combined cycle | TRUE | 10376 | Kissimmee Utility Authority | 7238 | Cane Island | FL | Osceola | 3 | Natural Gas Fired Combined Cycle | CT | UN2 | J | X | Y |  |  | 152 | 0.85 | 152 | 172 | 90 | N |  |  | OP | X | 1 | 2002 |  |  | N | Electric Utility | 1 | X X X: X; RC RC RC: NG; SUB SUB SUB: DFO; DFO DFO DFO: NG |  |  |  |  | N |  | 1H | [23 empty] | Y | N | Y
Vintage2002 | natural gas combined cycle | TRUE | 10376 | Kissimmee Utility Authority | 7238 | Cane Island | FL | Osceola | 3A | Natural Gas Fired Combined Cycle | CA | UN2 | J | Y | X |  |  | 82.5 | 0.85 | 90 | 90 | 10 | N |  |  | OP | X | 1 | 2002 |  |  | N | Electric Utility | 1 | X X X: X; RC RC RC: NG; DFO DFO DFO: WH |  |  |  | N | N |  | 12H | [23 empty] | N |  | N
Vintage2011 | natural gas combined cycle | TRUE | 10376 | Kissimmee Utility Authority | 7238 | Cane Island | FL | Osceola | 4 | Natural Gas Fired Combined Cycle | CT | UN3 | W | X | N |  |  | 180 | 0.85 | 160 | 180 | 78 | N |  |  | OP | X | 7 | 2011 |  |  | N | Electric Utility | 1 | [11 empty] | N | N |  | 1H | [23 empty] | N | bar: X X X to RC RC RC; DFO DFO DFO
Vintage2011 | natural gas combined cycle | TRUE | 10376 | Kissimmee Utility Authority | 7238 | Cane Island | FL | Osceola | 4A | Natural Gas Fired Combined Cycle | CA | UN3 | W | Y | X |  |  | 143.5 | 0.85 | 130 | 140 | 10 | N |  |  | OP | X | 7 | 2011 |  |  | N | Electric Utility | 1 | X X X: X; RC RC RC: NG; DFO DFO DFO: WH |  |  |  | N | N |  | 12H | [23 empty] | N
Vintage1996 | other | TRUE | 18454 | Tampa Electric Co | 7242 | Polk | FL | Polk | 1CA | Petroleum Coke | CA | CC1 | S | N | X |  |  | 133.4 | 0.85 | 59 | 59 | 33 | N |  |  | OP | X | 9 | 1996 |  |  | N | Electric Utility | 1 | X X X: X; RC RC RC: SGP; SUB SUB SUB: SGC; WC WC WC: NG |  |  |  | Y |  |  | OVER | N | N |  | Y | Y | N | [17 empty] | N | N | N
Vintage1996 | hard coal | TRUE | 18454 | Tampa Electric Co | 7242 | Polk | FL | Polk | 1CT | Coal Integrated Gasification Combined Cycle | CT | CC1 | S | X | N |  |  | 192.9 | 0.86 | 161 | 161 | 89 | N |  |  | OP | X | 9 | 1996 |  |  | N | Electric Utility | 1 | X X X: X; RC RC RC: SGC; SUB SUB SUB: NG |  |  |  | Y |  |  | OVER | N | N |  | Y | Y | [18 empty] | Y | N | N
Vintage2000 | natural gas combined cycle | TRUE | 18454 | Tampa Electric Co | 7242 | Polk | FL | Polk | 2 | Natural Gas Fired Combined Cycle | CT | CC2 | S | X | Y |  |  | 175.8 | 0.9 | 150 | 180 | 89 | N |  |  | OP | X | 7 | 2000 |  |  | N | Electric Utility | 1 | X X X: X; RC RC RC: NG; SUB SUB SUB: DFO |  |  |  | N |  |  | 1H | [23 empty] | Y | N | Y
Vintage2017 | natural gas combined cycle | TRUE | 18454 | Tampa Electric Co | 7242 | Polk | FL | Polk | 2CC | Natural Gas Fired Combined Cycle | CA | CC2 | S | Y | X |  |  | 463 | 0.9 | 461 | 480 | 90 | N |  |  | OP | X | 1 | 2017 |  |  | N | Electric Utility | 1 | [14 empty] | 1H | [23 empty] | N | N | N | bar: X X X to RC RC RC
Vintage2002 | natural gas combined cycle | TRUE | 18454 | Tampa Electric Co | 7242 | Polk | FL | Polk | 3 | Natural Gas Fired Combined Cycle | CT | CC2 | S | X | Y |  |  | 175.8 | 0.9 | 150 | 180 | 89 | N |  |  | OP | X | 4 | 2002 |  |  | N | Electric Utility | 1 | X X X: X; RC RC RC: NG; SUB SUB SUB: DFO |  |  |  | N |  |  | 1H | [23 empty] | Y | N | Y
Vintage2007 | natural gas combined cycle | TRUE | 18454 | Tampa Electric Co | 7242 | Polk | FL | Polk | 4 | Natural Gas Fired Combined Cycle | CT | CC2 | S | X | Y |  |  | 175.8 | 0.85 | 150 | 180 | 89 | N |  |  | OP | X | 3 | 2007 |  |  | N | Electric Utility | 1 | [11 empty] | N |  |  | 1H | [23 empty] | N | N | bar: X X X to RC RC RC
Vintage2007 | natural gas combined cycle | TRUE | 18454 | Tampa Electric Co | 7242 | Polk | FL | Polk | 5 | Natural Gas Fired Combined Cycle | CT | CC2 | S | X | Y |  |  | 175.8 | 0.85 | 150 | 180 | 89 | N |  |  | OP | X | 4 | 2007 |  |  | N | Electric Utility | 1 | [11 empty] | N |  |  | 1H | [23 empty] | N | N | bar: X X X to RC RC RC
Vintage1999 | hydro | TRUE | 807 | Arkansas Electric Coop Corp | 7246 | Dam 2 | AR | Desha | 1 | Conventional Hydroelectric | HY |  | S | X | X | EAI.AECCHYDRO2 | EIA | 34.2 | 0.95 | 11 | 11 | 2 | N |  |  | OP | X | 6 | 1999 |  |  | N | Electric Utility | 1 | X X X: X; RC RC RC: WAT |  |  |  | N | N |  | 10M | [23 empty] | N
Vintage1999 | hydro | TRUE | 807 | Arkansas Electric Coop Corp | 7246 | Dam 2 | AR | Desha | 2 | Conventional Hydroelectric | HY |  | S | X | X | EAI.AECCHYDRO2 | EIA | 34.2 | 0.95 | 12 | 12 | 2 | N |  |  | OP | X | 10 | 1999 |  |  | N | Electric Utility | 1 | X X X: X; RC RC RC: WAT |  |  |  | N | N |  | 10M | [23 empty] | N
Vintage1999 | hydro | TRUE | 807 | Arkansas Electric Coop Corp | 7246 | Dam 2 | AR | Desha | 3 | Conventional Hydroelectric | HY |  | S | X | X | EAI.AECCHYDRO2 | EIA | 34.2 | 0.95 | 12 | 12 | 2 | N |  |  | OP | X | 8 | 1999 |  |  | N | Electric Utility | 1 | X X X: X; RC RC RC: WAT |  |  |  | N | N |  | 10M | [23 empty] | N
Vintage1978 | petroleum | TRUE | 12710 | Missouri Basin Muni Power Agny | 7247 | Watertown Power Plant | SD | Codington | 1 | Petroleum Liquids | GT |  | S | X | X |  |  | 67.5 | 0.9 | 50 | 60 | 10 | N |  |  | OP | X | 1 | 1978 |  |  | N | Electric Utility | 1 | X X X: X; RC RC RC: DFO |  |  |  | N |  |  | 1H | [23 empty] | N |  | N
Vintage1993 | petroleum | TRUE | 213 | Alaska Electric Light & Power Co. | 7250 | Auke Bay | AK | Juneau | 13 | Petroleum Liquids | GT |  | S | X | X |  |  | 2.8 | 0.8 | 2.8 | 2.8 | 0.5 | N |  |  | SB | Y | 8 | 1993 |  |  | N | Electric Utility | 1 | X X X: X; RC RC RC: DFO |  |  |  | N | N |  | 1H | [23 empty] | N | N | N
Vintage1994 | petroleum | TRUE | 213 | Alaska Electric Light & Power Co. | 7250 | Auke Bay | AK | Juneau | 14 | Petroleum Liquids | GT |  | S | X | X |  |  | 30.9 | 0.85 | 23 | 23 | 9 | N |  |  | SB | Y | 12 | 1994 |  |  | N | Electric Utility | 1 | X X X: X; RC RC RC: DFO |  |  |  | N | N |  | 1H | [23 empty] | N | N | N
Vintage1980 | petroleum | TRUE | 213 | Alaska Electric Light & Power Co. | 7250 | Auke Bay | AK | Juneau | 4 | Petroleum Liquids | IC |  | S | X | X |  |  | 2.5 | 0.8 | 2.5 | 2.5 | 0.5 | N |  |  | SB | Y | 9 | 1980 |  |  | N | Electric Utility | 1 | X X X: X; RC RC RC: DFO |  |  |  | N | N |  | 10M | [23 empty] | N | N | N
Vintage1990 | hydro | TRUE | 19099 | TransAlta Centralia Gen LLC | 7259 | Skookumchuck | WA | Thurston | 1 | Conventional Hydroelectric | HY |  | S | X | X |  |  | 1 | 0.94 | 1 | 1 | 0.3 | N |  |  | OP | X | 9 | 1990 |  |  | N | IPP Non-CHP | 2 | X X X: X; RC RC RC: WAT |  |  |  | N |  |  | 10M
Vintage1990 | petroleum | TRUE | 11843 | Maui Electric Co Ltd | 7264 | Miki Basin | HI | Maui | LL1 | Petroleum Liquids | IC |  | S | X | X |  |  | 1 | 0.8 | 1 | 1 | 0.6 | N |  |  | OP | X | 4 | 1990 |  |  | N | Electric Utility | 1 | X X X: X; RC RC RC: DFO |  |  |  | N | N |  | 10M | [23 empty] | N | N | N
Vintage1990 | petroleum | TRUE | 11843 | Maui Electric Co Ltd | 7264 | Miki Basin | HI | Maui | LL2 | Petroleum Liquids | IC |  | S | X | X |  |  | 1 | 0.8 | 1 | 1 | 0.6 | N |  |  | OP | X | 4 | 1990 |  |  | N | Electric Utility | 1 | X X X: X; RC RC RC: DFO |  |  |  | N | N |  | 10M | [23 empty] | N | N | N
Vintage1990 | petroleum | TRUE | 11843 | Maui Electric Co Ltd | 7264 | Miki Basin | HI | Maui | LL3 | Petroleum Liquids | IC |  | S | X | X |  |  | 1 | 0.8 | 1 | 1 | 0.6 | N |  |  | OP | X | 4 | 1990 |  |  | N | Electric Utility | 1 | X X X: X; RC RC RC: DFO |  |  |  | N | N |  | 10M | [23 empty] | N | N
Vintage1990 | petroleum | TRUE | 11843 | Maui Electric Co Ltd | 7264 | Miki Basin | HI | Maui | LL4 | Petroleum Liquids | IC |  | S | X | X |  |  | 1 | 0.8 | 1 | 1 | 0.6 | N |  |  | OP | X | 4 | 1990 |  |  | N | Electric Utility | 1 | X X X: X; RC RC RC: DFO |  |  |  | N |  |  | 10M | [23 empty] | N | N | N
Vintage1990 | petroleum | TRUE | 11843 | Maui Electric Co Ltd | 7264 | Miki Basin | HI | Maui | LL5 | Petroleum Liquids | IC |  | S | X | X |  |  | 1 | 0.8 | 1 | 1 | 0.6 | N |  |  | OP | X | 4 | 1990 |  |  | N | Electric Utility | 1 | X X X: X; RC RC RC: DFO |  |  |  | N | N |  | 10M | [23 empty] | N | N | N
Vintage1990 | petroleum | TRUE | 11843 | Maui Electric Co Ltd | 7264 | Miki Basin | HI | Maui | LL6 | Petroleum Liquids | IC |  | S | X | X |  |  | 1 | 0.8 | 1 | 1 | 0.6 | N |  |  | OP | X | 4 | 1990 |  |  | N | Electric Utility | 1 | X X X: X; RC RC RC: DFO |  |  |  | N |  |  | 10M | [23 empty] | N | N | N
Vintage1996 | petroleum | TRUE | 11843 | Maui Electric Co Ltd | 7264 | Miki Basin | HI | Maui | LL7 | Petroleum Liquids | IC |  | S | X | X |  |  | 2.2 | 0.8 | 2.1 | 2.1 | 0.6 | N |  |  | OP | X | 10 | 1996 |  |  | N | Electric Utility | 1 | X X X: X; RC RC RC: DFO |  |  |  | N |  |  | 10M | [23 empty] | N | N | N
Vintage1996 | petroleum | TRUE | 11843 | Maui Electric Co Ltd | 7264 | Miki Basin | HI | Maui | LL8 | Petroleum Liquids | IC |  | S | X | X |  |  | 2.2 | 0.8 | 2.1 | 2.1 | 0.6 | N |  |  | OP | X | 10 | 1996 |  |  | N | Electric Utility | 1 | X X X: X; RC RC RC: DFO |  |  |  | N |  |  | 10M | [23 empty] | N | N | N
Vintage2003 | natural gas combined cycle | TRUE | 12745 | Modesto Irrigation District | 7266 | Woodland | CA | Stanislaus | 2 | Natural Gas Fired Combined Cycle | CA | CC1 | S | Y | X |  |  | 37.7 | 0.85 | 33 | 33 | 2 | N |  |  | OP | X | 6 | 2003 |  |  | N | Electric Utility | 1 | [11 empty] | N | N |  | 12H | [23 empty] | N | N | N | bar: X X X to RC RC RC; DFO DFO DFO
Vintage2003 | natural gas combined cycle | TRUE | 12745 | Modesto Irrigation District | 7266 | Woodland | CA | Stanislaus | 3 | Natural Gas Fired Combined Cycle | CT | CC1 | S | X | N |  |  | 60.5 | 0.85 | 50 | 50 | 23 | N |  |  | OP | X | 6 | 2003 |  |  | N | Electric Utility | 1 | [11 empty] | N | N |  | 12H | [23 empty] | N | N | N | bar: X X X to RC RC RC; DFO DFO DFO
Vintage2011 | natural gas peaker | TRUE | 12745 | Modesto Irrigation District | 7266 | Woodland | CA | Stanislaus | 3A | Natural Gas Internal Combustion Engine | IC |  | S | X | X |  |  | 8.4 | 0.8 | 8.2 | 8.2 | 4 | N |  |  | OP | X | 7 | 2011 |  |  | N | Electric Utility | 1 | [11 empty] | N | N |  | 1H | [23 empty] | N | N | N | bar: X X X to RC RC RC; DFO DFO DFO
Vintage2011 | natural gas peaker | TRUE | 12745 | Modesto Irrigation District | 7266 | Woodland | CA | Stanislaus | 3B | Natural Gas Internal Combustion Engine | IC |  | S | X | X |  |  | 8.4 | 0.8 | 8.2 | 8.2 | 4 | N |  |  | OP | X | 7 | 2011 |  |  | N | Electric Utility | 1 | [11 empty] | N | N |  | 1H | [23 empty] | N | N | N | bar: X X X to RC RC RC; DFO DFO DFO
Vintage2011 | natural gas peaker | TRUE | 12745 | Modesto Irrigation District | 7266 | Woodland | CA | Stanislaus | 3C | Natural Gas Internal Combustion Engine | IC |  | S | X | X |  |  | 8.4 | 0.8 | 8.2 | 8.2 | 4 | N |  |  | OP | X | 7 | 2011 |  |  | N | Electric Utility | 1 | [11 empty] | N | N |  | 1H | [23 empty] | N | N | N | bar: X X X to RC RC RC; DFO DFO DFO
Vintage2011 | natural gas peaker | TRUE | 12745 | Modesto Irrigation District | 7266 | Woodland | CA | Stanislaus | 3D | Natural Gas Internal Combustion Engine | IC |  | S | X | X |  |  | 8.4 | 0.8 | 8.2 | 8.2 | 4 | N |  |  | OP | X | 7 | 2011 |  |  | N | Electric Utility | 1 | [11 empty] | N | N |  | 1H | [23 empty] | N | N | N | bar: X X X to RC RC RC; DFO DFO DFO
Vintage2011 | natural gas peaker | TRUE | 12745 | Modesto Irrigation District | 7266 | Woodland | CA | Stanislaus | 3E | Natural Gas Internal Combustion Engine | IC |  | S | X | X |  |  | 8.4 | 0.8 | 8.2 | 8.2 | 4 | N |  |  | OP | X | 7 | 2011 |  |  | N | Electric Utility | 1 | [11 empty] | N | N |  | 1H | [23 empty] | N | N | N | bar: X X X to RC RC RC; DFO DFO DFO
Vintage2011 | natural gas peaker | TRUE | 12745 | Modesto Irrigation District | 7266 | Woodland | CA | Stanislaus | 3F | Natural Gas Internal Combustion Engine | IC |  | S | X | X |  |  | 8.4 | 0.8 | 8.2 | 8.2 | 4 | N |  |  | OP | X | 7 | 2011 |  |  | N | Electric Utility | 1 | [11 empty] | N | N |  | 1H | [23 empty] | N | N | N | bar: X X X to RC RC RC; DFO DFO DFO
Vintage1993 | natural gas peaker | TRUE | 12745 | Modesto Irrigation District | 7266 | Woodland | CA | Stanislaus | NA1 | Natural Gas Fired Combustion Turbine | GT |  | S | X | X |  |  | 50.4 | 0.9 | 45 | 45 | 23 | N |  |  | OP | X | 11 | 1993 |  |  | N | Electric Utility | 1 | X X X: X; RC RC RC: NG; SUB SUB SUB: DFO; DFO DFO DFO: NG |  |  |  | N |  |  | 12H | [23 empty] | Y | N | Y
Vintage1992 | natural gas peaker | TRUE | 8723 | City of Holland | 7268 | 491 E 48th Street | MI | Allegan | 7 | Natural Gas Fired Combustion Turbine | GT |  | S | X | X |  |  | 39.1 | 0.85 | 35 | 39 | 15 | N |  |  | OP | X | 5 | 1992 |  |  | N | Electric Utility | 1 | X X X: X; RC RC RC: NG; SUB SUB SUB: DFO |  |  |  | N | N |  | 1H | [23 empty] | Y | Y | Y
Vintage1992 | natural gas peaker | TRUE | 8723 | City of Holland | 7268 | 491 E 48th Street | MI | Allegan | 8 | Natural Gas Fired Combustion Turbine | GT |  | S | X | X |  |  | 39.1 | 0.85 | 35 | 39 | 15 | N |  |  | OP | X | 5 | 1992 |  |  | N | Electric Utility | 1 | X X X: X; RC RC RC: NG; SUB SUB SUB: DFO |  |  |  | N | N |  | 1H | [23 empty] | Y | Y | Y
Vintage2000 | natural gas peaker | TRUE | 8723 | City of Holland | 7268 | 491 E 48th Street | MI | Allegan | 9 | Natural Gas Fired Combustion Turbine | GT |  | S | X | X |  |  | 83.5 | 0.85 | 75 | 83.5 | 50 | N |  |  | OP | X | 4 | 2000 |  |  | N | Electric Utility | 1 | [11 empty] | N | N |  | 1H | [23 empty] | N | N | N | bar: X X X to RC RC RC
Vintage1995 | natural gas peaker | TRUE | 20847 | Wisconsin Electric Power Co | 7270 | Paris (WI) | WI | Kenosha | 1 | Natural Gas Fired Combustion Turbine | GT |  | S | X | X | WEC.PARIS01S1 | WEC.PARIS01S1 | 95.4 | 0.8 | 91.4 | 100 | 50 | N |  |  | OP | X | 3 | 1995 |  |  | N | Electric Utility | 1 | X X X: X; RC RC RC: NG; SUB SUB SUB: DFO |  |  |  | N | N |  | 1H | [23 empty] | Y | N | Y
Vintage1995 | natural gas peaker | TRUE | 20847 | Wisconsin Electric Power Co | 7270 | Paris (WI) | WI | Kenosha | 2 | Natural Gas Fired Combustion Turbine | GT |  | S | X | X | WEC.PARIS01S2 | WEC.PARIS01S2 | 95.4 | 0.8 | 88.5 | 100 | 50 | N |  |  | OP | X | 3 | 1995 |  |  | N | Electric Utility | 1 | X X X: X; RC RC RC: NG; SUB SUB SUB: DFO |  |  |  | N | N |  | 1H | [23 empty] | Y | N | Y
Vintage1995 | natural gas peaker | TRUE | 20847 | Wisconsin Electric Power Co | 7270 | Paris (WI) | WI | Kenosha | 3 | Natural Gas Fired Combustion Turbine | GT |  | S | X | X | WEC.PARIS01S3 | WEC.PARIS01S3 | 95.4 | 0.8 | 94.2 | 100 | 50 | N |  |  | OP | X | 6 | 1995 |  |  | N | Electric Utility | 1 | X X X: X; RC RC RC: NG; SUB SUB SUB: DFO |  |  |  | N | N |  | 1H | [23 empty] | Y | N | Y
Vintage1995 | natural gas peaker | TRUE | 20847 | Wisconsin Electric Power Co | 7270 | Paris (WI) | WI | Kenosha | 4 | Natural Gas Fired Combustion Turbine | GT |  | S | X | X | WEC.PARIS01S4 | WEC.PARIS01S4 | 95.4 | 0.8 | 93.7 | 100 | 50 | N |  |  | OP | X | 6 | 1995 |  |  | N | Electric Utility | 1 | X X X: X; RC RC RC: NG; SUB SUB SUB: DFO |  |  |  | N | N |  | 1H | [23 empty] | Y | N | Y
Vintage1995 | natural gas peaker | TRUE | 5416 | Duke Energy Carolinas, LLC | 7277 | Lincoln Combustion | NC | Lincoln | 1 | Natural Gas Fired Combustion Turbine | GT |  | S | X | X |  |  | 109.6 | 0.9 | 73 | 94 | 73 | N |  |  | OP | X | 5 | 1995 |  |  | N | Electric Utility | 1 | X X X: X; RC RC RC: NG; SUB SUB SUB: DFO |  |  |  | N | N |  | 10M | [23 empty] | Y | N | Y
Vintage1995 | natural gas peaker | TRUE | 5416 | Duke Energy Carolinas, LLC | 7277 | Lincoln Combustion | NC | Lincoln | 10 | Natural Gas Fired Combustion Turbine | GT |  | S | X | X |  |  | 109.6 | 0.9 | 73 | 96 | 73 | N |  |  | OP | X | 11 | 1995 |  |  | N | Electric Utility | 1 | X X X: X; RC RC RC: NG; SUB SUB SUB: DFO |  |  |  | N | N |  | 10M | [23 empty] | Y | N | Y
Vintage1995 | natural gas peaker | TRUE | 5416 | Duke Energy Carolinas, LLC | 7277 | Lincoln Combustion | NC | Lincoln | 11 | Natural Gas Fired Combustion Turbine | GT |  | S | X | X |  |  | 109.6 | 0.9 | 73 | 95 | 73 | N |  |  | OP | X | 12 | 1995 |  |  | N | Electric Utility | 1 | X X X: X; RC RC RC: NG; SUB SUB SUB: DFO |  |  |  | N | N |  | 10M | [23 empty] | Y | N | Y
Vintage1995 | natural gas peaker | TRUE | 5416 | Duke Energy Carolinas, LLC | 7277 | Lincoln Combustion | NC | Lincoln | 12 | Natural Gas Fired Combustion Turbine | GT |  | S | X | X |  |  | 109.6 | 0.9 | 73 | 94 | 73 | N |  |  | OP | X | 12 | 1995 |  |  | N | Electric Utility | 1 | X X X: X; RC RC RC: NG; SUB SUB SUB: DFO |  |  |  | N | N |  | 10M | [23 empty] | Y | N | Y
Vintage1996 | natural gas peaker | TRUE | 5416 | Duke Energy Carolinas, LLC | 7277 | Lincoln Combustion | NC | Lincoln | 13 | Natural Gas Fired Combustion Turbine | GT |  | S | X | X |  |  | 109.6 | 0.9 | 72 | 93 | 72 | N |  |  | OP | X | 2 | 1996 |  |  | N | Electric Utility | 1 | X X X: X; RC RC RC: NG; SUB SUB SUB: DFO |  |  |  | N | N |  | 10M | [23 empty] | Y | N | Y
Vintage1996 | natural gas peaker | TRUE | 5416 | Duke Energy Carolinas, LLC | 7277 | Lincoln Combustion | NC | Lincoln | 14 | Natural Gas Fired Combustion Turbine | GT |  | S | X | X |  |  | 109.6 | 0.9 | 72 | 94 | 72 | N |  |  | OP | X | 2 | 1996 |  |  | N | Electric Utility | 1 | X X X: X; RC RC RC: NG; SUB SUB SUB: DFO |  |  |  | N | N |  | 10M | [23 empty] | Y | N | Y
Vintage1996 | natural gas peaker | TRUE | 5416 | Duke Energy Carolinas, LLC | 7277 | Lincoln Combustion | NC | Lincoln | 15 | Natural Gas Fired Combustion Turbine | GT |  | S | X | X |  |  | 109.6 | 0.9 | 73 | 94 | 73 | N |  |  | OP | X | 3 | 1996 |  |  | N | Electric Utility | 1 | X X X: X; RC RC RC: NG; SUB SUB SUB: DFO |  |  |  | N | N |  | 10M | [23 empty] | Y | N | Y
Vintage1996 | natural gas peaker | TRUE | 5416 | Duke Energy Carolinas, LLC | 7277 | Lincoln Combustion | NC | Lincoln | 16 | Natural Gas Fired Combustion Turbine | GT |  | S | X | X |  |  | 109.6 | 0.9 | 73 | 93 | 73 | N |  |  | OP | X | 3 | 1996 |  |  | N | Electric Utility | 1 | X X X: X; RC RC RC: NG; SUB SUB SUB: DFO |  |  |  | N | N |  | 10M | [23 empty] | Y | N | Y
Vintage1995 | natural gas peaker | TRUE | 5416 | Duke Energy Carolinas, LLC | 7277 | Lincoln Combustion | NC | Lincoln | 2 | Natural Gas Fired Combustion Turbine | GT |  | S | X | X |  |  | 109.6 | 0.9 | 74 | 96 | 74 | N |  |  | OP | X | 5 | 1995 |  |  | N | Electric Utility | 1 | X X X: X; RC RC RC: NG; SUB SUB SUB: DFO |  |  |  | N | N |  | 10M | [23 empty] | Y | N | Y
Vintage1995 | natural gas peaker | TRUE | 5416 | Duke Energy Carolinas, LLC | 7277 | Lincoln Combustion | NC | Lincoln | 3 | Natural Gas Fired Combustion Turbine | GT |  | S | X | X |  |  | 109.6 | 0.9 | 73 | 95 | 73 | N |  |  | OP | X | 6 | 1995 |  |  | N | Electric Utility | 1 | X X X: X; RC RC RC: NG; SUB SUB SUB: DFO |  |  |  | N | N |  | 10M | [23 empty] | Y | N | Y
Vintage1995 | natural gas peaker | TRUE | 5416 | Duke Energy Carolinas, LLC | 7277 | Lincoln Combustion | NC | Lincoln | 4 | Natural Gas Fired Combustion Turbine | GT |  | S | X | X |  |  | 109.6 | 0.9 | 73 | 94 | 73 | N |  |  | OP | X | 6 | 1995 |  |  | N | Electric Utility | 1 | X X X: X; RC RC RC: NG; SUB SUB SUB: DFO |  |  |  | N | N |  | 10M | [23 empty] | Y | N | Y
Vintage1995 | natural gas peaker | TRUE | 5416 | Duke Energy Carolinas, LLC | 7277 | Lincoln Combustion | NC | Lincoln | 5 | Natural Gas Fired Combustion Turbine | GT |  | S | X | X |  |  | 109.6 | 0.9 | 72 | 93 | 72 | N |  |  | OP | X | 7 | 1995 |  |  | N | Electric Utility | 1 | X X X: X; RC RC RC: NG; SUB SUB SUB: DFO |  |  |  | N | N |  | 10M | [23 empty] | Y | N | Y
Vintage1995 | natural gas peaker | TRUE | 5416 | Duke Energy Carolinas, LLC | 7277 | Lincoln Combustion | NC | Lincoln | 6 | Natural Gas Fired Combustion Turbine | GT |  | S | X | X |  |  | 109.6 | 0.9 | 72 | 93 | 72 | N |  |  | OP | X | 7 | 1995 |  |  | N | Electric Utility | 1 | X X X: X; RC RC RC: NG; SUB SUB SUB: DFO |  |  |  | N | N |  | 10M | [23 empty] | Y | N | Y
Vintage1995 | natural gas peaker | TRUE | 5416 | Duke Energy Carolinas, LLC | 7277 | Lincoln Combustion | NC | Lincoln | 7 | Natural Gas Fired Combustion Turbine | GT |  | S | X | X |  |  | 109.6 | 0.9 | 72 | 95 | 72 | N |  |  | OP | X | 9 | 1995 |  |  | N | Electric Utility | 1 | X X X: X; RC RC RC: NG; SUB SUB SUB: DFO |  |  |  | N | N |  | 10M | [23 empty] | Y | N | Y
Vintage1995 | natural gas peaker | TRUE | 5416 | Duke Energy Carolinas, LLC | 7277 | Lincoln Combustion | NC | Lincoln | 8 | Natural Gas Fired Combustion Turbine | GT |  | S | X | X |  |  | 109.6 | 0.9 | 72 | 94 | 72 | N |  |  | OP | X | 9 | 1995 |  |  | N | Electric Utility | 1 | X X X: X; RC RC RC: NG; SUB SUB SUB: DFO |  |  |  | N | N |  | 10M | [23 empty] | Y | N | Y
Vintage1995 | natural gas peaker | TRUE | 5416 | Duke Energy Carolinas, LLC | 7277 | Lincoln Combustion | NC | Lincoln | 9 | Natural Gas Fired Combustion Turbine | GT |  | S | X | X |  |  | 109.6 | 0.9 | 71 | 94 | 71 | N |  |  | OP | X | 11 | 1995 |  |  | N | Electric Utility | 1 | X X X: X; RC RC RC: NG; SUB SUB SUB: DFO |  |  |  | N | N |  | 10M | [23 empty] | Y | N | Y
Vintage1988 | hydro | TRUE | 4065 | City of Columbus - (OH) | 7279 | O'Shaughnessy Hydro | OH | Delaware | 1 | Conventional Hydroelectric | HY |  | S | X | X |  |  | 1.3 | 0.9 | 1.3 | 1.3 | 0.2 | N |  |  | OS | X | 9 | 1988 |  |  | N | Electric Utility | 1 | X X X: X; RC RC RC: WAT |  |  |  | N | N | 0 | 10M
Vintage1988 | hydro | TRUE | 4065 | City of Columbus - (OH) | 7279 | O'Shaughnessy Hydro | OH | Delaware | 2 | Conventional Hydroelectric | HY |  | S | X | X |  |  | 3.9 | 0.9 | 3.9 | 3.9 | 0.5 | N |  |  | OS | X | 9 | 1988 |  |  | N | Electric Utility | 1 | X X X: X; RC RC RC: WAT |  |  |  | N | N | 0 | 10M
Vintage1990 | natural gas peaker | TRUE | 6949 | City of Gardner - (KS) | 7281 | Gardner Energy Center | KS | Johnson | CT1 | Natural Gas Fired Combustion Turbine | GT |  | S | X | X |  |  | 19.6 | 0.95 | 13.5 | 14 | 5 | N |  |  | OP | X | 6 | 1990 |  |  | N | Electric Utility | 1 | X X X: X; RC RC RC: NG; SUB SUB SUB: DFO |  |  |  | N | N |  | 1H | [23 empty] | Y | N | Y
Vintage1990 | natural gas peaker | TRUE | 6949 | City of Gardner - (KS) | 7281 | Gardner Energy Center | KS | Johnson | CT2 | Natural Gas Fired Combustion Turbine | GT |  | S | X | X |  |  | 19.6 | 0.95 | 13.5 | 14 | 5 | N |  |  | OP | X | 5 | 1990 |  |  | N | Electric Utility | 1 | X X X: X; RC RC RC: NG; SUB SUB SUB: DFO |  |  |  | N | N |  | 1H | [23 empty] | Y | N | Y
Vintage1990 | natural gas peaker | TRUE | 14446 | Paragould Light & Water Comm | 7283 | Paragould Turbine | AR | Greene | 1 | Natural Gas Fired Combustion Turbine | GT |  | S | X | X | PARAGOULD | PARAGOULD | 3.4 | 0.8 | 3.4 | 3.4 | 3 | N |  |  | OP | X | 8 | 1990 |  |  | N | Electric Utility | 1 | [14 empty] | 1H | [23 empty] | N |  | N | bar: X X X to RC RC RC
Vintage1990 | natural gas peaker | TRUE | 14446 | Paragould Light & Water Comm | 7283 | Paragould Turbine | AR | Greene | 2 | Natural Gas Fired Combustion Turbine | GT |  | S | X | X | PARAGOULD | PARAGOULD | 3.4 | 0.8 | 3.4 | 3.4 | 3 | N |  |  | OP | X | 8 | 1990 |  |  | N | Electric Utility | 1 | [14 empty] | 1H | [23 empty] | N |  | N | bar: X X X to RC RC RC
Vintage1990 | natural gas peaker | TRUE | 14446 | Paragould Light & Water Comm | 7283 | Paragould Turbine | AR | Greene | 3 | Natural Gas Fired Combustion Turbine | GT |  | S | X | X | PARAGOULD | PARAGOULD | 3.4 | 0.8 | 3.4 | 3.4 | 3 | N |  |  | OP | X | 8 | 1990 |  |  | N | Electric Utility | 1 | [14 empty] | 1H | [23 empty] | N | N | N | bar: X X X to RC RC RC
Vintage1990 | natural gas peaker | TRUE | 14446 | Paragould Light & Water Comm | 7283 | Paragould Turbine | AR | Greene | 4 | Natural Gas Fired Combustion Turbine | GT |  | S | X | X | PARAGOULD | PARAGOULD | 3.4 | 0.8 | 3.4 | 3.4 | 3 | N |  |  | OP | X | 8 | 1990 |  |  | N | Electric Utility | 1 | [14 empty] | 1H | [23 empty] | N | N | N | bar: X X X to RC RC RC
Vintage1991 | petroleum | TRUE | 14446 | Paragould Light & Water Comm | 7283 | Paragould Turbine | AR | Greene | 5 | Petroleum Liquids | IC |  | S | X | X |  |  | 0.3 | 0.8 | 0.2 | 0.2 | 0.2 | N |  |  | SB | Y | 2 | 1991 |  |  | N | Electric Utility | 1 | X X X: X; RC RC RC: DFO | [6 empty] | 1H | [23 empty] | N | N
Vintage1991 | natural gas peaker | TRUE | 56606 | Calpine New Jersey Generation LLC | 7288 | Sherman Avenue | NJ | Cumberland | SEHR | Natural Gas Fired Combustion Turbine | GT |  | S | X | X |  |  | 112.8 | 0.9 | 86.9 | 99 | 78.2 | N |  |  | OP | X | 5 | 1991 |  |  | N | IPP Non-CHP | 2 | X X X: X; RC RC RC: NG; SUB SUB SUB: KER |  |  |  | N |  |  | 1H | [23 empty] | Y | N | Y
Vintage1989 | natural gas combined cycle | TRUE | 15776 | Reedy Creek Improvement Dist | 7294 | Central Energy Plant | FL | Orange | GTG | Natural Gas Fired Combined Cycle | CT | CC01 | S | X | N | Not Applicable | Not Applicable | 61.5 | 0.8 | 48 | 48 | 2 | N |  |  | SB | Y | 5 | 1989 |  |  | N | Electric Utility | 1 | X X X: X; RC RC RC: NG; SUB SUB SUB: DFO |  |  |  | N | N |  | 12H | [20 empty] | N |  |  | Y | N | Y
Vintage1989 | natural gas combined cycle | TRUE | 15776 | Reedy Creek Improvement Dist | 7294 | Central Energy Plant | FL | Orange | STG | Natural Gas Fired Combined Cycle | CA | CC01 | S | Y | X | Not Applicable | Not Applicable | 8.5 | 0.8 | 8 | 8 | 1 | N |  |  | SB | Y | 1 | 1989 |  |  | N | Electric Utility | 1 | [11 empty] | N | N |  | 12H | [20 empty] | N |  |  | N | N | N | bar: X X X to RC RC RC
Vintage1995 | natural gas peaker | TRUE | 5860 | Empire District Electric Co | 7296 | State Line Combined Cycle | MO | Jasper | 1 | Natural Gas Fired Combustion Turbine | GT |  | S | X | X | EDESTL4391UN1_ | EDESTL4391UN1_ | 123 | 1 | 94 | 104 | 70 | N |  |  | OP | X | 5 | 1995 |  |  | N | Electric Utility | 1 | X X X: X; RC RC RC: NG; SUB SUB SUB: JF |  |  |  | N | N |  | 1H | [23 empty] | Y | N | Y
Vintage2001 | natural gas combined cycle | TRUE | 5860 | Empire District Electric Co | 7296 | State Line Combined Cycle | MO | Jasper | 2-1 | Natural Gas Fired Combined Cycle | CT | CC1 | J | X | N | EDESTL4391UNCT1 | EDESTL4391UNCT1 | 181 | 1 | 175 | 200 | 75 | Y | 11 | 2021 | OP | X | 6 | 2001 |  |  | N | Electric Utility | 1 | [11 empty] | N | N |  | 12H | [23 empty] | N |  | N | bar: X X X to RC RC RC
Vintage1997 | natural gas combined cycle | TRUE | 5860 | Empire District Electric Co | 7296 | State Line Combined Cycle | MO | Jasper | 2-2 | Natural Gas Fired Combined Cycle | CT | CC1 | J | X | N | EDESTL4391UNCT2 | EDESTL4391UNCT2 | 180 | 1 | 175 | 200 | 75 | Y | 5 | 2021 | OP | X | 6 | 1997 |  |  | N | Electric Utility | 1 | [11 empty] | N | N |  | 12H | [23 empty] | N |  | N | bar: X X X to RC RC RC
Vintage2001 | natural gas combined cycle | TRUE | 5860 | Empire District Electric Co | 7296 | State Line Combined Cycle | MO | Jasper | 2-3 | Natural Gas Fired Combined Cycle | CA | CC1 | J | N | X |  |  | 206.5 | 1 | 186 | 186 | 50 | N |  |  | OP | X | 6 | 2001 |  |  | N | Electric Utility | 1 | [11 empty] | N | N |  | 12H | [23 empty] | N |  | N | bar: X X X to RC RC RC
Vintage1999 | natural gas combined cycle | TRUE | 6455 | Duke Energy Florida, LLC | 7302 | Hines Energy Complex | FL | Polk | 1GT | Natural Gas Fired Combined Cycle | CT | E100 | S | X | N |  |  | 173.4 | 0.85 | 161 | 174 | 161 | N |  |  | OP | X | 4 | 1999 |  |  | N | Electric Utility | 1 | X X X: X; RC RC RC: NG; SUB SUB SUB: DFO; DFO DFO DFO: NG |  |  |  | N | N |  | 12H | [23 empty] | Y | N | Y
Vintage1999 | natural gas combined cycle | TRUE | 6455 | Duke Energy Florida, LLC | 7302 | Hines Energy Complex | FL | Polk | 1GT2 | Natural Gas Fired Combined Cycle | CT | E100 | S | X | N |  |  | 173.4 | 0.85 | 167 | 177 | 167 | N |  |  | OP | X | 4 | 1999 |  |  | N | Electric Utility | 1 | X X X: X; RC RC RC: NG; SUB SUB SUB: DFO; DFO DFO DFO: NG |  |  |  | N | N |  | 12H | [23 empty] | Y | N | Y
Vintage1999 | natural gas combined cycle | TRUE | 6455 | Duke Energy Florida, LLC | 7302 | Hines Energy Complex | FL | Polk | 1ST | Natural Gas Fired Combined Cycle | CA | E100 | S | N | X |  |  | 199.7 | 0.85 | 162 | 170 | 162 | N |  |  | OP | X | 4 | 1999 |  |  | N | Electric Utility | 1 | X X X: X; RC RC RC: NG; SUB SUB SUB: DFO; DFO DFO DFO: NG |  |  |  | N | N |  | 12H | [23 empty] | Y | N | Y
Vintage2003 | natural gas combined cycle | TRUE | 6455 | Duke Energy Florida, LLC | 7302 | Hines Energy Complex | FL | Polk | 2GT | Natural Gas Fired Combined Cycle | CT | F110 | S | X | N |  |  | 178.5 | 0.85 | 176 | 179 | 176 | N |  |  | OP | X | 12 | 2003 |  |  | N | Electric Utility | 1 | X X X: X; RC RC RC: NG; SUB SUB SUB: DFO |  |  |  | N | N |  | 10M | [23 empty] | Y | N | Y
Vintage2003 | natural gas combined cycle | TRUE | 6455 | Duke Energy Florida, LLC | 7302 | Hines Energy Complex | FL | Polk | 2GT2 | Natural Gas Fired Combined Cycle | CT | F110 | S | X | N |  |  | 178.5 | 0.85 | 174 | 183 | 174 | N |  |  | OP | X | 12 | 2003 |  |  | N | Electric Utility | 1 | X X X: X; RC RC RC: NG; SUB SUB SUB: DFO |  |  |  | N | N |  | 10M | [23 empty] | Y | N | Y
Vintage2003 | natural gas combined cycle | TRUE | 6455 | Duke Energy Florida, LLC | 7302 | Hines Energy Complex | FL | Polk | 2ST | Natural Gas Fired Combined Cycle | CA | F110 | S | N | X |  |  | 191.3 | 0.85 | 182 | 187 | 182 | N |  |  | OP | X | 12 | 2003 |  |  | N | Electric Utility | 1 | X X X: X; RC RC RC: NG; SUB SUB SUB: DFO |  |  |  | N | N |  | 10M | [23 empty] | Y | N | Y
Vintage2005 | natural gas combined cycle | TRUE | 6455 | Duke Energy Florida, LLC | 7302 | Hines Energy Complex | FL | Polk | 3GT | Natural Gas Fired Combined Cycle | CT | G301 | S | X | N |  |  | 178.5 | 0.85 | 171 | 184 | 171 | N |  |  | OP | X | 11 | 2005 |  |  | N | Electric Utility | 1 | X X X: X; RC RC RC: NG; SUB SUB SUB: DFO |  |  |  | N | N |  | 12H | [23 empty] | Y | N | Y
Vintage2005 | natural gas combined cycle | TRUE | 6455 | Duke Energy Florida, LLC | 7302 | Hines Energy Complex | FL | Polk | 3GT2 | Natural Gas Fired Combined Cycle | CT | G301 | S | X | N |  |  | 178.5 | 0.85 | 176 | 185 | 176 | N |  |  | OP | X | 11 | 2005 |  |  | N | Electric Utility | 1 | X X X: X; RC RC RC: NG; SUB SUB SUB: DFO |  |  |  | N | N |  | 12H | [23 empty] | Y | N | Y
Vintage2005 | natural gas combined cycle | TRUE | 6455 | Duke Energy Florida, LLC | 7302 | Hines Energy Complex | FL | Polk | 3ST | Natural Gas Fired Combined Cycle | CA | G301 | S | N | X |  |  | 204 | 0.85 | 176 | 186 | 176 | N |  |  | OP | X | 11 | 2005 |  |  | N | Electric Utility | 1 | X X X: X; RC RC RC: NG; SUB SUB SUB: DFO |  |  |  | N | N |  | 12H | [23 empty] | Y | N | Y
Vintage2007 | natural gas combined cycle | TRUE | 6455 | Duke Energy Florida, LLC | 7302 | Hines Energy Complex | FL | Polk | 4GT | Natural Gas Fired Combined Cycle | CT | H400 | S | X | N |  |  | 199 | 0.85 | 171 | 179 | 171 | N |  |  | OP | X | 12 | 2007 |  |  | N | Electric Utility | 1 | X X X: X; RC RC RC: NG; SUB SUB SUB: DFO |  |  |  | N | N |  | 12H | [23 empty] | Y | N | Y
Vintage2007 | natural gas combined cycle | TRUE | 6455 | Duke Energy Florida, LLC | 7302 | Hines Energy Complex | FL | Polk | 4GT2 | Natural Gas Fired Combined Cycle | CT | H400 | S | X | N |  |  | 199 | 0.85 | 171 | 179 | 171 | N |  |  | OP | X | 12 | 2007 |  |  | N | Electric Utility | 1 | X X X: X; RC RC RC: NG; SUB SUB SUB: DFO |  |  |  | N | N |  | 12H | [23 empty] | Y | N | Y
Vintage2007 | natural gas combined cycle | TRUE | 6455 | Duke Energy Florida, LLC | 7302 | Hines Energy Complex | FL | Polk | 4ST | Natural Gas Fired Combined Cycle | CA | H400 | S | N | X |  |  | 212.5 | 0.85 | 174 | 186 | 174 | N |  |  | OP | X | 12 | 2007 |  |  | N | Electric Utility | 1 | X X X: X; RC RC RC: NG; SUB SUB SUB: DFO |  |  |  | N | N |  | 12H | [23 empty] | Y | N | Y
Vintage1996 | natural gas peaker | TRUE | 15783 | City of Redding - (CA) | 7307 | Redding Power | CA | Shasta | 1 | Natural Gas Fired Combustion Turbine | GT |  | S | X | X |  |  | 18 | 0.85 | 16 | 17 | 14 | N |  |  | OP | X | 10 | 1996 |  |  | N | Electric Utility | 1 | [11 empty] | N | N |  | 1H |  | N |  |  | N | [15 empty] | N |  |  | N | N | N | bar: X X X to RC RC RC
Vintage1996 | natural gas peaker | TRUE | 15783 | City of Redding - (CA) | 7307 | Redding Power | CA | Shasta | 2 | Natural Gas Fired Combustion Turbine | GT |  | S | X | X |  |  | 27.9 | 0.9 | 23 | 25 | 16 | N |  |  | OP | X | 4 | 1996 |  |  | N | Electric Utility | 1 | [11 empty] | N | N |  | 1H | [20 empty] | N |  |  | N | N | N | bar: X X X to RC RC RC
Vintage1996 | natural gas peaker | TRUE | 15783 | City of Redding - (CA) | 7307 | Redding Power | CA | Shasta | 3 | Natural Gas Fired Combustion Turbine | GT |  | S | X | X |  |  | 27.9 | 0.9 | 23 | 25 | 16 | N |  |  | OP | X | 4 | 1996 |  |  | N | Electric Utility | 1 | [11 empty] | N | N |  | 1H | [20 empty] | N |  |  | N | N | N | bar: X X X to RC RC RC
Vintage1989 | natural gas combined cycle | TRUE | 15783 | City of Redding - (CA) | 7307 | Redding Power | CA | Shasta | 4 | Natural Gas Fired Combined Cycle | CA | 101 | S | N | X |  |  | 26.8 | 0.85 | 27 | 28 | 5 | N |  |  | OP | X | 1 | 1989 |  |  | N | Electric Utility | 1 | [11 empty] | N | N |  | 12H |  |  |  |  | N | [15 empty] | N |  |  | N | N | N | bar: X X X to RC RC RC
Vintage2002 | natural gas combined cycle | TRUE | 15783 | City of Redding - (CA) | 7307 | Redding Power | CA | Shasta | 5 | Natural Gas Fired Combined Cycle | CT | 101 | S | X | N |  |  | 40 | 0.8 | 41 | 45 | 5 | N |  |  | OP | X | 7 | 2002 |  |  | N | Electric Utility | 1 | [11 empty] | N | N |  | 12H | [20 empty] | N |  |  | N | N | N | bar: X X X to RC RC RC
Vintage2011 | natural gas combined cycle | TRUE | 15783 | City of Redding - (CA) | 7307 | Redding Power | CA | Shasta | 6 | Natural Gas Fired Combined Cycle | CT | 101 | S | X | N |  |  | 42.5 | 0.85 | 41 | 46 | 24 | N |  |  | OP | X | 8 | 2011 |  |  | N | Electric Utility | 1 | [11 empty] | N | N |  | 12H | [20 empty] | N |  |  | N | N | N | bar: X X X to RC RC RC
Vintage1994 | natural gas combined cycle | TRUE | 15296 | New York Power Authority | 7314 | Richard M Flynn | NY | Suffolk | NA1 | Natural Gas Fired Combined Cycle | CT | CC1 | S | X | Y |  |  | 110 | 1 | 87.5 | 104 | 1 | N |  |  | OP | X | 5 | 1994 |  |  | N | Electric Utility | 1 | X X X: X; RC RC RC: NG; SUB SUB SUB: DFO; DFO DFO DFO: NG |  |  |  | N | N |  | 1H | [23 empty] | Y | Y | Y
Vintage1994 | natural gas combined cycle | TRUE | 15296 | New York Power Authority | 7314 | Richard M Flynn | NY | Suffolk | NA2 | Natural Gas Fired Combined Cycle | CA | CC1 | S | N | X |  |  | 60 | 1 | 49.4 | 58.7 | 1 | N |  |  | OP | X | 5 | 1994 |  |  | N | Electric Utility | 1 | [11 empty] | N | N |  | 1H | [23 empty] | N | N | N | bar: X X X to RC RC RC
Vintage1996 | natural gas peaker | TRUE | 19281 | Turlock Irrigation District | 7315 | Almond Power Plant | CA | Stanislaus | 1 | Natural Gas Fired Combustion Turbine | GT |  | S | X | X |  |  | 49.5 | 0.9 | 49.5 | 49.5 | 16 | N |  |  | OP | X | 4 | 1996 |  |  | N | Electric Utility | 1 | [11 empty] | N |  |  | 12H | [23 empty] | N | bar: X X X to RC RC RC
Vintage2012 | natural gas peaker | TRUE | 19281 | Turlock Irrigation District | 7315 | Almond Power Plant | CA | Stanislaus | 2 | Natural Gas Fired Combustion Turbine | GT |  | S | X | X |  |  | 58 | 0.9 | 50 | 58 | 16 | N |  |  | OP | X | 7 | 2012 |  |  | N | Electric Utility | 1 | [11 empty] | N |  |  | 10M | [23 empty] | N | bar: X X X to RC RC RC
Vintage2012 | natural gas peaker | TRUE | 19281 | Turlock Irrigation District | 7315 | Almond Power Plant | CA | Stanislaus | 3 | Natural Gas Fired Combustion Turbine | GT |  | S | X | X |  |  | 58 | 0.9 | 50 | 58 | 16 | N |  |  | OP | X | 7 | 2012 |  |  | N | Electric Utility | 1 | [11 empty] | N |  |  | 10M | [23 empty] | N | bar: X X X to RC RC RC
Vintage2012 | natural gas peaker | TRUE | 19281 | Turlock Irrigation District | 7315 | Almond Power Plant | CA | Stanislaus | 4 | Natural Gas Fired Combustion Turbine | GT |  | S | X | X |  |  | 58 | 0.9 | 50 | 58 | 16 | N |  |  | OP | X | 7 | 2012 |  |  | N | Electric Utility | 1 | [11 empty] | N |  |  | 10M | [23 empty] | N | bar: X X X to RC RC RC
Vintage1992 | hydro | TRUE | 2518 | U S Bureau of Reclamation | 7317 | Buffalo Bill | WY | Park | 1 | Conventional Hydroelectric | HY |  | S | X | X |  |  | 6 | 0.9 | 6 | 6 | 0 | N |  |  | OP | X | 9 | 1992 |  |  | N | Electric Utility | 1 | X X X: X; RC RC RC: WAT | [6 empty] | 10M
Vintage1992 | hydro | TRUE | 2518 | U S Bureau of Reclamation | 7317 | Buffalo Bill | WY | Park | 2 | Conventional Hydroelectric | HY |  | S | X | X |  |  | 6 | 0.9 | 6 | 6 | 0 | N |  |  | OP | X | 9 | 1992 |  |  | N | Electric Utility | 1 | X X X: X; RC RC RC: WAT | [6 empty] | 10M
Vintage1992 | hydro | TRUE | 2518 | U S Bureau of Reclamation | 7317 | Buffalo Bill | WY | Park | 3 | Conventional Hydroelectric | HY |  | S | X | X |  |  | 6 | 0.9 | 6 | 6 | 0 | N |  |  | OP | X | 9 | 1992 |  |  | N | Electric Utility | 1 | X X X: X; RC RC RC: WAT | [6 empty] | 10M
Vintage1991 | natural gas peaker | TRUE | 54899 | NAES Corporation - (DE) | 7318 | Van Sant Station | DE | Kent | 1 | Natural Gas Fired Combustion Turbine | GT |  | W | X | X | NORTHST 12KV G11 | NORTHST 12KV G11 | 45.1 | 0.85 | 44.4 | 47.2 | 0.5 | N |  |  | OP | X | 5 | 1991 |  |  | N | IPP Non-CHP | 2 | X X X: X; RC RC RC: NG; SUB SUB SUB: DFO |  |  |  | N | N |  | 1H | [23 empty] | Y | Y | Y
Vintage1995 | natural gas peaker | TRUE | 54888 | NRG Texas Power LLC | 7325 | San Jacinto Steam Electric Station | TX | Harris | 1 | Natural Gas Fired Combustion Turbine | GT |  | S | X | X | SJS_SJS_G1 | SJS_SJS_G1 | 88.2 | 0.85 | 81 | 81 | 58 | N |  |  | OP | X | 4 | 1995 | 12 | 2031 | N | IPP Non-CHP | 2 | [11 empty] | N | N |  | 12H | [23 empty] | N | bar: X X X to RC RC RC; DFO DFO DFO
Vintage1995 | natural gas peaker | TRUE | 54888 | NRG Texas Power LLC | 7325 | San Jacinto Steam Electric Station | TX | Harris | 2 | Natural Gas Fired Combustion Turbine | GT |  | S | X | X | SJS_SJS_G2 | SJS_SJS_G2 | 88.2 | 0.85 | 81 | 81 | 50 | N |  |  | OP | X | 4 | 1995 | 12 | 2031 | N | IPP Non-CHP | 2 | [11 empty] | N | N |  | 12H | [23 empty] | N | bar: X X X to RC RC RC; DFO DFO DFO
Vintage1992 | natural gas peaker | TRUE | 9234 | Indiana Municipal Power Agency | 7335 | Richmond | IN | Wayne | RCT1 | Natural Gas Fired Combustion Turbine | GT |  | S | X | X | 32419337 | 32419337 | 41.4 | 0.85 | 34 | 42 | 17 | N |  |  | OP | X | 5 | 1992 |  |  | N | Electric Utility | 1 | X X X: X; RC RC RC: NG; SUB SUB SUB: DFO |  |  |  | N | N |  | 1H | [20 empty] | N |  |  | Y | Y | Y
Vintage1992 | natural gas peaker | TRUE | 9234 | Indiana Municipal Power Agency | 7335 | Richmond | IN | Wayne | RCT2 | Natural Gas Fired Combustion Turbine | GT |  | S | X | X | 32419339 | 32419339 | 41.4 | 0.85 | 34 | 42 | 17 | N |  |  | OP | X | 5 | 1992 |  |  | N | Electric Utility | 1 | X X X: X; RC RC RC: NG; SUB SUB SUB: DFO |  |  |  | N | N |  | 1H | [20 empty] | N |  |  | Y | Y | Y
Vintage1992 | natural gas peaker | TRUE | 9234 | Indiana Municipal Power Agency | 7336 | Anderson | IN | Madison | ACT1 | Natural Gas Fired Combustion Turbine | GT |  | S | X | X | 32419341 | 32419341 | 41.4 | 0.85 | 34 | 42 | 17 | N |  |  | OP | X | 6 | 1992 |  |  | N | Electric Utility | 1 | X X X: X; RC RC RC: NG; SUB SUB SUB: DFO |  |  |  | N | N |  | 1H | [20 empty] | N |  |  | Y | Y | Y
Vintage1992 | natural gas peaker | TRUE | 9234 | Indiana Municipal Power Agency | 7336 | Anderson | IN | Madison | ACT2 | Natural Gas Fired Combustion Turbine | GT |  | S | X | X | 32419343 | 32419343 | 41.4 | 0.85 | 34 | 42 | 17 | N |  |  | OP | X | 6 | 1992 |  |  | N | Electric Utility | 1 | X X X: X; RC RC RC: NG; SUB SUB SUB: DFO |  |  |  | N | N |  | 1H | [20 empty] | N |  |  | Y | Y | Y
Vintage2004 | natural gas peaker | TRUE | 9234 | Indiana Municipal Power Agency | 7336 | Anderson | IN | Madison | ACT3 | Natural Gas Fired Combustion Turbine | GT |  | S | X | X | 34886963 | 34886963 | 85.9 | 0.85 | 72 | 90 | 36 | N |  |  | OP | X | 6 | 2004 |  |  | N | Electric Utility | 1 | X X X: X; RC RC RC: NG; SUB SUB SUB: DFO |  |  |  | N | N |  | 1H | [20 empty] | N |  |  | Y | Y | Y
Vintage1993 | hydro | TRUE | 16655 | City of Santa Clara - (CA) | 7338 | Grizzly | CA | Plumas | NA1 | Conventional Hydroelectric | HY |  | S | X | X | GRIZZLYG_7_B1 | GRIZZLYG_7_B1 | 22 | 0.9 | 17.7 | 17.7 | 0 | N |  |  | OP | X | 11 | 1993 |  |  | N | Electric Utility | 1 | X X X: X; RC RC RC: WAT |  |  |  | N | N |  | 10M
Vintage1989 | natural gas peaker | TRUE | 20315 | City of Wellington - (KS) | 7339 | Wellington 2 | KS | Sumner | 6 | Natural Gas Fired Combustion Turbine | GT |  | S | X | X |  |  | 20 | 0.9 | 21 | 21 | 3 | N |  |  | OP | X | 1 | 1989 |  |  | N | Electric Utility | 1 | X X X: X; RC RC RC: NG; SUB SUB SUB: DFO |  |  |  | N |  |  | 1H | [23 empty] | Y | N | Y
Vintage1979 | hard coal | TRUE | 12341 | MidAmerican Energy Co | 7343 | George Neal South | IA | Woodbury | 4 | Conventional Steam Coal | ST |  | J | X | X | MEC.NEALS 4 | MEC NEALS 4 | 695.9 | 0.9 | 650.3 | 650.3 | 200 | N |  |  | OP | X | 7 | 1979 |  |  | Y | Electric Utility | 1 | X X X: T; RC RC RC: RC; SUB SUB SUB: SUB; DFO DFO DFO: DFO |  |  |  | N |  |  | OVER |  | Y |  |  | Y | [18 empty] | N
Vintage1994 | natural gas peaker | TRUE | 6455 | Duke Energy Florida, LLC | 7345 | University of Florida | FL | Alachua | P1 | Natural Gas Fired Combustion Turbine | GT |  | S | X | X |  |  | 54.2 | 0.9 | 44 | 50 | 40 | N |  |  | OP | X | 1 | 1994 |  |  | N | Electric Utility | 1 | [11 empty] | N | N |  | 12H | [23 empty] | N | bar: X X X to RC RC RC
Vintage1995 | natural gas peaker | TRUE | 7140 | Georgia Power Co | 7348 | Robins | GA | Houston | 1 | Natural Gas Fired Combustion Turbine | GT |  | S | X | X |  |  | 91.9 | 0.85 | 80 | 93 | 55 | N |  |  | OP | X | 5 | 1995 |  |  | N | Electric Utility | 1 | X X X: X; RC RC RC: NG; SUB SUB SUB: DFO |  |  |  | N |  |  | 1H | [23 empty] | Y | N | Y
Vintage1995 | natural gas peaker | TRUE | 7140 | Georgia Power Co | 7348 | Robins | GA | Houston | 2 | Natural Gas Fired Combustion Turbine | GT |  | S | X | X |  |  | 91.9 | 0.85 | 80 | 93 | 55 | N |  |  | OP | X | 5 | 1995 |  |  | N | Electric Utility | 1 | X X X: X; RC RC RC: NG; SUB SUB SUB: DFO |  |  |  | N |  |  | 1H | [23 empty] | Y | N | Y
Vintage1995 | natural gas combined cycle | TRUE | 15248 | Portland General Electric Co | 7350 | Coyote Springs | OR | Morrow | 1 | Natural Gas Fired Combined Cycle | CT | CC1 | S | X | N | CSP1_5_GNODESTG1 | CSP1_5_COYOTE1 | 208 | 0.95 | 168.3 | 187.2 | 98.8 | N |  |  | OP | X | 11 | 1995 |  |  | Y | Electric Utility | 1 | [11 empty] | N | N |  | 12H | [23 empty] | N | N | N | bar: X X X to RC RC RC
Vintage1995 | natural gas combined cycle | TRUE | 15248 | Portland General Electric Co | 7350 | Coyote Springs | OR | Morrow | 2 | Natural Gas Fired Combined Cycle | CA | CC1 | S | N | X | CSP1_5_GNODESTG1 | CSP1_5_COYOTE1 | 88 | 0.95 | 75.9 | 83.7 | 61 | N |  |  | OP | X | 11 | 1995 |  |  | Y | Electric Utility | 1 | [11 empty] | N | N |  | 12H | [23 empty] | N | N | N | bar: X X X to RC RC RC
Vintage1991 | hydro | TRUE | 19558 | Homer Electric Assn Inc | 7367 | Bradley Lake | AK | Kenai Peninsula | 1 | Conventional Hydroelectric | HY |  | W | X | X |  |  | 63 | 0.95 | 63 | 63 | 63 | N |  |  | OP | X | 6 | 1991 |  |  | N | Electric Utility | 1 | X X X: X; RC RC RC: WAT |  |  |  | N | N |  | 10M | [23 empty] | N
Vintage1991 | hydro | TRUE | 19558 | Homer Electric Assn Inc | 7367 | Bradley Lake | AK | Kenai Peninsula | 2 | Conventional Hydroelectric | HY |  | W | X | X |  |  | 63 | 0.95 | 63 | 63 | 63 | N |  |  | OP | X | 6 | 1991 |  |  | N | Electric Utility | 1 | X X X: X; RC RC RC: WAT |  |  |  | N | N |  | 10M | [23 empty] | N
Vintage1983 | geothermal | TRUE | 40613 | Northern California Power Agny | 7368 | Geothermal 1 | CA | Sonoma | 1 | Geothermal | ST |  | S | X | X |  |  | 55 | 0.86 | 25 | 26 | 10 | N |  |  | OP | X | 1 | 1983 |  |  | N | Electric Utility | 1 | X X X: X; RC RC RC: GEO; DFO DFO DFO: GEO |  |  |  | N | N |  | 12H | [23 empty] | N | N
Vintage1983 | geothermal | TRUE | 40613 | Northern California Power Agny | 7368 | Geothermal 1 | CA | Sonoma | 2 | Geothermal | ST |  | S | X | X |  |  | 55 | 0.86 | 26 | 27 | 10 | N |  |  | OP | X | 1 | 1983 |  |  | N | Electric Utility | 1 | X X X: X; RC RC RC: GEO; DFO DFO DFO: GEO |  |  |  | N | N |  | 12H | [23 empty] | N | N
Vintage1985 | geothermal | TRUE | 40613 | Northern California Power Agny | 7369 | Geothermal 2 | CA | Sonoma | 3 | Geothermal | ST |  | S | X | X |  |  | 55 | 0.9 | 25 | 25 | 0 | N |  |  | SB | N | 12 | 1985 |  |  | N | Electric Utility | 1 | X X X: X; RC RC RC: GEO; DFO DFO DFO: GEO |  |  |  | N |  |  | OVER | [23 empty] | N
Vintage1986 | geothermal | TRUE | 40613 | Northern California Power Agny | 7369 | Geothermal 2 | CA | Sonoma | 4 | Geothermal | ST |  | S | X | X |  |  | 55 | 0.9 | 40 | 41 | 10 | N |  |  | OP | X | 5 | 1986 |  |  | N | Electric Utility | 1 | X X X: X; RC RC RC: GEO; DFO DFO DFO: GEO |  |  |  | N | N |  | 12H | [23 empty] | N
Vintage1992 | hydro | TRUE | 2518 | U S Bureau of Reclamation | 7372 | McPhee | CO | Montezuma | 1 | Conventional Hydroelectric | HY |  | S | X | X |  |  | 1.2 | 0.92 | 1.2 | 1.2 | 0 | N |  |  | OP | X | 12 | 1992 |  |  | N | Electric Utility | 1 | X X X: X; RC RC RC: WAT | [6 empty] | 10M
Vintage1993 | hydro | TRUE | 2518 | U S Bureau of Reclamation | 7373 | Towaoc | CO | Montezuma | 1 | Conventional Hydroelectric | HY |  | S | X | X |  |  | 11.4 | 0.95 | 11.4 | 10.5 | 0 | N |  |  | OP | X | 5 | 1993 |  |  | N | Electric Utility | 1 | X X X: X; RC RC RC: WAT | [6 empty] | 10M
Vintage2002 | natural gas combined cycle | TRUE | 21554 | Seminole Electric Cooperative Inc | 7380 | Midulla Generating Station | FL | Hardee | CT1 | Natural Gas Fired Combined Cycle | CT | CCU1 | S | X | N |  |  | 181.1 | 0.85 | 179 | 198 | 90 | N |  |  | OP | X | 1 | 2002 |  |  | N | Electric Utility | 1 | X X X: X; RC RC RC: NG; SUB SUB SUB: DFO |  |  |  | N | N |  | 12H | [23 empty] | Y | N | Y
Vintage2002 | natural gas combined cycle | TRUE | 21554 | Seminole Electric Cooperative Inc | 7380 | Midulla Generating Station | FL | Hardee | CT2 | Natural Gas Fired Combined Cycle | CT | CCU1 | S | X | N |  |  | 181.1 | 0.85 | 179 | 198 | 90 | N |  |  | OP | X | 1 | 2002 |  |  | N | Electric Utility | 1 | X X X: X; RC RC RC: NG; SUB SUB SUB: DFO |  |  |  | N | N |  | 12H | [23 empty] | Y | N | Y
Vintage2006 | natural gas peaker | TRUE | 21554 | Seminole Electric Cooperative Inc | 7380 | Midulla Generating Station | FL | Hardee | GT4 | Natural Gas Fired Combustion Turbine | GT |  | S | X | X |  |  | 62 | 0.85 | 54 | 62 | 14 | N |  |  | OP | X | 12 | 2006 |  |  | N | Electric Utility | 1 | X X X: X; RC RC RC: NG; SUB SUB SUB: DFO |  |  |  | N | N |  | 10M | [23 empty] | Y | N | Y
Vintage2006 | natural gas peaker | TRUE | 21554 | Seminole Electric Cooperative Inc | 7380 | Midulla Generating Station | FL | Hardee | GT5 | Natural Gas Fired Combustion Turbine | GT |  | S | X | X |  |  | 62 | 0.85 | 54 | 62 | 14 | N |  |  | OP | X | 12 | 2006 |  |  | N | Electric Utility | 1 | X X X: X; RC RC RC: NG; SUB SUB SUB: DFO |  |  |  | N | N |  | 10M | [23 empty] | Y | N | Y
Vintage2006 | natural gas peaker | TRUE | 21554 | Seminole Electric Cooperative Inc | 7380 | Midulla Generating Station | FL | Hardee | GT6 | Natural Gas Fired Combustion Turbine | GT |  | S | X | X |  |  | 62 | 0.85 | 54 | 62 | 14 | N |  |  | OP | X | 12 | 2006 |  |  | N | Electric Utility | 1 | X X X: X; RC RC RC: NG; SUB SUB SUB: DFO |  |  |  | N | N |  | 10M | [23 empty] | Y | N | Y
Vintage2006 | natural gas peaker | TRUE | 21554 | Seminole Electric Cooperative Inc | 7380 | Midulla Generating Station | FL | Hardee | GT7 | Natural Gas Fired Combustion Turbine | GT |  | S | X | X |  |  | 62 | 0.85 | 54 | 62 | 14 | N |  |  | OP | X | 12 | 2006 |  |  | N | Electric Utility | 1 | X X X: X; RC RC RC: NG; SUB SUB SUB: DFO |  |  |  | N | N |  | 10M | [23 empty] | Y | N | Y
Vintage2006 | natural gas peaker | TRUE | 21554 | Seminole Electric Cooperative Inc | 7380 | Midulla Generating Station | FL | Hardee | GT8 | Natural Gas Fired Combustion Turbine | GT |  | S | X | X |  |  | 62 | 0.85 | 54 | 62 | 14 | N |  |  | OP | X | 12 | 2006 |  |  | N | Electric Utility | 1 | X X X: X; RC RC RC: NG; SUB SUB SUB: DFO |  |  |  | N | N |  | 10M | [23 empty] | Y | N | Y
Vintage2002 | natural gas combined cycle | TRUE | 21554 | Seminole Electric Cooperative Inc | 7380 | Midulla Generating Station | FL | Hardee | ST3 | Natural Gas Fired Combined Cycle | CA | CCU1 | S | N | X |  |  | 181.1 | 0.85 | 185 | 187 | 62 | N |  |  | OP | X | 1 | 2002 |  |  | N | Electric Utility | 1 | X X X: X; RC RC RC: NG; SUB SUB SUB: DFO |  |  |  | N | N |  | 12H | [23 empty] | Y | N | Y
Vintage1997 | onshore wind | TRUE | 7601 | Green Mountain Power Corp | 7381 | Searsburg Wind Turbine | VT | Bennington | 1 | Onshore Wind Turbine | WT |  | S | X | X |  |  | 6 |  | 5.2 | 5 | 0.5 | N |  |  | OP | X | 6 | 1997 |  |  | N | Electric Utility | 1 | X X X: X; RC RC RC: WND |  |  |  | N |  | 11
Vintage1976 | natural gas peaker | TRUE | 15229 | City of Poplar Bluff - (MO) | 7392 | Poplar Bluff Generating Station | MO | Butler | 1 | Natural Gas Internal Combustion Engine | IC |  | S | X | X | POPLARBLUFF |  | 7 | 0.8 | 7 | 7 | 3 | N |  |  | OP | X | 5 | 1976 |  |  | N | Electric Utility | 1 | X X X: X; RC RC RC: NG; SUB SUB SUB: DFO |  |  |  | N | N | 0 | 1H | [23 empty] | N | N | N
Vintage1976 | natural gas peaker | TRUE | 15229 | City of Poplar Bluff - (MO) | 7392 | Poplar Bluff Generating Station | MO | Butler | 2 | Natural Gas Internal Combustion Engine | IC |  | S | X | X | POPLARBLUFF |  | 7 | 0.8 | 7 | 7 | 3 | N |  |  | OP | X | 5 | 1976 |  |  | N | Electric Utility | 1 | X X X: X; RC RC RC: NG; SUB SUB SUB: DFO |  |  |  | N | N |  | 1H | [23 empty] | N | N | N
Vintage2002 | petroleum | TRUE | 15229 | City of Poplar Bluff - (MO) | 7392 | Poplar Bluff Generating Station | MO | Butler | 3 | Petroleum Liquids | IC |  | S | X | X | POPLARBLUFF |  | 6.7 | 0.8 | 6.6 | 6.6 | 3 | N |  |  | OP | X | 6 | 2002 |  |  | N | Electric Utility | 1 | X X X: X; RC RC RC: DFO; SUB SUB SUB: NG |  |  |  | N | N |  | 1H | [23 empty] | N | N | N
Vintage2002 | petroleum | TRUE | 15229 | City of Poplar Bluff - (MO) | 7392 | Poplar Bluff Generating Station | MO | Butler | 4 | Petroleum Liquids | IC |  | S | X | X | POPLARBLUFF |  | 6.7 | 0.8 | 6.6 | 6.6 | 3 | N |  |  | OA | X | 7 | 2002 |  |  | N | Electric Utility | 1 | X X X: X; RC RC RC: DFO; SUB SUB SUB: NG |  |  |  | N | N |  | 1H | [23 empty] | N | N | N
Vintage2002 | petroleum | TRUE | 15229 | City of Poplar Bluff - (MO) | 7392 | Poplar Bluff Generating Station | MO | Butler | 5 | Petroleum Liquids | IC |  | S | X | X | POPLARBLUFF |  | 6.7 | 0.8 | 6.6 | 6.6 | 3 | N |  |  | OP | X | 6 | 2002 |  |  | N | Electric Utility | 1 | X X X: X; RC RC RC: DFO; SUB SUB SUB: NG |  |  |  | N | N |  | 1H | [23 empty] | N | N | N
Vintage1984 | hydro | TRUE | 7370 | City of Gonzales - (TX) | 7394 | Gonzales Hydro Plant | TX | Gonzales | 1 | Conventional Hydroelectric | HY |  | S | X | X |  |  | 0.3 | 0.8 | 0.3 | 0.3 | 0.2 | N |  |  | OS | X | 1 | 1984 |  |  | N | Electric Utility | 1 | X X X: X; RC RC RC: WAT |  |  |  | N | N |  | 10M
Vintage1984 | hydro | TRUE | 7370 | City of Gonzales - (TX) | 7394 | Gonzales Hydro Plant | TX | Gonzales | 2 | Conventional Hydroelectric | HY |  | S | X | X |  |  | 0.3 | 0.8 | 0.3 | 0.3 | 0.2 | N |  |  | OS | X | 1 | 1984 |  |  | N | Electric Utility | 1 | X X X: X; RC RC RC: WAT |  |  |  | N | N |  | 10M
Vintage1984 | hydro | TRUE | 7370 | City of Gonzales - (TX) | 7394 | Gonzales Hydro Plant | TX | Gonzales | 3 | Conventional Hydroelectric | HY |  | S | X | X |  |  | 0.3 | 0.8 | 0.3 | 0.3 | 0.2 | N |  |  | OS | X | 1 | 1984 |  |  | N | Electric Utility | 1 | X X X: X; RC RC RC: WAT |  |  |  | N | N |  | 10M |  | N
Vintage1978 | petroleum | TRUE | 3477 | City of Chicopee - (MA) | 7396 | Front Street | MA | Hampden | 1 | Petroleum Liquids | IC |  | S | X | X |  |  | 2.7 | 0.8 | 2.8 | 2.8 | 1.3 | N |  |  | OP | X | 1 | 1978 |  |  | N | Electric Utility | 1 | X X X: X; RC RC RC: DFO |  |  |  | N | N |  | 10M | [20 empty] | Y | 12 | 2024 | N | N | N
Vintage1978 | petroleum | TRUE | 3477 | City of Chicopee - (MA) | 7396 | Front Street | MA | Hampden | 2 | Petroleum Liquids | IC |  | S | X | X |  |  | 2.7 | 0.8 | 2.8 | 2.8 | 1.3 | N |  |  | OP | X | 1 | 1978 |  |  | N | Electric Utility | 1 | X X X: X; RC RC RC: DFO |  |  |  | N | N |  | 10M | [20 empty] | Y | 12 | 2024 | N | N | N
Vintage1978 | petroleum | TRUE | 3477 | City of Chicopee - (MA) | 7396 | Front Street | MA | Hampden | 3 | Petroleum Liquids | IC |  | S | X | X |  |  | 2.7 | 0.8 | 2.8 | 2.8 | 1.3 | N |  |  | OP | X | 1 | 1978 |  |  | N | Electric Utility | 1 | X X X: X; RC RC RC: DFO |  |  |  | N | N |  | 10M | [20 empty] | Y | 12 | 2024 | N | N | N
Vintage1967 | natural gas peaker | TRUE | 3329 | Borough of Chambersburg | 7397 | Falling Spring | PA | Franklin | 5 | Natural Gas Internal Combustion Engine | IC |  | S | X | X | Grand Point | Grand Point | 2 | 0.8 | 2.1 | 2.1 | 1 | N |  |  | OP | X | 12 | 1967 |  |  | N | Electric Utility | 1 | X X X: X; RC RC RC: NG; SUB SUB SUB: DFO |  |  |  | N | N |  | 1H | [23 empty] | Y | Y | Y
Vintage1967 | natural gas peaker | TRUE | 3329 | Borough of Chambersburg | 7397 | Falling Spring | PA | Franklin | 6 | Natural Gas Internal Combustion Engine | IC |  | S | X | X | Grand Point | Grand Point | 2 | 0.8 | 2.1 | 2.1 | 1 | N |  |  | OP | X | 12 | 1967 |  |  | N | Electric Utility | 1 | X X X: X; RC RC RC: NG; SUB SUB SUB: DFO |  |  |  | N | N |  | 1H | [23 empty] | Y | Y | Y
Vintage2001 | natural gas peaker | TRUE | 3329 | Borough of Chambersburg | 7397 | Falling Spring | PA | Franklin | 7 | Natural Gas Internal Combustion Engine | IC |  | S | X | X | Grand Point | Grand Point | 3.2 | 0.8 | 2.9 | 2.9 | 1 | N |  |  | OP | X | 6 | 2001 |  |  | N | Electric Utility | 1 | X X X: X; RC RC RC: NG; SUB SUB SUB: DFO |  |  |  | N | N |  | 1H | [23 empty] | Y | Y | Y
Vintage1980 | natural gas peaker | TRUE | 1366 | City of Bay City - (MI) | 7398 | Water Street Station | MI | Bay | GEN1 | Natural Gas Internal Combustion Engine | IC |  | S | X | X |  |  | 5.7 | 0.8 | 5.5 | 5.5 | 1 | N |  |  | OP | X | 8 | 1980 |  |  | N | Electric Utility | 1 | X X X: X; RC RC RC: NG; SUB SUB SUB: DFO |  |  |  | N | N |  | 1H | [23 empty] | Y | Y | Y
Vintage1984 | natural gas peaker | TRUE | 1366 | City of Bay City - (MI) | 7398 | Water Street Station | MI | Bay | GEN2 | Natural Gas Internal Combustion Engine | IC |  | S | X | X |  |  | 6.9 | 0.8 | 6.5 | 6.5 | 1 | N |  |  | OP | X | 10 | 1984 |  |  | N | Electric Utility | 1 | X X X: X; RC RC RC: NG; SUB SUB SUB: DFO |  |  |  | N | N |  | 1H | [23 empty] | Y | Y | Y
Vintage1993 | natural gas peaker | TRUE | 1366 | City of Bay City - (MI) | 7399 | Henry Station | MI | Bay | GEN3 | Natural Gas Internal Combustion Engine | IC |  | S | X | X |  |  | 7.7 | 0.9 | 7.5 | 7.5 | 1 | N |  |  | OP | X | 5 | 1993 |  |  | N | Electric Utility | 1 | X X X: X; RC RC RC: NG; SUB SUB SUB: DFO |  |  |  | N | N |  | 1H | [23 empty] | Y | Y | Y
Vintage1993 | natural gas peaker | TRUE | 1366 | City of Bay City - (MI) | 7399 | Henry Station | MI | Bay | GEN4 | Natural Gas Internal Combustion Engine | IC |  | S | X | X |  |  | 7.7 | 0.9 | 7.5 | 7.5 | 1 | N |  |  | OP | X | 5 | 1993 |  |  | N | Electric Utility | 1 | X X X: X; RC RC RC: NG; SUB SUB SUB: DFO |  |  |  | N | N |  | 1H | [23 empty] | Y | Y | Y
Vintage1983 | petroleum | TRUE | 16560 | City of Salisbury - (MO) | 7400 | Salisbury City of | MO | Chariton | 1 | Petroleum Liquids | IC |  | S | X | X |  |  | 1 | 0.9 | 0.8 | 1 | 0.5 | N |  |  | OP | X | 6 | 1983 |  |  | N | Electric Utility | 1 | X X X: X; RC RC RC: DFO |  |  |  | N |  |  | 12H | [23 empty] | N |  | N
Vintage1983 | petroleum | TRUE | 16560 | City of Salisbury - (MO) | 7400 | Salisbury City of | MO | Chariton | 2 | Petroleum Liquids | IC |  | S | X | X |  |  | 1 | 0.9 | 0.8 | 1 | 0.5 | N |  |  | OP | X | 6 | 1983 |  |  | N | Electric Utility | 1 | X X X: X; RC RC RC: DFO |  |  |  | N |  |  | 12H | [23 empty] | N |  | N
Vintage1986 | petroleum | TRUE | 16560 | City of Salisbury - (MO) | 7400 | Salisbury City of | MO | Chariton | 3 | Petroleum Liquids | IC |  | S | X | X |  |  | 2.2 | 0.8 | 1.8 | 2 | 1 | N |  |  | OP | X | 6 | 1986 |  |  | N | Electric Utility | 1 | X X X: X; RC RC RC: DFO |  |  |  | N |  |  | 12H | [23 empty] | N |  | N
Vintage1986 | petroleum | TRUE | 16560 | City of Salisbury - (MO) | 7400 | Salisbury City of | MO | Chariton | 4 | Petroleum Liquids | IC |  | S | X | X |  |  | 2.2 | 0.8 | 1.8 | 2 | 1 | N |  |  | OP | X | 6 | 1986 |  |  | N | Electric Utility | 1 | X X X: X; RC RC RC: DFO |  |  |  | N |  |  | 12H | [23 empty] | N |  | N
Vintage1981 | petroleum | TRUE | 17035 | City of Shelbina - (MO) | 7405 | Shelbina Power #1 | MO | Shelby | G1 | Petroleum Liquids | IC |  | S | X | X |  |  | 3 | 0.8 | 3 | 3 | 0.3 | N |  |  | OP | X | 1 | 1981 |  |  | N | Electric Utility | 1 | X X X: X; RC RC RC: DFO |  |  |  |  | N |  | 10M | [23 empty] | N
Vintage1989 | petroleum | TRUE | 17035 | City of Shelbina - (MO) | 7405 | Shelbina Power #1 | MO | Shelby | G2 | Petroleum Liquids | IC |  | S | X | X |  |  | 1.6 | 0.8 | 1.6 | 1.6 | 1 | N |  |  | OP | X | 5 | 1989 |  |  | N | Electric Utility | 1 | X X X: X; RC RC RC: DFO |  |  |  |  | N |  | 10M | [23 empty] | N
Vintage1992 | petroleum | TRUE | 17035 | City of Shelbina - (MO) | 7406 | Shelbina Power #2 | MO | Shelby | G3 | Petroleum Liquids | IC |  | S | X | X |  |  | 1.6 | 0.8 | 1.6 | 1.6 | 1 | N |  |  | OP | X | 4 | 1992 |  |  | N | Electric Utility | 1 | X X X: X; RC RC RC: DFO |  |  |  |  | N |  | 10M | [23 empty] | N | N | N
Vintage1992 | petroleum | TRUE | 17035 | City of Shelbina - (MO) | 7406 | Shelbina Power #2 | MO | Shelby | G4 | Petroleum Liquids | IC |  | S | X | X |  |  | 1.6 | 0.8 | 1.6 | 1.6 | 1 | N |  |  | OP | X | 4 | 1992 |  |  | N | Electric Utility | 1 | X X X: X; RC RC RC: DFO |  |  |  |  | N |  | 10M | [23 empty] | N | N | N
Vintage1992 | petroleum | TRUE | 17035 | City of Shelbina - (MO) | 7406 | Shelbina Power #2 | MO | Shelby | G5 | Petroleum Liquids | IC |  | S | X | X |  |  | 1.6 | 0.8 | 1.6 | 1.6 | 1 | N |  |  | OP | X | 4 | 1992 |  |  | N | Electric Utility | 1 | X X X: X; RC RC RC: DFO |  |  |  |  | N |  | 10M | [23 empty] | N | N | N
Vintage1999 | petroleum | TRUE | 17035 | City of Shelbina - (MO) | 7406 | Shelbina Power #2 | MO | Shelby | G6 | Petroleum Liquids | IC |  | S | X | X |  |  | 1.8 | 0.8 | 1.8 | 1.8 | 1 | N |  |  | OP | X | 7 | 1999 |  |  | N | Electric Utility | 1 | X X X: X; RC RC RC: DFO |  |  |  |  | N |  | 10M | [23 empty] | N | N | N
Vintage1988 | natural gas peaker | TRUE | 14600 | Payson City Corporation | 7408 | Payson | UT | Utah | 86-1 | Natural Gas Internal Combustion Engine | IC |  | S | X | X |  |  | 2.6 | 0.8 | 2.6 | 2.6 | 1.8 | N |  |  | OP | X | 6 | 1988 |  |  | N | Electric Utility | 1 | X X X: X; RC RC RC: NG; SUB SUB SUB: DFO |  |  |  | N |  |  | 10M | [23 empty] | Y | Y | Y
Vintage1988 | natural gas peaker | TRUE | 14600 | Payson City Corporation | 7408 | Payson | UT | Utah | 86-2 | Natural Gas Internal Combustion Engine | IC |  | S | X | X |  |  | 2.6 | 0.8 | 2.6 | 2.6 | 1.8 | N |  |  | OP | X | 6 | 1988 |  |  | N | Electric Utility | 1 | X X X: X; RC RC RC: NG; SUB SUB SUB: DFO |  |  |  | N |  |  | 10M | [23 empty] | Y | Y | Y
Vintage1995 | natural gas peaker | TRUE | 14600 | Payson City Corporation | 7408 | Payson | UT | Utah | 86-3 | Natural Gas Internal Combustion Engine | IC |  | S | X | X |  |  | 2.5 | 0.8 | 2 | 2 | 1.8 | N |  |  | OP | X | 8 | 1995 |  |  | N | Electric Utility | 1 | X X X: X; RC RC RC: NG; SUB SUB SUB: DFO |  |  |  | N |  |  | 10M | [23 empty] | Y | Y | Y
Vintage1995 | natural gas peaker | TRUE | 14600 | Payson City Corporation | 7408 | Payson | UT | Utah | 86-4 | Natural Gas Internal Combustion Engine | IC |  | S | X | X |  |  | 2 | 0.8 | 2 | 2 | 1.5 | N |  |  | OP | X | 4 | 1995 |  |  | N | Electric Utility | 1 | X X X: X; RC RC RC: NG; SUB SUB SUB: DFO |  |  |  | N |  |  | 10M | [23 empty] | Y | Y | Y
Vintage1992 | biomass | TRUE | 40437 | Emerald People's Utility Dist | 7413 | Short Mountain | OR | Lane | 1 | Landfill Gas | IC |  | S | X | X |  |  | 0.8 | 0.83 | 0.8 | 0.8 | 0.6 | N |  |  | OP | X | 2 | 1992 |  |  | N | Electric Utility | 1 | X X X: X; RC RC RC: LFG |  |  |  | N |  |  | 1H | [23 empty] | N
Vintage1992 | biomass | TRUE | 40437 | Emerald People's Utility Dist | 7413 | Short Mountain | OR | Lane | 2 | Landfill Gas | IC |  | S | X | X |  |  | 0.8 | 0.83 | 0.8 | 0.8 | 0.6 | N |  |  | OP | X | 2 | 1992 |  |  | N | Electric Utility | 1 | X X X: X; RC RC RC: LFG |  |  |  | N |  |  | 1H | [23 empty] | N
Vintage1993 | biomass | TRUE | 40437 | Emerald People's Utility Dist | 7413 | Short Mountain | OR | Lane | 3 | Landfill Gas | IC |  | S | X | X |  |  | 0.8 | 0.83 | 0.8 | 0.8 | 0.6 | N |  |  | OP | X | 11 | 1993 |  |  | N | Electric Utility | 1 | X X X: X; RC RC RC: LFG |  |  |  | N |  |  | 1H | [23 empty] | N
Vintage1993 | biomass | TRUE | 40437 | Emerald People's Utility Dist | 7413 | Short Mountain | OR | Lane | 4 | Landfill Gas | IC |  | S | X | X |  |  | 0.8 | 0.83 | 0.8 | 0.8 | 0.6 | N |  |  | OP | X | 11 | 1993 |  |  | N | Electric Utility | 1 | X X X: X; RC RC RC: LFG |  |  |  | N |  |  | 1H | [23 empty] | N
Vintage1993 | petroleum | TRUE | 219 | Alaska Power and Telephone Co | 7414 | Thorne Bay Plant | AK | Prince of Wales Ketchikan | 2 | Petroleum Liquids | IC |  | S | X | X |  |  | 0.6 | 0.8 | 0.6 | 0.6 | 0.2 | N |  |  | OP | X | 8 | 1993 |  |  | N | Electric Utility | 1 | X X X: X; RC RC RC: DFO |  |  |  | N | N |  | 10M | [23 empty] | N
Vintage1996 | petroleum | TRUE | 219 | Alaska Power and Telephone Co | 7414 | Thorne Bay Plant | AK | Prince of Wales Ketchikan | 4 | Petroleum Liquids | IC |  | S | X | X |  |  | 0.4 | 0.8 | 0.4 | 0.4 | 0.2 | N |  |  | OP | X | 1 | 1996 |  |  | N | Electric Utility | 1 | X X X: X; RC RC RC: DFO |  |  |  | N | N |  | 10M | [23 empty] | N
Vintage1985 | petroleum | TRUE | 10622 | City of Lakefield - (MN) | 7415 | Lakefield Utilities | MN | Jackson | 5 | Petroleum Liquids | IC |  | S | X | X | ALTW.MRES |  | 1.2 | 0.8 | 0.9 | 0.9 | 0.8 | N |  |  | OP | X | 2 | 1985 |  |  | N | Electric Utility | 1 | X X X: X; RC RC RC: DFO | [6 empty] | 10M | [23 empty] | N
Vintage2003 | petroleum | TRUE | 10622 | City of Lakefield - (MN) | 7415 | Lakefield Utilities | MN | Jackson | 6 | Petroleum Liquids | IC |  | S | X | X | ALTW.MRES |  | 2.2 | 0.8 | 2 | 2 | 1.5 | N |  |  | OP | X | 6 | 2003 |  |  | N | Electric Utility | 1 | X X X: X; RC RC RC: DFO | [6 empty] | 10M | [23 empty] | N
Vintage1997 | petroleum | TRUE | 17828 | City of Springfield - (IL) | 7425 | Interstate | IL | Sangamon | 1 | Petroleum Liquids | GT |  | S | X | X | CWLP.INTERSA81 | CWLP.INTERSA81 | 138.6 | 0.9 | 109 | 111 | 75 | N |  |  | OP | X | 9 | 1997 |  |  | N | Electric Utility | 1 | X X X: X; RC RC RC: DFO; SUB SUB SUB: NG |  |  |  | N | N |  | 12H | [20 empty] | N |  |  | Y | N | Y
Vintage1994 | hydro | TRUE | 10944 | PUD No 1 of Lewis County | 7427 | Cowlitz Falls | WA | Lewis | U#1 | Conventional Hydroelectric | HY |  | S | X | X |  |  | 35 | 0.9 | 35 | 35 | 12 | N |  |  | OP | X | 6 | 1994 |  |  | N | Electric Utility | 1 | X X X: X; RC RC RC: WAT |  |  |  | N | N |  | 10M | [23 empty] | N
Vintage1994 | hydro | TRUE | 10944 | PUD No 1 of Lewis County | 7427 | Cowlitz Falls | WA | Lewis | U#2 | Conventional Hydroelectric | HY |  | S | X | X |  |  | 35 | 0.9 | 35 | 35 | 12 | N |  |  | OP | X | 6 | 1994 |  |  | N | Electric Utility | 1 | X X X: X; RC RC RC: WAT |  |  |  | N | N |  | 10M | [23 empty] | N
Vintage1988 | petroleum | TRUE | 6710 | Town of Edenton - (NC) | 7429 | Edenton Generators | NC | Chowan | 2 | Petroleum Liquids | IC |  | S | X | X |  |  | 1.2 | 1 | 1.2 | 1.2 | 0.2 | N |  |  | OP | X | 12 | 1988 |  |  | N | Electric Utility | 1 | X X X: X; RC RC RC: DFO |  |  |  | N | N |  | 10M | [23 empty] | N
Vintage2014 | petroleum | TRUE | 6710 | Town of Edenton - (NC) | 7429 | Edenton Generators | NC | Chowan | 3 | Petroleum Liquids | IC |  | S | X | X |  |  | 1.2 | 1 | 1.2 | 1.2 | 0.2 | N |  |  | OP | X | 6 | 2014 |  |  | N | Electric Utility | 1 | X X X: X; RC RC RC: DFO |  |  |  | N | N |  | 10M | [23 empty] | N
Vintage1991 | hydro | TRUE | 13788 | Northern Wasco County PUD | 7431 | Dalles Dam North Fishway Project | OR | Wasco | 1 | Conventional Hydroelectric | HY |  | S | X | X |  |  | 6.5 | 0.9 | 5 | 5 | 5 | N |  |  | OP | X | 5 | 1991 |  |  | N | Electric Utility | 1 | X X X: X; RC RC RC: WAT |  |  |  | N | N |  | 12H | [23 empty] | N
Vintage1999 | petroleum | TRUE | 14276 | City of Oxford - (KS) | 7432 | Oxford (KS) | KS | Sumner | 1A | Petroleum Liquids | IC |  | S | X | X |  |  | 1.7 | 0.8 | 1.6 | 1.6 | 0.9 | N |  |  | OP | X | 7 | 1999 |  |  | N | Electric Utility | 1 | X X X: X; RC RC RC: DFO |  |  |  | N | N | 0 | 1H | [20 empty] | N |  |  | N | N | N
Vintage1999 | petroleum | TRUE | 14276 | City of Oxford - (KS) | 7432 | Oxford (KS) | KS | Sumner | 2A | Petroleum Liquids | IC |  | S | X | X |  |  | 1.7 | 0.8 | 1.6 | 1.6 | 0.9 | N |  |  | OP | X | 7 | 1999 |  |  | N | Electric Utility | 1 | X X X: X; RC RC RC: DFO |  |  |  | N | N |  | 1H | [20 empty] | N |  |  | N | N | N
Vintage2007 | petroleum | TRUE | 14276 | City of Oxford - (KS) | 7432 | Oxford (KS) | KS | Sumner | 3A | Petroleum Liquids | IC |  | S | X | X |  |  | 1.7 | 0.8 | 1.6 | 1.6 | 0.9 | N |  |  | OP | X | 3 | 2007 |  |  | N | Electric Utility | 1 | X X X: X; RC RC RC: DFO |  |  |  | N | N |  | 1H | [20 empty] | N |  |  | N | N | N
Vintage1933 | petroleum | TRUE | 19798 | City of Vernon | 7436 | Vernon | CA | Los Angeles | JH1 | Petroleum Liquids | IC |  | S | X | X |  |  | 6 | 0.8 | 3.6 | 4 | 3.6 | N |  |  | OS | X | 9 | 1933 |  |  | N | Electric Utility | 1 | X X X: X; RC RC RC: DFO |  |  |  | N |  |  | OVER | [23 empty] | N | N
Vintage1933 | petroleum | TRUE | 19798 | City of Vernon | 7436 | Vernon | CA | Los Angeles | JH2 | Petroleum Liquids | IC |  | S | X | X |  |  | 6 | 0.8 | 3.6 | 4 | 3.6 | N |  |  | OS | X | 9 | 1933 |  |  | N | Electric Utility | 1 | X X X: X; RC RC RC: DFO |  |  |  | N |  |  | OVER | [23 empty] | N | N
Vintage1933 | petroleum | TRUE | 19798 | City of Vernon | 7436 | Vernon | CA | Los Angeles | JH3 | Petroleum Liquids | IC |  | S | X | X |  |  | 6 | 0.8 | 3.6 | 4.6 | 3.6 | N |  |  | OS | X | 9 | 1933 |  |  | N | Electric Utility | 1 | X X X: X; RC RC RC: DFO |  |  |  | N | N |  | OVER | [23 empty] | N | N
Vintage1933 | petroleum | TRUE | 19798 | City of Vernon | 7436 | Vernon | CA | Los Angeles | JH4 | Petroleum Liquids | IC |  | S | X | X |  |  | 6 | 0.8 | 3.6 | 4 | 3.6 | N |  |  | OS | X | 9 | 1933 |  |  | N | Electric Utility | 1 | X X X: X; RC RC RC: DFO |  |  |  | N | N |  | OVER | [23 empty] | N
Vintage1933 | petroleum | TRUE | 19798 | City of Vernon | 7436 | Vernon | CA | Los Angeles | JH5 | Petroleum Liquids | IC |  | S | X | X |  |  | 6 | 0.8 | 3.6 | 4 | 3.6 | N |  |  | OS | X | 9 | 1933 |  |  | N | Electric Utility | 1 | X X X: X; RC RC RC: DFO |  |  |  | N | N |  | OVER | [23 empty] | N
Vintage1999 | petroleum | TRUE | 6915 | Galena Electric Utility | 7437 | Galena Electric Utility | AK | Yukon Koyukuk | 1A | Petroleum Liquids | IC |  | S | X | X |  |  | 0.8 | 0.8 | 0.8 | 0.8 | 0.4 | N |  |  | OP | X | 6 | 1999 |  |  | N | Electric Utility | 1 | X X X: X; RC RC RC: DFO |  |  |  | N | N |  | 10M | [23 empty] | N | N | N
Vintage2015 | petroleum | TRUE | 6915 | Galena Electric Utility | 7437 | Galena Electric Utility | AK | Yukon Koyukuk | 2A | Petroleum Liquids | IC |  | S | X | X |  |  | 0.5 | 0.8 | 0.5 | 0.5 | 0.3 | N |  |  | OP | X | 8 | 2015 |  |  | N | Electric Utility | 1 | X X X: X; RC RC RC: DFO |  |  |  | N | N | 0 | 10M | [23 empty] | N | N | N
Vintage2009 | petroleum | TRUE | 6915 | Galena Electric Utility | 7437 | Galena Electric Utility | AK | Yukon Koyukuk | 3A | Petroleum Liquids | IC |  | S | X | X |  |  | 0.8 | 0.8 | 0.8 | 0.8 | 0.4 | N |  |  | OP | X | 6 | 2009 | 9 | 2022 | N | Electric Utility | 1 | X X X: X; RC RC RC: DFO |  |  |  | N | N |  | 10M | [23 empty] | N
Vintage2004 | petroleum | TRUE | 6915 | Galena Electric Utility | 7437 | Galena Electric Utility | AK | Yukon Koyukuk | 4A | Petroleum Liquids | IC |  | S | X | X |  |  | 1 | 0.8 | 1 | 1 | 0.5 | N |  |  | OP | X | 5 | 2004 |  |  | N | Electric Utility | 1 | X X X: X; RC RC RC: DFO |  |  |  | N | N |  | 10M | [23 empty] | N
Vintage2009 | petroleum | TRUE | 6915 | Galena Electric Utility | 7437 | Galena Electric Utility | AK | Yukon Koyukuk | 5A | Petroleum Liquids | IC |  | S | X | X |  |  | 0.8 | 0.8 | 0.8 | 0.8 | 0.4 | N |  |  | OP | X | 6 | 2009 |  |  | N | Electric Utility | 1 | X X X: X; RC RC RC: DFO |  |  |  | N | N |  | 10M | [23 empty] | N | N
Vintage1996 | petroleum | TRUE | 11560 | City of Manassas - (VA) | 7438 | Church Street Plant | VA | Prince William | C3A | Petroleum Liquids | IC |  | S | X | X |  |  | 1.1 | 0.8 | 1 | 1 | 0.3 | N |  |  | OP | X | 6 | 1996 |  |  | N | Electric Utility | 1 | X X X: X; RC RC RC: DFO |  |  |  | N | N |  | 10M | [23 empty] | N | N | N
Vintage1987 | petroleum | TRUE | 11560 | City of Manassas - (VA) | 7438 | Church Street Plant | VA | Prince William | C5 | Petroleum Liquids | IC |  | S | X | X |  |  | 1.6 | 0.8 | 1.5 | 1.5 | 0.3 | N |  |  | OP | X | 2 | 1987 |  |  | N | Electric Utility | 1 | X X X: X; RC RC RC: DFO |  |  |  | N | N |  | 10M | [23 empty] | N | N | N
Vintage1987 | petroleum | TRUE | 11560 | City of Manassas - (VA) | 7438 | Church Street Plant | VA | Prince William | C6 | Petroleum Liquids | IC |  | S | X | X |  |  | 1.6 | 0.8 | 1.5 | 1.5 | 0.3 | N |  |  | OP | X | 2 | 1987 |  |  | N | Electric Utility | 1 | X X X: X; RC RC RC: DFO |  |  |  | N | N |  | 10M | [23 empty] | N | N | N
Vintage1992 | petroleum | TRUE | 11560 | City of Manassas - (VA) | 7439 | Godwin Drive Plant | VA | Prince William | C10 | Petroleum Liquids | IC |  | S | X | X |  |  | 1.5 | 0.8 | 1.5 | 1.5 | 0.3 | N |  |  | OP | X | 11 | 1992 |  |  | N | Electric Utility | 1 | X X X: X; RC RC RC: DFO |  |  |  | N | N |  | 10M | [23 empty] | N | N | N
Vintage1990 | petroleum | TRUE | 11560 | City of Manassas - (VA) | 7439 | Godwin Drive Plant | VA | Prince William | C7 | Petroleum Liquids | IC |  | S | X | X |  |  | 1.6 | 0.8 | 1.5 | 1.5 | 0.3 | N |  |  | OP | X | 5 | 1990 |  |  | N | Electric Utility | 1 | X X X: X; RC RC RC: DFO |  |  |  | N | N |  | 10M | [23 empty] | N | N | N
Vintage1990 | petroleum | TRUE | 11560 | City of Manassas - (VA) | 7439 | Godwin Drive Plant | VA | Prince William | C8 | Petroleum Liquids | IC |  | S | X | X |  |  | 1.6 | 0.8 | 1.5 | 1.5 | 0.3 | N |  |  | OP | X | 5 | 1990 |  |  | N | Electric Utility | 1 | X X X: X; RC RC RC: DFO |  |  |  | N | N |  | 10M | [23 empty] | N | N | N
Vintage1992 | petroleum | TRUE | 11560 | City of Manassas - (VA) | 7439 | Godwin Drive Plant | VA | Prince William | C9 | Petroleum Liquids | IC |  | S | X | X |  |  | 1.6 | 0.8 | 1.5 | 1.5 | 0.3 | N |  |  | OP | X | 11 | 1992 |  |  | N | Electric Utility | 1 | X X X: X; RC RC RC: DFO |  |  |  | N | N |  | 10M | [23 empty] | N | N | N
Vintage1990 | petroleum | TRUE | 11560 | City of Manassas - (VA) | 7440 | VMEA 1 Credit Gen | VA | Prince William | V10 | Petroleum Liquids | IC |  | J | X | X |  |  | 1.6 | 0.8 | 1.5 | 1.5 | 0.3 | N |  |  | OP | X | 5 | 1990 |  |  | N | Electric Utility | 1 | X X X: X; RC RC RC: DFO |  |  |  | N | N |  | 10M | [23 empty] | N | N | N
Vintage1990 | petroleum | TRUE | 11560 | City of Manassas - (VA) | 7440 | VMEA 1 Credit Gen | VA | Prince William | V3 | Petroleum Liquids | IC |  | J | X | X |  |  | 1.6 | 0.8 | 1.5 | 1.5 | 0.3 | N |  |  | OP | X | 5 | 1990 |  |  | N | Electric Utility | 1 | X X X: X; RC RC RC: DFO |  |  |  | N | N |  | 10M | [23 empty] | N | N | N
Vintage1990 | petroleum | TRUE | 11560 | City of Manassas - (VA) | 7440 | VMEA 1 Credit Gen | VA | Prince William | V4 | Petroleum Liquids | IC |  | J | X | X |  |  | 1.6 | 0.8 | 1.5 | 1.5 | 0.3 | N |  |  | OP | X | 5 | 1990 |  |  | N | Electric Utility | 1 | X X X: X; RC RC RC: DFO |  |  |  | N | N |  | 10M | [23 empty] | N | N | N
Vintage1990 | petroleum | TRUE | 11560 | City of Manassas - (VA) | 7440 | VMEA 1 Credit Gen | VA | Prince William | V5 | Petroleum Liquids | IC |  | J | X | X |  |  | 1.6 | 0.8 | 1.5 | 1.5 | 0.3 | N |  |  | OP | X | 5 | 1990 |  |  | N | Electric Utility | 1 | X X X: X; RC RC RC: DFO |  |  |  | N | N |  | 10M | [23 empty] | N | N | N
Vintage1990 | petroleum | TRUE | 11560 | City of Manassas - (VA) | 7440 | VMEA 1 Credit Gen | VA | Prince William | V6 | Petroleum Liquids | IC |  | J | X | X |  |  | 1.6 | 0.8 | 1.5 | 1.5 | 0.3 | N |  |  | OP | X | 5 | 1990 |  |  | N | Electric Utility | 1 | X X X: X; RC RC RC: DFO |  |  |  | N | N |  | 10M | [23 empty] | N | N | N
Vintage1990 | petroleum | TRUE | 11560 | City of Manassas - (VA) | 7440 | VMEA 1 Credit Gen | VA | Prince William | V7 | Petroleum Liquids | IC |  | J | X | X |  |  | 1.6 | 0.8 | 1.5 | 1.5 | 0.3 | N |  |  | OP | X | 5 | 1990 |  |  | N | Electric Utility | 1 | X X X: X; RC RC RC: DFO |  |  |  | N | N |  | 10M | [23 empty] | N | N | N
Vintage1990 | petroleum | TRUE | 11560 | City of Manassas - (VA) | 7440 | VMEA 1 Credit Gen | VA | Prince William | V8 | Petroleum Liquids | IC |  | J | X | X |  |  | 1.6 | 0.8 | 1.5 | 1.5 | 0.3 | N |  |  | OP | X | 5 | 1990 |  |  | N | Electric Utility | 1 | X X X: X; RC RC RC: DFO |  |  |  | N | N |  | 10M | [23 empty] | N | N | N
Vintage2009 | petroleum | TRUE | 11560 | City of Manassas - (VA) | 7440 | VMEA 1 Credit Gen | VA | Prince William | V9-1 | Petroleum Liquids | IC |  | J | X | X |  |  | 2 | 0.8 | 1.8 | 1.8 | 0.3 | N |  |  | OP | X | 4 | 2009 |  |  | N | Electric Utility | 1 | X X X: X; RC RC RC: DFO |  |  |  | N | N |  | 10M | [23 empty] | N | N | N
Vintage1992 | petroleum | TRUE | 11560 | City of Manassas - (VA) | 7441 | VMEA Peaking Gen | VA | Prince William | V1 | Petroleum Liquids | IC |  | J | X | X |  |  | 1.6 | 0.8 | 1.5 | 1.5 | 0.3 | N |  |  | OP | X | 11 | 1992 |  |  | N | Electric Utility | 1 | X X X: X; RC RC RC: DFO |  |  |  | N | N |  | 10M | [23 empty] | N | N | N
Vintage1993 | petroleum | TRUE | 11560 | City of Manassas - (VA) | 7441 | VMEA Peaking Gen | VA | Prince William | V11 | Petroleum Liquids | IC |  | J | X | X |  |  | 1.6 | 0.8 | 1.5 | 1.5 | 0.3 | N |  |  | OP | X | 7 | 1993 |  |  | N | Electric Utility | 1 | X X X: X; RC RC RC: DFO |  |  |  | N | N |  | 10M | [23 empty] | N | N | N
Vintage1993 | petroleum | TRUE | 11560 | City of Manassas - (VA) | 7441 | VMEA Peaking Gen | VA | Prince William | V12 | Petroleum Liquids | IC |  | J | X | X |  |  | 1.6 | 0.8 | 1.5 | 1.5 | 0.3 | N |  |  | OP | X | 7 | 1993 |  |  | N | Electric Utility | 1 | X X X: X; RC RC RC: DFO |  |  |  | N | N |  | 10M | [23 empty] | N | N | N
Vintage1992 | petroleum | TRUE | 11560 | City of Manassas - (VA) | 7441 | VMEA Peaking Gen | VA | Prince William | V2 | Petroleum Liquids | IC |  | J | X | X |  |  | 1.6 | 0.8 | 1.5 | 1.5 | 0.3 | N |  |  | OP | X | 11 | 1992 |  |  | N | Electric Utility | 1 | X X X: X; RC RC RC: DFO |  |  |  | N | N |  | 10M | [23 empty] | N | N | N
Vintage1994 | natural gas peaker | TRUE | 15321 | City of Pratt- (KS) | 7447 | Pratt 2 | KS | Pratt | IC2 | Natural Gas Internal Combustion Engine | IC |  | S | X | X |  |  | 8 | 0.9 | 7.6 | 7.6 | 5 | N |  |  | OP | X | 6 | 1994 |  |  | N | Electric Utility | 1 | X X X: X; RC RC RC: NG; SUB SUB SUB: DFO |  |  |  | N |  |  | 12H | [23 empty] | Y | Y | Y
Vintage2004 | natural gas peaker | TRUE | 15321 | City of Pratt- (KS) | 7447 | Pratt 2 | KS | Pratt | IC3 | Natural Gas Internal Combustion Engine | IC |  | S | X | X |  |  | 8 | 0.9 | 7.6 | 7.6 | 5 | N |  |  | OP | X | 4 | 2004 |  |  | N | Electric Utility | 1 | X X X: X; RC RC RC: NG; SUB SUB SUB: DFO |  |  |  | N |  |  | 12H | [23 empty] | Y | Y | Y
Vintage1996 | natural gas peaker | TRUE | 40613 | Northern California Power Agny | 7449 | Combustion Turbine Project No 2 | CA | San Joaquin | NA1 | Natural Gas Fired Combustion Turbine | GT |  | S | X | X |  |  | 50 | 0.95 | 49.3 | 49.9 | 40 | N |  |  | OP | X | 4 | 1996 |  |  | N | Electric Utility | 1 | [11 empty] | N |  |  | 1H | [23 empty] | N | N | N | bar: X X X to RC RC RC
Vintage1986 | natural gas peaker | TRUE | 40613 | Northern California Power Agny | 7450 | Alameda | CA | Alameda | 1 | Natural Gas Fired Combustion Turbine | GT |  | S | X | X |  |  | 27.4 | 0.95 | 24.9 | 24.9 | 21.8 | N |  |  | OP | X | 5 | 1986 |  |  | N | Electric Utility | 1 | X X X: X; RC RC RC: NG; SUB SUB SUB: DFO |  |  |  | N |  |  | 1H | [23 empty] | Y | N | Y
Vintage1986 | natural gas peaker | TRUE | 40613 | Northern California Power Agny | 7450 | Alameda | CA | Alameda | 2 | Natural Gas Fired Combustion Turbine | GT |  | S | X | X |  |  | 27.4 | 0.95 | 24.9 | 24.9 | 21.8 | N |  |  | OP | X | 5 | 1986 |  |  | N | Electric Utility | 1 | X X X: X; RC RC RC: NG; SUB SUB SUB: DFO |  |  |  | N |  |  | 1H | [23 empty] | Y | N | Y
Vintage1986 | natural gas peaker | TRUE | 40613 | Northern California Power Agny | 7451 | Lodi | CA | San Joaquin | 1 | Natural Gas Fired Combustion Turbine | GT |  | S | X | X |  |  | 27.4 | 0.95 | 25.2 | 25.2 | 23.3 | N |  |  | SB | Y | 2 | 1986 |  |  | N | Electric Utility | 1 | X X X: X; RC RC RC: NG; SUB SUB SUB: DFO |  |  |  | N |  |  | 1H | [23 empty] | Y | N | Y
Vintage1986 | natural gas peaker | TRUE | 16295 | City of Roseville - (CA) | 7452 | Roseville Power Plant #2 | CA | Placer | 1 | Natural Gas Fired Combustion Turbine | GT |  | S | X | X |  |  | 33 |  | 21.2 | 24.2 | 15 | N |  |  | SB | Y | 4 | 1986 |  |  | N | Electric Utility | 1 | [11 empty] | N | N |  | 1H | [23 empty] | N | N | N | bar: X X X to RC RC RC
Vintage1986 | natural gas peaker | TRUE | 16295 | City of Roseville - (CA) | 7452 | Roseville Power Plant #2 | CA | Placer | 2 | Natural Gas Fired Combustion Turbine | GT |  | S | X | X |  |  | 33 |  | 21.2 | 24.2 | 15 | N |  |  | SB | Y | 5 | 1986 |  |  | N | Electric Utility | 1 | [11 empty] | N | N |  | 1H | [23 empty] | N | N | N | bar: X X X to RC RC RC
Vintage1994 | natural gas peaker | TRUE | 20169 | Avista Corp | 7456 | Rathdrum | ID | Kootenai | 1 | Natural Gas Fired Combustion Turbine | GT |  | S | X | X |  |  | 83.2 | 0.8 | 66 | 87.5 | 50 | N |  |  | OP | X | 11 | 1994 |  |  | N | Electric Utility | 1 | [11 empty] | N | N |  | 10M | [20 empty] | N |  |  | N | N | N | bar: X X X to RC RC RC
Vintage1994 | natural gas peaker | TRUE | 20169 | Avista Corp | 7456 | Rathdrum | ID | Kootenai | 2 | Natural Gas Fired Combustion Turbine | GT |  | S | X | X |  |  | 83.2 | 0.8 | 66 | 87.5 | 50 | N |  |  | OP | X | 11 | 1994 |  |  | N | Electric Utility | 1 | [11 empty] | N | N |  | 10M | [20 empty] | N |  |  | N | N | N | bar: X X X to RC RC RC
Vintage1985 | hydro | TRUE | 918 | City of Aspen- (CO) | 7458 | Basalt | CO | Eagle | 1 | Conventional Hydroelectric | HY |  | S | X | X |  |  | 5 | 0.93 | 4.5 | 4.5 | 0.7 | N |  |  | OP | X | 9 | 1985 |  |  | N | Electric Utility | 1 | X X X: X; RC RC RC: WAT |  |  |  | N | N |  | 10M
Vintage2009 | petroleum | TRUE | 18963 | Inside Passage Elec Coop, Inc | 7462 | Angoon | AK | Skagway Hoonah Angoon | 1A | Petroleum Liquids | IC |  | S | X | X |  |  | 0.5 | 0.8 | 0.5 | 0.5 | 0.1 | N |  |  | OP | X | 8 | 2009 |  |  | N | Electric Utility | 1 | X X X: X; RC RC RC: DFO; SUB SUB SUB: JF |  |  |  | N | N |  | 10M |  |  |  | N | [19 empty] | N | N | N
Vintage1998 | petroleum | TRUE | 18963 | Inside Passage Elec Coop, Inc | 7462 | Angoon | AK | Skagway Hoonah Angoon | 2A | Petroleum Liquids | IC |  | S | X | X |  |  | 0.5 | 0.8 | 0.5 | 0.5 | 0.1 | N |  |  | OP | X | 10 | 1998 |  |  | N | Electric Utility | 1 | X X X: X; RC RC RC: DFO; SUB SUB SUB: JF |  |  |  | N | N |  | 10M |  |  |  | N | [19 empty] | N | N | N
Vintage1990 | petroleum | TRUE | 18963 | Inside Passage Elec Coop, Inc | 7462 | Angoon | AK | Skagway Hoonah Angoon | 3 | Petroleum Liquids | IC |  | S | X | X |  |  | 0.5 | 0.8 | 0.5 | 0.5 | 0.1 | N |  |  | OP | X | 5 | 1990 |  |  | N | Electric Utility | 1 | X X X: X; RC RC RC: DFO; SUB SUB SUB: JF |  |  |  | N | N |  | 10M | [23 empty] | N
Vintage1997 | petroleum | TRUE | 18963 | Inside Passage Elec Coop, Inc | 7463 | Hoonah | AK | Skagway Hoonah Angoon | 2A | Petroleum Liquids | IC |  | S | X | X |  |  | 1 | 0.8 | 1 | 1 | 0.1 | N |  |  | OP | X | 7 | 1997 |  |  | N | Electric Utility | 1 | X X X: X; RC RC RC: DFO; SUB SUB SUB: JF |  |  |  | N | N |  | 10M | [23 empty] | N
Vintage2012 | petroleum | TRUE | 18963 | Inside Passage Elec Coop, Inc | 7463 | Hoonah | AK | Skagway Hoonah Angoon | 3A | Petroleum Liquids | IC |  | S | X | X |  |  | 0.5 | 0.8 | 0.5 | 0.5 | 0.1 | N |  |  | OP | X | 8 | 2012 |  |  | N | Electric Utility | 1 | X X X: X; RC RC RC: DFO; SUB SUB SUB: JF |  |  |  | N | N |  | 10M | [23 empty] | N
Vintage2012 | petroleum | TRUE | 18963 | Inside Passage Elec Coop, Inc | 7463 | Hoonah | AK | Skagway Hoonah Angoon | 4 | Petroleum Liquids | IC |  | S | X | X |  |  | 0.5 | 0.8 | 0.5 | 0.5 | 0.1 | N |  |  | OP | X | 8 | 2012 |  |  | N | Electric Utility | 1 | X X X: X; RC RC RC: DFO; SUB SUB SUB: JF |  |  |  | N |  |  | 10M | [23 empty] | N
Vintage2017 | petroleum | TRUE | 18963 | Inside Passage Elec Coop, Inc | 7464 | Kake | AK | Wrangell Petersburg | 1B | Petroleum Liquids | IC |  | S | X | X |  |  | 0.5 | 0.8 | 0.5 | 0.5 | 0.1 | N |  |  | OP | X | 9 | 2017 |  |  | N | Electric Utility | 1 | X X X: X; RC RC RC: DFO; SUB SUB SUB: JF |  |  |  | N | N |  | 10M | [23 empty] | N
Vintage1993 | petroleum | TRUE | 18963 | Inside Passage Elec Coop, Inc | 7464 | Kake | AK | Wrangell Petersburg | 2 | Petroleum Liquids | IC |  | S | X | X |  |  | 1.1 | 0.8 | 1.1 | 1.1 | 0.1 | N |  |  | OP | X | 5 | 1993 |  |  | N | Electric Utility | 1 | X X X: X; RC RC RC: DFO; SUB SUB SUB: JF |  |  |  | N | N |  | 10M | [23 empty] | N
Vintage2017 | petroleum | TRUE | 18963 | Inside Passage Elec Coop, Inc | 7464 | Kake | AK | Wrangell Petersburg | 2A | Petroleum Liquids | IC |  | S | X | X |  |  | 0.5 | 0.8 | 0.5 | 0.5 | 0.1 | N |  |  | OP | X | 9 | 2017 |  |  | N | Electric Utility | 1 | X X X: X; RC RC RC: DFO; SUB SUB SUB: JF |  |  |  | N | N |  | 10M | [23 empty] | N
Vintage2017 | petroleum | TRUE | 18963 | Inside Passage Elec Coop, Inc | 7464 | Kake | AK | Wrangell Petersburg | 3B | Petroleum Liquids | IC |  | S | X | X |  |  | 0.5 | 0.8 | 0.5 | 0.5 | 0.1 | N |  |  | OP | X | 9 | 2017 |  |  | N | Electric Utility | 1 | X X X: X; RC RC RC: DFO; SUB SUB SUB: JF |  |  |  | N | N |  | 10M | [23 empty] | N
Vintage2017 | petroleum | TRUE | 18963 | Inside Passage Elec Coop, Inc | 7464 | Kake | AK | Wrangell Petersburg | 4 | Petroleum Liquids | IC |  | S | X | X |  |  | 0.5 | 0.8 | 0.5 | 0.5 | 0.1 | N |  |  | OP | X | 9 | 2017 |  |  | N | Electric Utility | 1 | X X X: X; RC RC RC: DFO; SUB SUB SUB: JF |  |  |  | N | N |  | 10M | [23 empty] | N
Vintage1959 | petroleum | TRUE | 11481 | City of Madison - (NE) | 7469 | Madison Utilities | NE | Madison | FM1 | Petroleum Liquids | IC |  | S | X | X |  |  | 2 | 0.9 | 1.7 | 1.7 | 0.1 | N |  |  | OP | X | 12 | 1959 |  |  | N | Electric Utility | 1 | X X X: X; RC RC RC: DFO; SUB SUB SUB: NG |  |  |  | N | N |  | 1H | [23 empty] | Y | N | Y
Vintage1959 | petroleum | TRUE | 11481 | City of Madison - (NE) | 7469 | Madison Utilities | NE | Madison | FM2 | Petroleum Liquids | IC |  | S | X | X |  |  | 1.3 | 0.8 | 1 | 1 | 0.1 | N |  |  | OP | X | 9 | 1959 |  |  | N | Electric Utility | 1 | X X X: X; RC RC RC: DFO; SUB SUB SUB: NG |  |  |  | N | N |  | 1H | [23 empty] | Y | N | Y
Vintage1953 | petroleum | TRUE | 11481 | City of Madison - (NE) | 7469 | Madison Utilities | NE | Madison | FM3 | Petroleum Liquids | IC |  | S | X | X |  |  | 1.1 | 0.8 | 0.9 | 0.9 | 0.1 | N |  |  | OP | X | 4 | 1953 |  |  | N | Electric Utility | 1 | X X X: X; RC RC RC: DFO; SUB SUB SUB: NG |  |  |  | N | N |  | 1H | [23 empty] | Y | N | Y
Vintage2006 | petroleum | TRUE | 11481 | City of Madison - (NE) | 7469 | Madison Utilities | NE | Madison | FM5 | Petroleum Liquids | IC |  | S | X | X |  |  | 1.4 | 0.8 | 1 | 1 | 0.1 | N |  |  | OP | X | 3 | 2006 |  |  | N | Electric Utility | 1 | X X X: X; RC RC RC: DFO; SUB SUB SUB: NG |  |  |  | N | N |  | 1H | [23 empty] | Y | N | Y
Vintage1989 | petroleum | TRUE | 11626 | City of Marceline - (MO) | 7470 | Marceline | MO | Linn | 1 | Petroleum Liquids | IC |  | S | X | X |  |  | 1 | 0.8 | 1 | 1 | 0.3 | N |  |  | SB | Y | 8 | 1989 |  |  | N | Electric Utility | 1 | X X X: X; RC RC RC: DFO |  |  |  | N | N |  | 1H | [23 empty] | N | N | N
Vintage2002 | petroleum | TRUE | 11626 | City of Marceline - (MO) | 7470 | Marceline | MO | Linn | 2 | Petroleum Liquids | IC |  | S | X | X |  |  | 3 | 0.8 | 3 | 3 | 1 | N |  |  | SB | Y | 3 | 2002 |  |  | N | Electric Utility | 1 | X X X: X; RC RC RC: DFO; SUB SUB SUB: NG |  |  |  | N | N |  | 1H | [23 empty] | N | N | N
Vintage2004 | petroleum | TRUE | 11626 | City of Marceline - (MO) | 7470 | Marceline | MO | Linn | 5 | Petroleum Liquids | IC |  | S | X | X |  |  | 2 | 0.8 | 2 | 2 | 1 | N |  |  | SB | Y | 2 | 2004 |  |  | N | Electric Utility | 1 | X X X: X; RC RC RC: DFO |  |  |  | N | N |  | 1H | [23 empty] | N | N | N
Vintage2004 | petroleum | TRUE | 11626 | City of Marceline - (MO) | 7470 | Marceline | MO | Linn | 6 | Petroleum Liquids | IC |  | S | X | X |  |  | 2 | 0.8 | 2 | 2 | 1 | N |  |  | SB | Y | 2 | 2004 |  |  | N | Electric Utility | 1 | X X X: X; RC RC RC: DFO |  |  |  | N | N |  | 1H | [23 empty] | N | N | N
Vintage1988 | hydro | TRUE | 16198 | City of Rock Falls - (IL) | 7474 | Upper Sterling | IL | Whiteside | 1 | Conventional Hydroelectric | HY |  | S | X | X | PJM/ComEd.ROCKFALLS | PJM/ComEd.ROCKFALLS | 1.1 | 0.8 | 1 | 1 | 0.5 | N |  |  | OP | X | 6 | 1988 |  |  | N | Electric Utility | 1 | X X X: X; RC RC RC: WAT |  |  |  | N |  |  | 10M | [23 empty] | N
Vintage1988 | hydro | TRUE | 16198 | City of Rock Falls - (IL) | 7474 | Upper Sterling | IL | Whiteside | 2 | Conventional Hydroelectric | HY |  | S | X | X | PJM/ComEd.ROCKFALLS | PJM/ComEd.ROCKFALLS | 1.1 | 0.8 | 1 | 1 | 0.5 | N |  |  | OP | X | 6 | 1988 |  |  | N | Electric Utility | 1 | X X X: X; RC RC RC: WAT |  |  |  | N |  |  | 10M | [23 empty] | N
Vintage1987 | petroleum | TRUE | 14164 | City of Orangeburg - (SC) | 7479 | North Road Peak | SC | Orangeburg | EAST | Petroleum Liquids | IC |  | S | X | X |  |  | 7 | 0.9 | 6.5 | 7 | 1 | N |  |  | OP | X | 4 | 1987 |  |  | N | Electric Utility | 1 | X X X: X; RC RC RC: DFO |  |  |  | N | N |  | 1H | [23 empty] | N | N | N
Vintage1987 | petroleum | TRUE | 14164 | City of Orangeburg - (SC) | 7479 | North Road Peak | SC | Orangeburg | WEST | Petroleum Liquids | IC |  | S | X | X |  |  | 7 | 0.9 | 6.5 | 7 | 1 | N |  |  | OP | X | 4 | 1987 |  |  | N | Electric Utility | 1 | X X X: X; RC RC RC: DFO |  |  |  |  | N |  | 1H | [23 empty] | N | N | N
Vintage1994 | natural gas peaker | TRUE | 14164 | City of Orangeburg - (SC) | 7480 | Rowesville Rd Plant | SC | Orangeburg | GEN3 | Natural Gas Fired Combustion Turbine | GT |  | S | X | X |  |  | 4.8 | 0.9 | 4.2 | 4.8 | 0.5 | N |  |  | OP | X | 6 | 1994 |  |  | N | Electric Utility | 1 | [11 empty] | N | N |  | 10M | [23 empty] | N | N | N | bar: X X X to RC RC RC
Vintage1994 | natural gas peaker | TRUE | 14164 | City of Orangeburg - (SC) | 7480 | Rowesville Rd Plant | SC | Orangeburg | GEN4 | Natural Gas Fired Combustion Turbine | GT |  | S | X | X |  |  | 4.8 | 0.9 | 4.2 | 4.8 | 0.5 | N |  |  | OP | X | 6 | 1994 |  |  | N | Electric Utility | 1 | [12 empty] | N |  | 10M | [23 empty] | N | N | N | bar: X X X to RC RC RC
Vintage1987 | petroleum | TRUE | 20848 | City of Blue Hill - (NE) | 7481 | City Light & Water | NE | Webster | 1 | Petroleum Liquids | IC |  | S | X | X |  |  | 0.9 | 0.8 | 0.9 | 0.9 | 0.2 | N |  |  | OP | X | 1 | 1987 |  |  | N | Electric Utility | 1 | X X X: X; RC RC RC: DFO |  |  |  | N | N |  | 10M | [23 empty] | N | N | N
Vintage1987 | petroleum | TRUE | 20848 | City of Blue Hill - (NE) | 7481 | City Light & Water | NE | Webster | 2 | Petroleum Liquids | IC |  | S | X | X |  |  | 0.4 | 0.8 | 0.4 | 0.4 | 0.2 | N |  |  | OP | X | 1 | 1987 |  |  | N | Electric Utility | 1 | X X X: X; RC RC RC: DFO |  |  |  | N | N |  | 10M | [23 empty] | N | N | N
Vintage2003 | petroleum | TRUE | 26616 | North Slope Borough Power & Light | 7482 | NSB Atqasuk Utility | AK | North Slope | NA1 | Petroleum Liquids | IC |  | S | X | X |  |  | 0.9 | 0.8 | 0.9 | 0.9 | 0.2 | N |  |  | OP | X | 2 | 2003 |  |  | N | Electric Utility | 1 | X X X: X; RC RC RC: DFO |  |  |  | N | N |  | 1H | [20 empty] | N |  |  | N | N | N
Vintage2003 | petroleum | TRUE | 26616 | North Slope Borough Power & Light | 7482 | NSB Atqasuk Utility | AK | North Slope | NA2 | Petroleum Liquids | IC |  | S | X | X |  |  | 0.9 | 0.8 | 0.9 | 0.9 | 0.2 | N |  |  | OP | X | 2 | 2003 |  |  | N | Electric Utility | 1 | X X X: X; RC RC RC: DFO |  |  |  | N | N |  | 1H | [20 empty] | N |  |  | N | N | N
Vintage2003 | petroleum | TRUE | 26616 | North Slope Borough Power & Light | 7482 | NSB Atqasuk Utility | AK | North Slope | NA3 | Petroleum Liquids | IC |  | S | X | X |  |  | 0.4 | 0.8 | 0.4 | 0.4 | 0.3 | N |  |  | OP | X | 2 | 2003 |  |  | N | Electric Utility | 1 | X X X: X; RC RC RC: DFO |  |  |  | N | N |  | 1H | [20 empty] | N |  |  | N | N | N
Vintage1986 | petroleum | TRUE | 26616 | North Slope Borough Power & Light | 7482 | NSB Atqasuk Utility | AK | North Slope | PG2 | Petroleum Liquids | IC |  | S | X | X |  |  | 0.4 | 0.8 | 0.4 | 0.4 | 0.2 | N |  |  | OP | X | 8 | 1986 |  |  | N | Electric Utility | 1 | X X X: X; RC RC RC: DFO |  |  |  | N | N |  | 1H | [20 empty] | N |  |  | N | N | N
Vintage1986 | petroleum | TRUE | 26616 | North Slope Borough Power & Light | 7482 | NSB Atqasuk Utility | AK | North Slope | PG3 | Petroleum Liquids | IC |  | S | X | X |  |  | 0.6 | 0.8 | 0.6 | 0.6 | 0.4 | N |  |  | OP | X | 8 | 1986 |  |  | N | Electric Utility | 1 | X X X: X; RC RC RC: DFO |  |  |  | N | N |  | 1H | [20 empty] | N |  |  | N | N | N
Vintage2000 | petroleum | TRUE | 26616 | North Slope Borough Power & Light | 7483 | NSB Kaktovik Utility | AK | North Slope | PG1A | Petroleum Liquids | IC |  | S | X | X |  |  | 0.9 | 0.8 | 0.9 | 0.9 | 0.4 | N |  |  | OP | X | 9 | 2000 |  |  | N | Electric Utility | 1 | X X X: X; RC RC RC: DFO |  |  |  | N | N |  | 1H | [23 empty] | N | N | N
Vintage2000 | petroleum | TRUE | 26616 | North Slope Borough Power & Light | 7483 | NSB Kaktovik Utility | AK | North Slope | PG2A | Petroleum Liquids | IC |  | S | X | X |  |  | 0.9 | 0.8 | 0.9 | 0.9 | 0.4 | N |  |  | OP | X | 9 | 2000 |  |  | N | Electric Utility | 1 | X X X: X; RC RC RC: DFO |  |  |  | N | N |  | 1H | [20 empty] | N |  |  | N | N | N
Vintage2000 | petroleum | TRUE | 26616 | North Slope Borough Power & Light | 7483 | NSB Kaktovik Utility | AK | North Slope | PG3A | Petroleum Liquids | IC |  | S | X | X |  |  | 0.4 | 0.8 | 0.4 | 0.4 | 0.2 | N |  |  | OP | X | 9 | 2000 |  |  | N | Electric Utility | 1 | X X X: X; RC RC RC: DFO |  |  |  | N | N |  | 1H | [20 empty] | N |  |  | N | N | N
Vintage2000 | petroleum | TRUE | 26616 | North Slope Borough Power & Light | 7483 | NSB Kaktovik Utility | AK | North Slope | PG4A | Petroleum Liquids | IC |  | S | X | X |  |  | 0.4 | 0.8 | 0.4 | 0.4 | 0.2 | N |  |  | OP | X | 9 | 2000 |  |  | N | Electric Utility | 1 | X X X: X; RC RC RC: DFO |  |  |  | N | N |  | 1H | [20 empty] | N |  |  | N | N | N
Vintage1999 | petroleum | TRUE | 26616 | North Slope Borough Power & Light | 7484 | NSB Nuiqsut Utility | AK | North Slope | PG1A | Petroleum Liquids | IC |  | S | X | X |  |  | 0.9 | 0.8 | 0.9 | 0.9 | 0.4 | N |  |  | OP | X | 9 | 1999 |  |  | N | Electric Utility | 1 | X X X: X; RC RC RC: DFO |  |  |  | N | N |  | 1H | [23 empty] | N | N
Vintage1999 | petroleum | TRUE | 26616 | North Slope Borough Power & Light | 7484 | NSB Nuiqsut Utility | AK | North Slope | PG2A | Petroleum Liquids | IC |  | S | X | X |  |  | 0.9 | 0.8 | 0.9 | 0.9 | 0.4 | N |  |  | OP | X | 9 | 1999 |  |  | N | Electric Utility | 1 | X X X: X; RC RC RC: DFO |  |  |  | N | N |  | 1H | [23 empty] | N | N
Vintage1999 | petroleum | TRUE | 26616 | North Slope Borough Power & Light | 7484 | NSB Nuiqsut Utility | AK | North Slope | PG3A | Petroleum Liquids | IC |  | S | X | X |  |  | 0.4 | 0.8 | 0.4 | 0.4 | 0.2 | N |  |  | OP | X | 9 | 1999 |  |  | N | Electric Utility | 1 | X X X: X; RC RC RC: DFO |  |  |  | N | N |  | 1H | [23 empty] | N | N
Vintage2013 | natural gas peaker | TRUE | 26616 | North Slope Borough Power & Light | 7484 | NSB Nuiqsut Utility | AK | North Slope | PG3B | Natural Gas Internal Combustion Engine | IC |  | S | X | X |  |  | 0.6 | 0.8 | 0.6 | 0.6 | 0.3 | N |  |  | OP | X | 4 | 2013 |  |  | N | Electric Utility | 1 | [11 empty] | N | N |  | 1H | [23 empty] | N | N | bar: X X X to RC RC RC
Vintage2008 | natural gas peaker | TRUE | 26616 | North Slope Borough Power & Light | 7484 | NSB Nuiqsut Utility | AK | North Slope | PG5A | Natural Gas Internal Combustion Engine | IC |  | S | X | X |  |  | 0.8 | 0.8 | 0.8 | 0.8 | 0.3 | N |  |  | OP | X | 10 | 2008 |  |  | N | Electric Utility | 1 | [11 empty] | N | N |  | 1H | [23 empty] | N | N | N | bar: X X X to RC RC RC
Vintage2008 | natural gas peaker | TRUE | 26616 | North Slope Borough Power & Light | 7484 | NSB Nuiqsut Utility | AK | North Slope | PG6A | Natural Gas Internal Combustion Engine | IC |  | S | X | X |  |  | 0.8 | 0.8 | 0.8 | 0.8 | 0.3 | N |  |  | OP | X | 10 | 2008 |  |  | N | Electric Utility | 1 | [11 empty] | N | N |  | 1H | [23 empty] | N | N | N | bar: X X X to RC RC RC
Vintage2014 | petroleum | TRUE | 26616 | North Slope Borough Power & Light | 7485 | NSB Point Hope Utility | AK | North Slope | PG1A | Petroleum Liquids | IC |  | S | X | X |  |  | 1 | 0.8 | 1 | 1 | 0.1 | N |  |  | OP | X | 9 | 2014 |  |  | N | Electric Utility | 1 | X X X: X; RC RC RC: DFO |  |  |  | N | N |  | 1H | [23 empty] | N | N
Vintage1995 | petroleum | TRUE | 26616 | North Slope Borough Power & Light | 7485 | NSB Point Hope Utility | AK | North Slope | PG6 | Petroleum Liquids | IC |  | S | X | X |  |  | 0.6 | 0.8 | 0.6 | 0.6 | 0.2 | N |  |  | OP | X | 9 | 1995 |  |  | N | Electric Utility | 1 | X X X: X; RC RC RC: DFO |  |  |  | N | N |  | 1H | [23 empty] | N | N
Vintage1995 | petroleum | TRUE | 26616 | North Slope Borough Power & Light | 7485 | NSB Point Hope Utility | AK | North Slope | PG7 | Petroleum Liquids | IC |  | S | X | X |  |  | 0.6 | 0.8 | 0.6 | 0.6 | 0.2 | N |  |  | OP | X | 9 | 1995 |  |  | N | Electric Utility | 1 | X X X: X; RC RC RC: DFO |  |  |  | N | N |  | 1H | [23 empty] | N | N
Vintage2008 | petroleum | TRUE | 26616 | North Slope Borough Power & Light | 7485 | NSB Point Hope Utility | AK | North Slope | PG8 | Petroleum Liquids | IC |  | S | X | X |  |  | 0.9 | 0.8 | 0.9 | 0.9 | 0.4 | N |  |  | OP | X | 8 | 2008 |  |  | N | Electric Utility | 1 | X X X: X; RC RC RC: DFO |  |  |  | N | N |  | 1H | [23 empty] | N | N
Vintage2013 | petroleum | TRUE | 26616 | North Slope Borough Power & Light | 7486 | NSB Point Lay Utility | AK | North Slope | PG10 | Petroleum Liquids | IC |  | S | X | X |  |  | 0.6 | 0.8 | 0.6 | 0.6 | 0.2 | N |  |  | OP | X | 7 | 2013 |  |  | N | Electric Utility | 1 | X X X: X; RC RC RC: DFO |  |  |  | N | N |  | 1H | [23 empty] | N | N
Vintage2013 | petroleum | TRUE | 26616 | North Slope Borough Power & Light | 7486 | NSB Point Lay Utility | AK | North Slope | PG7 | Petroleum Liquids | IC |  | S | X | X |  |  | 0.6 | 0.8 | 0.6 | 0.6 | 0.1 | N |  |  | OP | X | 7 | 2013 |  |  | N | Electric Utility | 1 | X X X: X; RC RC RC: DFO |  |  |  | N | N |  | 1H | [23 empty] | N | N
Vintage2013 | petroleum | TRUE | 26616 | North Slope Borough Power & Light | 7486 | NSB Point Lay Utility | AK | North Slope | PG8 | Petroleum Liquids | IC |  | S | X | X |  |  | 0.6 | 0.8 | 0.6 | 0.6 | 0.3 | N |  |  | OP | X | 7 | 2013 |  |  | N | Electric Utility | 1 | X X X: X; RC RC RC: DFO |  |  |  | N | N |  | 1H | [23 empty] | N | N
Vintage2013 | petroleum | TRUE | 26616 | North Slope Borough Power & Light | 7486 | NSB Point Lay Utility | AK | North Slope | PG9 | Petroleum Liquids | IC |  | S | X | X |  |  | 0.6 | 0.8 | 0.6 | 0.6 | 0.3 | N |  |  | OP | X | 7 | 2013 |  |  | N | Electric Utility | 1 | X X X: X; RC RC RC: DFO |  |  |  | N | N |  | 1H | [23 empty] | N | N
Vintage1994 | petroleum | TRUE | 26616 | North Slope Borough Power & Light | 7487 | NSB Anaktuvuk Pass | AK | North Slope | 1 | Petroleum Liquids | IC |  | S | X | X |  |  | 0.3 | 0.8 | 0.3 | 0.3 | 0.1 | N |  |  | OP | X | 9 | 1994 |  |  | N | Electric Utility | 1 | X X X: X; RC RC RC: DFO |  |  |  | N | N |  | 1H | [23 empty] | N | N
Vintage1994 | petroleum | TRUE | 26616 | North Slope Borough Power & Light | 7487 | NSB Anaktuvuk Pass | AK | North Slope | 2 | Petroleum Liquids | IC |  | S | X | X |  |  | 0.3 | 0.8 | 0.3 | 0.3 | 0.1 | N |  |  | OP | X | 9 | 1994 |  |  | N | Electric Utility | 1 | X X X: X; RC RC RC: DFO |  |  |  | N | N |  | 1H | [23 empty] | N | N
Vintage1994 | petroleum | TRUE | 26616 | North Slope Borough Power & Light | 7487 | NSB Anaktuvuk Pass | AK | North Slope | 3 | Petroleum Liquids | IC |  | S | X | X |  |  | 0.3 | 0.8 | 0.3 | 0.3 | 0.1 | N |  |  | OP | X | 9 | 1994 |  |  | N | Electric Utility | 1 | X X X: X; RC RC RC: DFO |  |  |  | N | N |  | 1H | [23 empty] | N | N
Vintage2003 | petroleum | TRUE | 26616 | North Slope Borough Power & Light | 7487 | NSB Anaktuvuk Pass | AK | North Slope | 6 | Petroleum Liquids | IC |  | S | X | X |  |  | 0.9 | 0.8 | 0.9 | 0.9 | 0.4 | N |  |  | OP | X | 12 | 2003 |  |  | N | Electric Utility | 1 | X X X: X; RC RC RC: DFO |  |  |  | N | N |  | 1H | [23 empty] | N | N
Vintage2003 | petroleum | TRUE | 26616 | North Slope Borough Power & Light | 7487 | NSB Anaktuvuk Pass | AK | North Slope | 7 | Petroleum Liquids | IC |  | S | X | X |  |  | 0.9 | 0.8 | 0.9 | 0.9 | 0.4 | N |  |  | OP | X | 12 | 2003 |  |  | N | Electric Utility | 1 | X X X: X; RC RC RC: DFO |  |  |  | N | N |  | 1H | [23 empty] | N | N
Vintage1988 | petroleum | TRUE | 26616 | North Slope Borough Power & Light | 7488 | NSB Wainwright Utility | AK | North Slope | PG1 | Petroleum Liquids | IC |  | S | X | X |  |  | 0.4 | 0.8 | 0.4 | 0.4 | 0.2 | N |  |  | OP | X | 8 | 1988 |  |  | N | Electric Utility | 1 | X X X: X; RC RC RC: DFO |  |  |  | N | N |  | 1H | [23 empty] | N | N
Vintage1988 | petroleum | TRUE | 26616 | North Slope Borough Power & Light | 7488 | NSB Wainwright Utility | AK | North Slope | PG2 | Petroleum Liquids | IC |  | S | X | X |  |  | 0.4 | 0.8 | 0.4 | 0.4 | 0.2 | N |  |  | OP | X | 8 | 1988 |  |  | N | Electric Utility | 1 | X X X: X; RC RC RC: DFO |  |  |  | N | N |  | 1H | [23 empty] | N | N
Vintage1989 | petroleum | TRUE | 26616 | North Slope Borough Power & Light | 7488 | NSB Wainwright Utility | AK | North Slope | PG3 | Petroleum Liquids | IC |  | S | X | X |  |  | 0.4 | 0.8 | 0.4 | 0.4 | 0.2 | N |  |  | OP | X | 8 | 1989 |  |  | N | Electric Utility | 1 | X X X: X; RC RC RC: DFO |  |  |  | N | N |  | 1H | [23 empty] | N | N
Vintage2001 | petroleum | TRUE | 26616 | North Slope Borough Power & Light | 7488 | NSB Wainwright Utility | AK | North Slope | PG4A | Petroleum Liquids | IC |  | S | X | X |  |  | 0.9 | 0.8 | 0.9 | 0.9 | 0.4 | N |  |  | OP | X | 10 | 2001 |  |  | N | Electric Utility | 1 | X X X: X; RC RC RC: DFO |  |  |  | N | N |  | 1H | [23 empty] | N | N
Vintage2001 | petroleum | TRUE | 26616 | North Slope Borough Power & Light | 7488 | NSB Wainwright Utility | AK | North Slope | PG5 | Petroleum Liquids | IC |  | S | X | X |  |  | 0.9 | 0.8 | 0.9 | 0.9 | 0.4 | N |  |  | OP | X | 10 | 2001 |  |  | N | Electric Utility | 1 | X X X: X; RC RC RC: DFO |  |  |  | N | N |  | 1H | [23 empty] | N | N
Vintage1987 | hydro | TRUE | 19397 | City of Ukiah - (CA) | 7489 | Lake Mendocino | CA | Mendocino | G1 | Conventional Hydroelectric | HY |  | S | X | X | N/A | N/A | 1 | 0.9 | 1 | 1 | 0.1 | N |  |  | OP | X | 5 | 1987 |  |  | N | Electric Utility | 1 | X X X: X; RC RC RC: WAT |  |  |  | N | N |  | 10M | [23 empty] | N |  | N
Vintage1987 | hydro | TRUE | 19397 | City of Ukiah - (CA) | 7489 | Lake Mendocino | CA | Mendocino | G2 | Conventional Hydroelectric | HY |  | S | X | X |  |  | 2.5 | 0.9 | 2.5 | 2.5 | 0.1 | N |  |  | OP | X | 5 | 1987 |  |  | N | Electric Utility | 1 | X X X: X; RC RC RC: WAT |  |  |  | N | N |  | 10M | [23 empty] | N |  | N
Vintage1980 | petroleum | TRUE | 9897 | City of King Cove | 7493 | King Cove | AK | Aleutians East | 1 | Petroleum Liquids | IC |  | S | X | X |  |  | 0.3 | 0.8 | 0.3 | 0.3 | 0.2 | N |  |  | OP | X | 2 | 1980 |  |  | N | Electric Utility | 1 | X X X: X; RC RC RC: DFO |  |  |  | N |  |  | 10M | [23 empty] | N | N
Vintage1986 | petroleum | TRUE | 9897 | City of King Cove | 7493 | King Cove | AK | Aleutians East | 2 | Petroleum Liquids | IC |  | S | X | X |  |  | 0.5 | 0.8 | 0.4 | 0.4 | 0.2 | N |  |  | OP | X | 1 | 1986 |  |  | N | Electric Utility | 1 | X X X: X; RC RC RC: DFO |  |  |  | N |  |  | 10M | [23 empty] | N | N
Vintage1992 | petroleum | TRUE | 9897 | City of King Cove | 7493 | King Cove | AK | Aleutians East | 3 | Petroleum Liquids | IC |  | S | X | X |  |  | 0.7 | 0.8 | 0.6 | 0.6 | 0.6 | N |  |  | OP | X | 6 | 1992 |  |  | N | Electric Utility | 1 | X X X: X; RC RC RC: DFO |  |  |  | N |  |  | 10M | [23 empty] | N | N | N
Vintage1995 | hydro | TRUE | 9897 | City of King Cove | 7493 | King Cove | AK | Aleutians East | 4 | Conventional Hydroelectric | HY |  | S | X | X |  |  | 0.8 | 0.8 | 0.7 | 0.2 | 0.6 | N |  |  | OP | X | 2 | 1995 |  |  | N | Electric Utility | 1 | X X X: X; RC RC RC: WAT |  |  |  | N |  |  | 10M | [23 empty] | N
Vintage1980 | petroleum | TRUE | 9897 | City of King Cove | 7493 | King Cove | AK | Aleutians East | 5 | Petroleum Liquids | IC |  | S | X | X |  |  | 0.3 | 0.8 | 0.3 | 0.3 | 0.2 | N |  |  | OP | X | 2 | 1980 |  |  | N | Electric Utility | 1 | X X X: X; RC RC RC: DFO |  |  |  | N |  |  | 10M | [23 empty] | N | N
Vintage1982 | petroleum | TRUE | 4562 | City of Croswell - (MI) | 7497 | Croswell | MI | Sanilac | 1 | Petroleum Liquids | IC |  | S | X | X |  |  | 0.6 | 0.9 | 0.6 | 0.6 | 0.3 | N |  |  | SB | Y | 11 | 1982 |  |  | N | Electric Utility | 1 | X X X: X; RC RC RC: DFO; SUB SUB SUB: NG |  |  |  | N |  |  | 1H | [23 empty] | Y | N | N
Vintage1984 | petroleum | TRUE | 4562 | City of Croswell - (MI) | 7497 | Croswell | MI | Sanilac | 2 | Petroleum Liquids | IC |  | S | X | X |  |  | 0.7 | 0.9 | 0.7 | 0.7 | 0.3 | N |  |  | SB | Y | 11 | 1984 |  |  | N | Electric Utility | 1 | X X X: X; RC RC RC: DFO; SUB SUB SUB: NG |  |  |  | N |  |  | 1H | [23 empty] | Y | N | N
Vintage1988 | petroleum | TRUE | 4562 | City of Croswell - (MI) | 7497 | Croswell | MI | Sanilac | 3 | Petroleum Liquids | IC |  | S | X | X |  |  | 1.2 | 0.9 | 1.2 | 1.2 | 0.6 | N |  |  | SB | Y | 11 | 1988 |  |  | N | Electric Utility | 1 | X X X: X; RC RC RC: DFO |  |  |  | N |  |  | 1H | [23 empty] | N | N | N
Vintage1990 | petroleum | TRUE | 4562 | City of Croswell - (MI) | 7497 | Croswell | MI | Sanilac | 4 | Petroleum Liquids | IC |  | S | X | X |  |  | 1.3 | 0.9 | 1.3 | 1.3 | 0.6 | N |  |  | SB | Y | 11 | 1990 |  |  | N | Electric Utility | 1 | X X X: X; RC RC RC: DFO; SUB SUB SUB: NG |  |  |  | N |  |  | 1H | [23 empty] | Y | N | N
Vintage1996 | petroleum | TRUE | 4562 | City of Croswell - (MI) | 7497 | Croswell | MI | Sanilac | 5 | Petroleum Liquids | IC |  | S | X | X |  |  | 1.3 | 0.9 | 1.3 | 1.3 | 0.6 | N |  |  | SB | Y | 10 | 1996 |  |  | N | Electric Utility | 1 | X X X: X; RC RC RC: DFO; SUB SUB SUB: NG |  |  |  | N |  |  | 1H | [23 empty] | Y | N | N
Vintage2010 | onshore wind | TRUE | 15371 | Town of Princeton - (MA) | 7501 | Princeton Wind Farm | MA | Worcester | 2 | Onshore Wind Turbine | WT |  | S | X | X | WCMASS | WCMASS | 3 |  | 3 | 3 | 0.1 | N |  |  | OP | X | 1 | 2010 |  |  | N | Electric Utility | 1 | X X X: X; RC RC RC: WND |  |  |  | N | N | 2 | 10M | [23 empty] | N
Vintage2010 | petroleum | TRUE | 19454 | City of Unalaska - (AK) | 7502 | Dutch Harbor | AK | Aleutians West | 10 | Petroleum Liquids | IC |  | S | X | X |  |  | 5.2 | 0.8 | 4.4 | 4.4 | 3.1 | N |  |  | OP | X | 11 | 2010 |  |  | N | Electric Utility | 1 | X X X: X; RC RC RC: DFO |  |  |  | N | N |  | 12H | [23 empty] | N | N | N
Vintage2010 | petroleum | TRUE | 19454 | City of Unalaska - (AK) | 7502 | Dutch Harbor | AK | Aleutians West | 11 | Petroleum Liquids | IC |  | S | X | X |  |  | 5.2 | 0.8 | 4.4 | 4.4 | 3.1 | N |  |  | OP | X | 11 | 2010 |  |  | N | Electric Utility | 1 | X X X: X; RC RC RC: DFO |  |  |  | N | N |  | 12H | [23 empty] | N | N | N
Vintage2015 | petroleum | TRUE | 19454 | City of Unalaska - (AK) | 7502 | Dutch Harbor | AK | Aleutians West | 12 | Petroleum Liquids | IC |  | S | X | X |  |  | 4.4 | 0.8 | 3.7 | 3.7 | 2.6 | N |  |  | OP | X | 4 | 2015 |  |  | N | Electric Utility | 1 | X X X: X; RC RC RC: DFO |  |  |  | N | N |  | 12H | [23 empty] | N | N | N
Vintage2011 | petroleum | TRUE | 19454 | City of Unalaska - (AK) | 7502 | Dutch Harbor | AK | Aleutians West | 13 | Petroleum Liquids | IC |  | S | X | X |  |  | 4.4 | 0.8 | 3.7 | 3.7 | 2.6 | N |  |  | OP | X | 12 | 2011 |  |  | N | Electric Utility | 1 | X X X: X; RC RC RC: DFO |  |  |  | N | N |  | 12H | [23 empty] | N | N | N
Vintage2010 | petroleum | TRUE | 19454 | City of Unalaska - (AK) | 7502 | Dutch Harbor | AK | Aleutians West | 15 | Petroleum Liquids | IC |  | S | X | X |  |  | 0.3 | 0.8 | 0.2 | 0.2 | 0.2 | N |  |  | SB | Y | 11 | 2010 |  |  | N | Electric Utility | 1 | X X X: X; RC RC RC: DFO |  |  |  | N | N |  | 1H | [23 empty] | N |  | N
Vintage1989 | petroleum | TRUE | 19454 | City of Unalaska - (AK) | 7502 | Dutch Harbor | AK | Aleutians West | 8 | Petroleum Liquids | IC |  | S | X | X |  |  | 1.2 | 0.8 | 1 | 1 | 0.6 | N |  |  | OP | X | 11 | 1989 |  |  | N | Electric Utility | 1 | X X X: X; RC RC RC: DFO |  |  |  | N | N |  | 1H | [23 empty] | N | N | N
Vintage1994 | petroleum | TRUE | 19454 | City of Unalaska - (AK) | 7502 | Dutch Harbor | AK | Aleutians West | 9 | Petroleum Liquids | IC |  | S | X | X |  |  | 1.2 | 0.8 | 1 | 1 | 0.6 | N |  |  | OP | X | 5 | 1994 |  |  | N | Electric Utility | 1 | X X X: X; RC RC RC: DFO |  |  |  | N | N |  | 1H | [23 empty] | N | N
Vintage1993 | petroleum | TRUE | 19454 | City of Unalaska - (AK) | 7503 | Unalaska Power Module | AK | Aleutians West | 7 | Petroleum Liquids | IC |  | S | X | X |  |  | 1.1 | 0.8 | 0.8 | 0.8 | 0.6 | N |  |  | OP | X | 11 | 1993 |  |  | N | Electric Utility | 1 | X X X: X; RC RC RC: DFO |  |  |  | N | N |  | 1H | [23 empty] | N
Vintage1995 | hard coal | TRUE | 19545 | Black Hills Power, Inc. | 7504 | Neil Simpson II | WY | Campbell | 2 | Conventional Steam Coal | ST |  | S | X | X |  |  | 90 | 0.9 | 80 | 80 | 52 | N |  |  | OP | X | 9 | 1995 |  |  | N | Electric Utility | 1 | X X X: X; RC RC RC: SUB; SUB SUB SUB: NG; DFO DFO DFO: NG |  |  |  | N | N |  | OVER |  | Y |  |  | Y | [15 empty] | N |  |  | N | N | N
Vintage2000 | natural gas peaker | TRUE | 19545 | Black Hills Power, Inc. | 7504 | Neil Simpson II | WY | Campbell | GT1 | Natural Gas Fired Combustion Turbine | GT |  | S | X | X |  |  | 40 | 0.9 | 34 | 37 | 24.7 | N |  |  | OP | X | 6 | 2000 |  |  | N | Electric Utility | 1 | [11 empty] | N | N |  | 10M | [20 empty] | N |  |  | N | N | N | bar: X X X to RC RC RC
Vintage1993 | hydro | TRUE | 61958 | Hydro Sierra Energy, LLC | 7507 | Deadwood Creek | CA | Yuba | 1 | Conventional Hydroelectric | HY |  | S | X | X |  |  | 2 | 0.9 | 1.9 | 2 | 0.1 | N |  |  | OP | X | 12 | 1993 |  |  | N | IPP Non-CHP | 2 | X X X: X; RC RC RC: WAT |  |  |  | N |  |  | 10M
Vintage1994 | hydro | TRUE | 6013 | Eugene Water & Electric Board | 7508 | Stone Creek | OR | Clackamas | 1 | Conventional Hydroelectric | HY |  | S | X | X |  |  | 12 | 0.9 | 7 | 10.7 | 3 | N |  |  | OP | X | 1 | 1994 |  |  | N | Electric Utility | 1 | X X X: X; RC RC RC: WAT |  |  |  | N | N |  | 12H | [23 empty] | N
Vintage1997 | hydro | TRUE | 13788 | Northern Wasco County PUD | 7511 | McNary Dam Fish Attraction Project | WA | Benton | 1 | Conventional Hydroelectric | HY |  | J | X | X |  |  | 10 | 0.9 | 9 | 9 | 8.5 | N |  |  | OP | X | 11 | 1997 |  |  | N | Electric Utility | 1 | X X X: X; RC RC RC: WAT |  |  |  | N | N |  | 10M | [23 empty] | N
Vintage2000 | natural gas combined cycle | TRUE | 16604 | City of San Antonio - (TX) | 7512 | Arthur Von Rosenberg | TX | Bexar | 1 | Natural Gas Fired Combined Cycle | CT | CC1 | S | X | N | BRA_AVR_CST1 | BRA_AVR_CST1 | 187.5 | 0.9 | 164 | 176 | 90 | N |  |  | OP | X | 6 | 2000 |  |  | N | Electric Utility | 1 | [11 empty] | N | N |  | 12H | [7 empty] | 10 | 10 | 12 | 2023 | [12 empty] | N | N | N | bar: X X X to RC RC RC
Vintage2000 | natural gas combined cycle | TRUE | 16604 | City of San Antonio - (TX) | 7512 | Arthur Von Rosenberg | TX | Bexar | 2 | Natural Gas Fired Combined Cycle | CT | CC1 | S | X | N | BRA_AVR1_CT2 | BRA_AVR1_CT2 | 187.5 | 0.9 | 164 | 176 | 90 | N |  |  | OP | X | 6 | 2000 |  |  | N | Electric Utility | 1 | [11 empty] | N | N |  | 12H | [7 empty] | 10 | 10 | 12 | 2024 | [12 empty] | N | N | N | bar: X X X to RC RC RC
Vintage2000 | natural gas combined cycle | TRUE | 16604 | City of San Antonio - (TX) | 7512 | Arthur Von Rosenberg | TX | Bexar | 3 | Natural Gas Fired Combined Cycle | CA | CC1 | S | Y | X | BRA_AVR_CST1 | BRA_AVR_CST1 | 200 | 0.9 | 190 | 197 | 60 | N |  |  | OP | X | 6 | 2000 |  |  | N | Electric Utility | 1 | [11 empty] | N | N |  | 12H | [23 empty] | N | N | N | bar: X X X to RC RC RC
Vintage1998 | natural gas peaker | TRUE | 12208 | City of McPherson - (KS) | 7515 | McPherson 3 | KS | McPherson | NA1 | Natural Gas Fired Combustion Turbine | GT |  | S | X | X |  |  | 115.6 | 0.9 | 80.2 | 99.9 | 45 | N |  |  | OP | X | 10 | 1998 |  |  | N | Electric Utility | 1 | X X X: X; RC RC RC: NG; SUB SUB SUB: DFO |  |  |  | N | N |  | 1H | [20 empty] | N |  |  | Y | N | Y
Vintage1994 | onshore wind | TRUE | 16534 | Sacramento Municipal Util Dist | 7526 | Solano Wind | CA | Solano | 1 | Onshore Wind Turbine | WT |  | S | X | X |  |  | 13.2 |  | 13.1 | 13.2 | 1 | N |  |  | OP | X | 6 | 1994 |  |  | N | Electric Utility | 1 | X X X: X; RC RC RC: WND |  |  |  | N | N | 23
Vintage2006 | onshore wind | TRUE | 16534 | Sacramento Municipal Util Dist | 7526 | Solano Wind | CA | Solano | 2 | Onshore Wind Turbine | WT |  | S | X | X |  |  | 24 |  | 24 | 24 | 1 | N |  |  | OP | X | 6 | 2006 |  |  | N | Electric Utility | 1 | X X X: X; RC RC RC: WND |  |  |  | N | N | 8
Vintage2007 | onshore wind | TRUE | 16534 | Sacramento Municipal Util Dist | 7526 | Solano Wind | CA | Solano | 2B | Onshore Wind Turbine | WT |  | S | X | X |  |  | 63 |  | 63 | 63 | 1 | N |  |  | OP | X | 12 | 2007 |  |  | N | Electric Utility | 1 | X X X: X; RC RC RC: WND |  |  |  | N | N | 21
Vintage2012 | onshore wind | TRUE | 16534 | Sacramento Municipal Util Dist | 7526 | Solano Wind | CA | Solano | 3 | Onshore Wind Turbine | WT |  | W | X | X |  |  | 128 |  | 128 | 128 | 1 | N |  |  | OP | X | 4 | 2012 |  |  | N | Electric Utility | 1 | X X X: X; RC RC RC: WND |  |  |  | N | N | 55
Vintage1995 | natural gas peaker | TRUE | 16534 | Sacramento Municipal Util Dist | 7527 | Carson Ice-Gen Project | CA | Sacramento | 1 | Natural Gas Fired Combustion Turbine | GT |  | W | X | X |  |  | 54 | 0.9 | 41.2 | 41.2 | 20 | N |  |  | OP | X | 10 | 1995 |  |  | Y | Electric Utility | 1 | [11 empty] | N | N |  | 10M | [23 empty] | N | bar: X X X to RC RC RC
Vintage1995 | natural gas combined cycle | TRUE | 16534 | Sacramento Municipal Util Dist | 7527 | Carson Ice-Gen Project | CA | Sacramento | 2 | Natural Gas Fired Combined Cycle | CA | CC1 | W | Y | X |  |  | 17.5 | 0.85 | 16.6 | 16.6 | 2 | N |  |  | OP | X | 10 | 1995 |  |  | Y | Electric Utility | 1 | [11 empty] | N | N |  | 12H | [23 empty] | N | bar: X X X to RC RC RC
Vintage1995 | natural gas combined cycle | TRUE | 16534 | Sacramento Municipal Util Dist | 7527 | Carson Ice-Gen Project | CA | Sacramento | CCCT | Natural Gas Fired Combined Cycle | CT | CC1 | W | X | N |  |  | 54 | 0.9 | 51.2 | 51.2 | 21 | N |  |  | OP | X | 10 | 1995 |  |  | N | Electric Utility | 1 | X X X: X; RC RC RC: NG; SUB SUB SUB: OBG |  |  |  | N | N |  | 12H | [23 empty] | Y | Y | N
Vintage2000 | natural gas peaker | TRUE | 3046 | Duke Energy Progress - (NC) | 7538 | Wayne County | NC | Wayne | 1 | Natural Gas Fired Combustion Turbine | GT |  | S | X | X |  |  | 195.2 | 0.85 | 169 | 195 | 100 | N |  |  | OP | X | 5 | 2000 |  |  | N | Electric Utility | 1 | X X X: X; RC RC RC: NG; SUB SUB SUB: DFO |  |  |  | N | N |  | 1H | [23 empty] | Y | N | Y
Vintage2000 | natural gas peaker | TRUE | 3046 | Duke Energy Progress - (NC) | 7538 | Wayne County | NC | Wayne | 2 | Natural Gas Fired Combustion Turbine | GT |  | S | X | X |  |  | 195.2 | 0.85 | 174 | 195 | 100 | N |  |  | OP | X | 5 | 2000 |  |  | N | Electric Utility | 1 | X X X: X; RC RC RC: NG; SUB SUB SUB: DFO |  |  |  | N | N |  | 1H | [23 empty] | Y | N | Y
Vintage2000 | natural gas peaker | TRUE | 3046 | Duke Energy Progress - (NC) | 7538 | Wayne County | NC | Wayne | 3 | Natural Gas Fired Combustion Turbine | GT |  | S | X | X |  |  | 195.2 | 0.85 | 164 | 195 | 100 | N |  |  | OP | X | 6 | 2000 |  |  | N | Electric Utility | 1 | X X X: X; RC RC RC: NG; SUB SUB SUB: DFO |  |  |  | N | N |  | 1H | [23 empty] | Y | N | Y
Vintage2000 | natural gas peaker | TRUE | 3046 | Duke Energy Progress - (NC) | 7538 | Wayne County | NC | Wayne | 4 | Natural Gas Fired Combustion Turbine | GT |  | S | X | X |  |  | 195.2 | 0.85 | 162 | 195 | 100 | N |  |  | OP | X | 6 | 2000 |  |  | N | Electric Utility | 1 | X X X: X; RC RC RC: NG; SUB SUB SUB: DFO |  |  |  | N | N |  | 1H | [23 empty] | Y | N | Y
Vintage2009 | natural gas peaker | TRUE | 3046 | Duke Energy Progress - (NC) | 7538 | Wayne County | NC | Wayne | 5 | Natural Gas Fired Combustion Turbine | GT |  | S | X | X |  |  | 198.9 | 0.85 | 153 | 195 | 100 | N |  |  | OP | X | 6 | 2009 |  |  | N | Electric Utility | 1 | X X X: X; RC RC RC: NG; SUB SUB SUB: DFO |  |  |  | N | N |  | 1H | [23 empty] | Y | N | Y
Vintage1994 | hydro | TRUE | 2518 | U S Bureau of Reclamation | 7541 | Spirit Mountain | WY | Park | 1 | Conventional Hydroelectric | HY |  | S | X | X |  |  | 4.5 | 0.9 | 4.5 | 4.5 | 0 | N |  |  | OP | X | 10 | 1994 |  |  | N | Electric Utility | 1 | X X X: X; RC RC RC: WAT | [6 empty] | 10M
Vintage1989 | hydro | TRUE | 14077 | Oklahoma Municipal Power Authority | 7545 | Kaw Hydro | OK | Kay | 1 | Conventional Hydroelectric | HY |  | S | X | X |  |  | 37 | 0.85 | 29.6 | 29.6 | 2 | N |  |  | OP | X | 8 | 1989 |  |  | N | Electric Utility | 1 | X X X: X; RC RC RC: WAT |  |  |  | N | N |  | 1H | [23 empty] | N
Vintage1966 | natural gas combined cycle | TRUE | 14077 | Oklahoma Municipal Power Authority | 7546 | Ponca City | OK | Kay | 1 | Natural Gas Fired Combined Cycle | CA | CC1 | S | Y | X |  |  | 19.8 | 0.85 | 18.8 | 18.8 | 1.5 | N |  |  | OP | X | 10 | 1966 |  |  | N | Electric Utility | 1 | [11 empty] | N | N |  | 1H | [23 empty] | N | bar: X X X to RC RC RC
Vintage1995 | natural gas combined cycle | TRUE | 14077 | Oklahoma Municipal Power Authority | 7546 | Ponca City | OK | Kay | 3 | Natural Gas Fired Combined Cycle | CT | CC1 | S | X | Y |  |  | 54 | 0.85 | 44.1 | 44.1 | 33 | N |  |  | OP | X | 6 | 1995 |  |  | N | Electric Utility | 1 | X X X: X; RC RC RC: NG; SUB SUB SUB: DFO |  |  |  | N | N |  | 1H | [23 empty] | Y | N | Y
Vintage2003 | natural gas peaker | TRUE | 14077 | Oklahoma Municipal Power Authority | 7546 | Ponca City | OK | Kay | 4 | Natural Gas Fired Combustion Turbine | GT |  | S | X | X |  |  | 60.5 | 0.9 | 43.9 | 43.9 | 33 | N |  |  | OP | X | 6 | 2003 |  |  | N | Electric Utility | 1 | [11 empty] | N | N |  | 1H | [23 empty] | N | bar: X X X to RC RC RC
Vintage1998 | hydro | TRUE | 20255 | Weber Basin Water Conserv Dist | 7548 | Causey | UT | Weber | 1 | Conventional Hydroelectric | HY |  | W | X | X |  |  | 1.5 | 0.9 | 1.5 | 1.5 | 0.3 | N |  |  | OP | X | 1 | 1998 |  |  | N | Electric Utility | 1 | X X X: X; RC RC RC: WAT | [6 empty] | 12H | [20 empty] | N |  |  | N
Vintage1998 | hydro | TRUE | 20255 | Weber Basin Water Conserv Dist | 7548 | Causey | UT | Weber | 2 | Conventional Hydroelectric | HY |  | W | X | X |  |  | 0.6 | 0.9 | 0.6 | 0.6 | 0.1 | N |  |  | OP | X | 1 | 1998 |  |  | N | Electric Utility | 1 | X X X: X; RC RC RC: WAT | [6 empty] | 12H | [20 empty] | N |  |  | N
Vintage2021 | hydro | TRUE | 20255 | Weber Basin Water Conserv Dist | 7548 | Causey | UT | Weber | MINI | Conventional Hydroelectric | HY |  | W | X | X |  |  | 0.1 | 0.8 | 0.1 | 0.1 | 0 | N |  |  | OP | X | 3 | 2021 |  |  | N | Electric Utility | 1 | X X X: X; RC RC RC: WAT | [6 empty] | 10M | [20 empty] | N |  |  | N
Vintage1997 | natural gas combined cycle | TRUE | 16534 | Sacramento Municipal Util Dist | 7551 | SCA Cogen 2 | CA | Sacramento | CCST | Natural Gas Fired Combined Cycle | CA | CCC1 | W | Y | X |  |  | 49.8 | 0.9 | 37.6 | 37.6 | 4.5 | N |  |  | OP | X | 3 | 1997 |  |  | Y | Electric Utility | 1 | [11 empty] | N | N |  | 12H | [23 empty] | N | N | N | bar: X X X to RC RC RC
Vintage1997 | natural gas combined cycle | TRUE | 16534 | Sacramento Municipal Util Dist | 7551 | SCA Cogen 2 | CA | Sacramento | CT1A | Natural Gas Fired Combined Cycle | CT | CCC1 | W | X | Y |  |  | 49.8 | 0.9 | 47.6 | 47.6 | 35 | N |  |  | OP | X | 5 | 1997 |  |  | Y | Electric Utility | 1 | [11 empty] | N | N |  | 12H | [23 empty] | N | N | N | bar: X X X to RC RC RC
Vintage1997 | natural gas combined cycle | TRUE | 16534 | Sacramento Municipal Util Dist | 7551 | SCA Cogen 2 | CA | Sacramento | CT1B | Natural Gas Fired Combined Cycle | CT | CCC1 | W | X | Y |  |  | 49.8 | 0.9 | 47.6 | 47.6 | 35 | N |  |  | OP | X | 3 | 1997 |  |  | Y | Electric Utility | 1 | [11 empty] | N | N |  | 12H | [23 empty] | N | N | N | bar: X X X to RC RC RC
Vintage2001 | natural gas peaker | TRUE | 16534 | Sacramento Municipal Util Dist | 7551 | SCA Cogen 2 | CA | Sacramento | CT1C | Natural Gas Fired Combustion Turbine | GT |  | W | X | X |  |  | 44 | 0.9 | 43.8 | 47.3 | 20 | N |  |  | OP | X | 4 | 2001 |  |  | N | Electric Utility | 1 | [11 empty] | N | N |  | 10M | [23 empty] | N | bar: X X X to RC RC RC
Vintage1997 | natural gas combined cycle | TRUE | 16534 | Sacramento Municipal Util Dist | 7552 | SPA Cogen 3 | CA | Sacramento | CCCT | Natural Gas Fired Combined Cycle | CT | CCC1 | W | X | Y |  |  | 118.7 | 0.9 | 119 | 111 | 55 | N |  |  | OP | X | 12 | 1997 |  |  | Y | Electric Utility | 1 | [11 empty] | N | N |  | 12H | [23 empty] | N | N | N | bar: X X X to RC RC RC
Vintage1997 | natural gas combined cycle | TRUE | 16534 | Sacramento Municipal Util Dist | 7552 | SPA Cogen 3 | CA | Sacramento | CCST | Natural Gas Fired Combined Cycle | CA | CCC1 | W | Y | X |  |  | 55.2 | 0.85 | 59 | 53 | 36 | N |  |  | OP | X | 12 | 1997 |  |  | N | Electric Utility | 1 | [11 empty] | N | N |  | 12H | [23 empty] | N | N | N | bar: X X X to RC RC RC
Vintage1998 | natural gas peaker | TRUE | 13334 | City of Nebraska City | 7555 | Nebraska City # 2 | NE | Otoe | 11 | Natural Gas Internal Combustion Engine | IC |  | S | X | X |  |  | 4.5 | 0.8 | 4 | 4 | 3.5 | N |  |  | OP | X | 8 | 1998 |  |  | N | Electric Utility | 1 | X X X: X; RC RC RC: NG; SUB SUB SUB: DFO |  |  |  | N | N |  | 1H | [23 empty] | Y | N | N
Vintage1998 | natural gas peaker | TRUE | 13334 | City of Nebraska City | 7555 | Nebraska City # 2 | NE | Otoe | 12 | Natural Gas Internal Combustion Engine | IC |  | S | X | X |  |  | 4.5 | 0.8 | 4 | 4 | 3.5 | N |  |  | OP | X | 8 | 1998 |  |  | N | Electric Utility | 1 | X X X: X; RC RC RC: NG; SUB SUB SUB: DFO |  |  |  | N | N |  | 1H | [23 empty] | Y | N | N
Vintage1998 | petroleum | TRUE | 13334 | City of Nebraska City | 7555 | Nebraska City # 2 | NE | Otoe | 13 | Petroleum Liquids | IC |  | S | X | X |  |  | 4.5 | 0.8 | 4.2 | 4.2 | 3 | N |  |  | OP | X | 11 | 1998 |  |  | N | Electric Utility | 1 | X X X: X; RC RC RC: DFO |  |  |  | N | N |  | 1H | [23 empty] | N | N | N
Vintage1996 | petroleum | FALSE | 56076 | State Farm Insurance | 7556 | State Farm | IL | McLean | 1 | Petroleum Liquids | IC |  | S | X | X |  |  | 1.7 | 0.8 | 1.7 | 1.7 | 0 | N |  |  | SB | Y | 10 | 1996 |  |  | N | Commercial Non-CHP | 4 | X X X: X; RC RC RC: DFO |  |  |  | N | N |  | 10M | [23 empty] | N | N | N
Vintage1996 | petroleum | FALSE | 56076 | State Farm Insurance | 7556 | State Farm | IL | McLean | 2 | Petroleum Liquids | IC |  | S | X | X |  |  | 1.7 | 0.8 | 1.7 | 1.7 | 0 | N |  |  | SB | Y | 10 | 1996 |  |  | N | Commercial Non-CHP | 4 | X X X: X; RC RC RC: DFO |  |  |  | N | N |  | 10M | [23 empty] | N | N | N
Vintage1996 | petroleum | FALSE | 56076 | State Farm Insurance | 7556 | State Farm | IL | McLean | 3 | Petroleum Liquids | IC |  | S | X | X |  |  | 1.7 | 0.8 | 1.7 | 1.7 | 0 | N |  |  | SB | Y | 10 | 1996 |  |  | N | Commercial Non-CHP | 4 | X X X: X; RC RC RC: DFO |  |  |  | N | N | 0 | 10M | [23 empty] | N | N | N
Vintage1986 | hydro | TRUE | 5914 | Erie Boulevard Hydropower LP | 7583 | Talcville | NY | St Lawrence | 1 | Conventional Hydroelectric | HY |  | S | X | X | 24044 | 24044 | 1 | 0.8 | 0.7 | 0.7 | 0.4 | N |  |  | OP | X | 1 | 1986 |  |  | N | IPP Non-CHP | 2 | X X X: X; RC RC RC: WAT |  |  |  | N | N |  | 10M
Vintage1986 | hydro | TRUE | 5914 | Erie Boulevard Hydropower LP | 7583 | Talcville | NY | St Lawrence | 2 | Conventional Hydroelectric | HY |  | S | X | X | 24044 | 24044 | 0.1 | 0.8 | 0.1 | 0.1 | 0.1 | N |  |  | OP | X | 1 | 1986 |  |  | N | IPP Non-CHP | 2 | X X X: X; RC RC RC: WAT |  |  |  | N | N |  | 10M
Vintage1988 | petroleum | TRUE | 14433 | City of Panora - (IA) | 7584 | Panora | IA | GUTHRIE | 1 | Petroleum Liquids | IC |  | S | X | X |  |  | 1.5 | 0.8 | 1.5 | 1.5 | 0.5 | N |  |  | SB | Y | 1 | 1988 |  |  | N | Electric Utility | 1 | X X X: X; RC RC RC: DFO |  |  |  | N | N |  | 10M | [20 empty] | N |  |  | N | N | N
Vintage1988 | petroleum | TRUE | 14433 | City of Panora - (IA) | 7584 | Panora | IA | GUTHRIE | 2 | Petroleum Liquids | IC |  | S | X | X |  |  | 1 | 0.8 | 1 | 1 | 0.5 | N |  |  | SB | Y | 1 | 1988 |  |  | N | Electric Utility | 1 | X X X: X; RC RC RC: DFO |  |  |  | N | N |  | 10M | [20 empty] | N |  |  | N | N | N
Vintage1993 | petroleum | TRUE | 14433 | City of Panora - (IA) | 7584 | Panora | IA | GUTHRIE | 3 | Petroleum Liquids | IC |  | S | X | X |  |  | 2 | 0.8 | 2 | 2 | 0.5 | N |  |  | SB | Y | 1 | 1993 |  |  | N | Electric Utility | 1 | X X X: X; RC RC RC: DFO |  |  |  | N | N |  | 10M | [20 empty] | N |  |  | N | N | N
Vintage1984 | hydro | TRUE | 17470 | PUD 1 of Snohomish County | 7588 | H M Jackson | WA | Snohomish | 1 | Conventional Hydroelectric | HY |  | S | X | X |  |  | 47.5 | 0.9 | 41 | 44 | 5 | N |  |  | OP | X | 6 | 1984 |  |  | N | Electric Utility | 1 | X X X: X; RC RC RC: WAT |  |  |  | N | N |  | 1H | [23 empty] | N
Vintage1984 | hydro | TRUE | 17470 | PUD 1 of Snohomish County | 7588 | H M Jackson | WA | Snohomish | 2 | Conventional Hydroelectric | HY |  | S | X | X |  |  | 47.5 | 0.9 | 41 | 44 | 5 | N |  |  | OP | X | 6 | 1984 |  |  | N | Electric Utility | 1 | X X X: X; RC RC RC: WAT |  |  |  | N | N |  | 1H | [23 empty] | N
Vintage1984 | hydro | TRUE | 17470 | PUD 1 of Snohomish County | 7588 | H M Jackson | WA | Snohomish | 3 | Conventional Hydroelectric | HY |  | S | X | X |  |  | 8.4 | 0.9 | 7 | 8 | 0.5 | N |  |  | OP | X | 6 | 1984 |  |  | N | Electric Utility | 1 | X X X: X; RC RC RC: WAT |  |  |  | N | N |  | 1H | [23 empty] | N
Vintage1984 | hydro | TRUE | 17470 | PUD 1 of Snohomish County | 7588 | H M Jackson | WA | Snohomish | 4 | Conventional Hydroelectric | HY |  | S | X | X |  |  | 8.4 | 0.9 | 7 | 8 | 0.5 | N |  |  | OP | X | 6 | 1984 |  |  | N | Electric Utility | 1 | X X X: X; RC RC RC: WAT |  |  |  | N | N |  | 1H | [23 empty] | N
Vintage1988 | hydro | TRUE | 11204 | Los Alamos County | 7593 | El Vado Dam | NM | Rio Arriba | 1 | Conventional Hydroelectric | HY |  | S | X | X |  |  | 8 | 0.9 | 8 | 8 | 1 | N |  |  | OP | X | 5 | 1988 |  |  | N | Electric Utility | 1 | X X X: X; RC RC RC: WAT | [6 empty] | 10M
Vintage1999 | hydro | TRUE | 40577 | American Mun Power-Ohio, Inc | 7594 | Belleville Dam | WV | Wood | 1 | Conventional Hydroelectric | HY |  | J | X | X | BELLEV12 | BELLEV12 | 21 | 0.9 | 21 | 21 | 3 | N |  |  | OP | X | 6 | 1999 |  |  | N | Electric Utility | 1 | X X X: X; RC RC RC: WAT |  |  |  | N | N | 0 | 10M | [23 empty] | N
Vintage1999 | hydro | TRUE | 40577 | American Mun Power-Ohio, Inc | 7594 | Belleville Dam | WV | Wood | 2 | Conventional Hydroelectric | HY |  | J | X | X | BELLEV12 | BELLEV12 | 21 | 0.9 | 21 | 21 | 3 | N |  |  | OP | X | 6 | 1999 |  |  | N | Electric Utility | 1 | X X X: X; RC RC RC: WAT |  |  |  | N | N | 0 | 10M | [23 empty] | N
Vintage1998 | petroleum | TRUE | 40577 | American Mun Power-Ohio, Inc | 7603 | Prospect Municipal | OH | Marion | 1 | Petroleum Liquids | IC |  | S | X | X |  |  | 1.8 | 0.8 | 1.8 | 1.8 | 1.8 | N |  |  | SB | Y | 2 | 1998 |  |  | N | Electric Utility | 1 | X X X: X; RC RC RC: DFO |  |  |  | N | N |  | 10M | [23 empty] | N | N | N
Vintage1999 | natural gas combined cycle | TRUE | 924 | Associated Electric Coop, Inc | 7604 | St Francis Energy Facility | MO | Dunklin | 1 | Natural Gas Fired Combined Cycle | CS |  | S | N | N |  |  | 253.3 | 0.85 | 241 | 241 | 183 | N |  |  | OP | X | 7 | 1999 |  |  | N | Electric Utility | 1 | [11 empty] | N | N |  | 12H |  |  |  |  | N | [15 empty] | N |  |  | N | N | N | bar: X X X to RC RC RC
Vintage2001 | natural gas combined cycle | TRUE | 924 | Associated Electric Coop, Inc | 7604 | St Francis Energy Facility | MO | Dunklin | 2 | Natural Gas Fired Combined Cycle | CS |  | S | N | N |  |  | 253.3 | 0.85 | 213 | 220 | 183 | N |  |  | OP | X | 4 | 2001 |  |  | N | Electric Utility | 1 | [11 empty] | N | N |  | 12H |  |  |  |  | N |  |  | 7 | 10 | 10 | 2023 | [9 empty] | Y | 10 | 2023 | N | N | N | bar: X X X to RC RC RC
Vintage1997 | natural gas combined cycle | TRUE | 3660 | PUD No 1 of Clark County - (WA) | 7605 | River Road Gen Plant | WA | Clark | 1 | Natural Gas Fired Combined Cycle | CS |  | S | N | N |  |  | 248 | 0.85 | 220 | 248 | 205 | N |  |  | OP | X | 12 | 1997 |  |  | N | Electric Utility | 1 | [11 empty] | N | N |  | 12H | [7 empty] | 5 | 7 | 5 | 2023 | [12 empty] | N | N | N | bar: X X X to RC RC RC; DFO DFO DFO
Vintage1983 | hydro | TRUE | 22776 | Solano Irrigation District | 7646 | Monticello Dam | CA | Solano | 1 | Conventional Hydroelectric | HY |  | S | X | X |  |  | 5 | 0.9 | 5 | 5 | 1.6 | N |  |  | OP | X | 6 | 1983 |  |  | N | Electric Utility | 1 | X X X: X; RC RC RC: WAT |  |  |  | N | N |  | 12H | [20 empty] | N |  |  | N
Vintage1983 | hydro | TRUE | 22776 | Solano Irrigation District | 7646 | Monticello Dam | CA | Solano | 2 | Conventional Hydroelectric | HY |  | S | X | X |  |  | 5 | 0.9 | 5 | 5 | 1.6 | N |  |  | OP | X | 6 | 1983 |  |  | N | Electric Utility | 1 | X X X: X; RC RC RC: WAT |  |  |  | N | N |  | 12H | [20 empty] | N |  |  | N
Vintage1983 | hydro | TRUE | 22776 | Solano Irrigation District | 7646 | Monticello Dam | CA | Solano | 3 | Conventional Hydroelectric | HY |  | S | X | X |  |  | 1.5 | 0.9 | 1.5 | 1.5 | 0.7 | N |  |  | OP | X | 6 | 1983 |  |  | N | Electric Utility | 1 | X X X: X; RC RC RC: WAT |  |  |  | N | N |  | 12H | [20 empty] | N |  |  | N
Vintage1986 | hydro | TRUE | 2439 | City of Bryan - (OH) | 7657 | Auglaize Hydro | OH | Defiance | 1 | Conventional Hydroelectric | HY |  | S | X | X | PJM AEP Dayton | PJM AEP Dayton | 0.7 | 0.8 | 0.8 | 0.8 | 0.3 | N |  |  | OP | X | 12 | 1986 |  |  | N | Electric Utility | 1 | X X X: X; RC RC RC: WAT |  |  |  | N | N | 0 | 10M | [23 empty] | N
Vintage2004 | hydro | TRUE | 2439 | City of Bryan - (OH) | 7657 | Auglaize Hydro | OH | Defiance | 2A | Conventional Hydroelectric | HY |  | S | X | X | PJM AEP Dayton | PJM AEP Dayton | 0.9 | 0.8 | 1 | 1 | 0.6 | N |  |  | OP | X | 7 | 2004 |  |  | N | Electric Utility | 1 | X X X: X; RC RC RC: WAT |  |  |  | N | N |  | 10M | [23 empty] | N
Vintage2004 | hydro | TRUE | 2439 | City of Bryan - (OH) | 7657 | Auglaize Hydro | OH | Defiance | 3A | Conventional Hydroelectric | HY |  | S | X | X | PJM AEP Dayton | PJM AEP Dayton | 0.9 | 0.8 | 1 | 1 | 0.6 | N |  |  | OP | X | 6 | 2004 |  |  | N | Electric Utility | 1 | X X X: X; RC RC RC: WAT |  |  |  | N | N |  | 10M | [23 empty] | N
Vintage1987 | hydro | TRUE | 2439 | City of Bryan - (OH) | 7657 | Auglaize Hydro | OH | Defiance | 4 | Conventional Hydroelectric | HY |  | S | X | X | PJM AEP Dayton | PJM AEP Dayton | 0.5 | 0.8 | 0.8 | 0.8 | 0.3 | N |  |  | OP | X | 1 | 1987 |  |  | N | Electric Utility | 1 | X X X: X; RC RC RC: WAT |  |  |  | N | N | 0 | 10M | [23 empty] | N
Vintage1988 | hydro | TRUE | 2439 | City of Bryan - (OH) | 7657 | Auglaize Hydro | OH | Defiance | 5 | Conventional Hydroelectric | HY |  | S | X | X | PJM AEP Dayton | PJM AEP Dayton | 0.5 | 0.8 | 0.8 | 0.8 | 0.3 | N |  |  | OP | X | 6 | 1988 |  |  | N | Electric Utility | 1 | X X X: X; RC RC RC: WAT |  |  |  | N | N | 0 | 10M | [23 empty] | N
Vintage2004 | hydro | TRUE | 2439 | City of Bryan - (OH) | 7657 | Auglaize Hydro | OH | Defiance | 6 | Conventional Hydroelectric | HY |  | S | X | X | PJM AEP Dayton | PJM AEP Dayton | 0.1 | 0.8 | 0.1 | 0.1 | 0.1 | N |  |  | OP | X | 6 | 2004 |  |  | N | Electric Utility | 1 | X X X: X; RC RC RC: WAT |  |  |  | N | N |  | 10M | [23 empty] | N
Vintage1996 | biomass | TRUE | 54842 | WM Renewable Energy LLC | 7690 | Pennsbury | PA | Bucks | 1 | Landfill Gas | GT |  | S | X | X | FALLS 4 KV PENSBRY1 | FALLS 4 KV PENSBRY1 | 3 | 0.8 | 2 | 2.8 | 1 | N |  |  | OS | X | 9 | 1996 |  |  | N | IPP Non-CHP | 2 | X X X: X; RC RC RC: LFG; DFO DFO DFO: PG |  |  |  | N | N | 0 | 1H | [23 empty] | N
Vintage1996 | biomass | TRUE | 54842 | WM Renewable Energy LLC | 7690 | Pennsbury | PA | Bucks | 2 | Landfill Gas | GT |  | S | X | X | FALLS 4 KV PENSBRY2 | FALLS 4 KV PENSBRY2 | 3 | 0.8 | 2 | 2.8 | 1 | N |  |  | OS | X | 9 | 1996 |  |  | N | IPP Non-CHP | 2 | X X X: X; RC RC RC: LFG; DFO DFO DFO: PG |  |  |  | N | N |  | 1H | [23 empty] | N
Vintage1999 | natural gas combined cycle | TRUE | 195 | Alabama Power Co | 7697 | Washington County Cogeneration Facility | AL | Washington | 1 | Natural Gas Fired Combined Cycle | CT | G523 | S | X | N |  |  | 82.6 | 0.85 | 75 | 82 | 75 | N |  |  | OP | X | 2 | 1999 |  |  | Y | Electric Utility | 1 | [14 empty] | 12H | [23 empty] | N | bar: X X X to RC RC RC
Vintage1999 | natural gas combined cycle | TRUE | 195 | Alabama Power Co | 7697 | Washington County Cogeneration Facility | AL | Washington | 2 | Natural Gas Fired Combined Cycle | CA | G523 | S | Y | X |  |  | 39.9 | 0.85 | 25 | 25 | 25 | N |  |  | OP | X | 2 | 1999 |  |  | Y | Electric Utility | 1 | [14 empty] | 12H | [23 empty] | N | bar: X X X to RC RC RC
Vintage1999 | natural gas combined cycle | TRUE | 195 | Alabama Power Co | 7698 | General Electric Plastic | AL | Lowndes | 1 | Natural Gas Fired Combined Cycle | CT | G524 | S | X | N |  |  | 82.2 | 0.85 | 74 | 84 | 50 | N |  |  | OP | X | 7 | 1999 |  |  | Y | Electric Utility | 1 | [14 empty] | 12H | [23 empty] | N | bar: X X X to RC RC RC
Vintage1999 | natural gas combined cycle | TRUE | 195 | Alabama Power Co | 7698 | General Electric Plastic | AL | Lowndes | 2 | Natural Gas Fired Combined Cycle | CA | G524 | S | Y | X |  |  | 14.8 | 0.85 | 10.5 | 10.5 | 2 | N |  |  | OP | X | 7 | 1999 |  |  | Y | Electric Utility | 1 | [14 empty] | 12H | [23 empty] | N | bar: X X X to RC RC RC
Vintage1997 | natural gas combined cycle | TRUE | 6455 | Duke Energy Florida, LLC | 7699 | Tiger Bay | FL | Polk | CT1 | Natural Gas Fired Combined Cycle | CT | G200 | S | X | N |  |  | 195.2 | 0.85 | 130 | 160 | 120 | N |  |  | OP | X | 8 | 1997 |  |  | N | Electric Utility | 1 | [11 empty] | N |  |  | 12H | [23 empty] | N | N | N | bar: X X X to RC RC RC
Vintage1997 | natural gas combined cycle | TRUE | 6455 | Duke Energy Florida, LLC | 7699 | Tiger Bay | FL | Polk | CW1 | Natural Gas Fired Combined Cycle | CA | G200 | S | N | X |  |  | 82.9 | 0.85 | 69 | 70 | 69 | N |  |  | OP | X | 8 | 1997 |  |  | N | Electric Utility | 1 | [11 empty] | N | N |  | 12H | [23 empty] | N | N | N | bar: X X X to RC RC RC
Vintage2000 | natural gas peaker | TRUE | 17650 | Southern Power Co | 7709 | Dahlberg | GA | Jackson | 1 | Natural Gas Fired Combustion Turbine | GT |  | S | X | X |  |  | 91.9 | 0.85 | 74.8 | 87.1 | 70 | N |  |  | OP | X | 6 | 2000 |  |  | N | IPP Non-CHP | 2 | X X X: X; RC RC RC: NG; SUB SUB SUB: DFO |  |  |  | N | N |  | 1H | [23 empty] | Y | N | Y
Vintage2001 | natural gas peaker | TRUE | 17650 | Southern Power Co | 7709 | Dahlberg | GA | Jackson | 10 | Natural Gas Fired Combustion Turbine | GT |  | S | X | X |  |  | 91.9 | 0.85 | 75.2 | 88.6 | 70 | N |  |  | OP | X | 5 | 2001 |  |  | N | IPP Non-CHP | 2 | X X X: X; RC RC RC: NG; SUB SUB SUB: DFO |  |  |  | N | N |  | 1H | [23 empty] | Y | N | Y
Vintage2000 | natural gas peaker | TRUE | 17650 | Southern Power Co | 7709 | Dahlberg | GA | Jackson | 2 | Natural Gas Fired Combustion Turbine | GT |  | S | X | X |  |  | 91.9 | 0.85 | 74 | 87.4 | 70 | N |  |  | OP | X | 6 | 2000 |  |  | N | IPP Non-CHP | 2 | X X X: X; RC RC RC: NG; SUB SUB SUB: DFO |  |  |  | N | N |  | 1H | [23 empty] | Y | N | Y
Vintage2000 | natural gas peaker | TRUE | 17650 | Southern Power Co | 7709 | Dahlberg | GA | Jackson | 3 | Natural Gas Fired Combustion Turbine | GT |  | S | X | X |  |  | 91.9 | 0.85 | 74.7 | 87.8 | 70 | N |  |  | OP | X | 6 | 2000 |  |  | N | IPP Non-CHP | 2 | X X X: X; RC RC RC: NG; SUB SUB SUB: DFO |  |  |  | N | N |  | 1H | [23 empty] | Y | N | Y
Vintage2000 | natural gas peaker | TRUE | 17650 | Southern Power Co | 7709 | Dahlberg | GA | Jackson | 4 | Natural Gas Fired Combustion Turbine | GT |  | S | X | X |  |  | 91.9 | 0.85 | 73.5 | 86.9 | 70 | N |  |  | OP | X | 6 | 2000 |  |  | N | IPP Non-CHP | 2 | X X X: X; RC RC RC: NG; SUB SUB SUB: DFO |  |  |  | N | N |  | 1H | [23 empty] | Y | N | Y
Vintage2000 | natural gas peaker | TRUE | 17650 | Southern Power Co | 7709 | Dahlberg | GA | Jackson | 5 | Natural Gas Fired Combustion Turbine | GT |  | S | X | X |  |  | 91.9 | 0.85 | 74.7 | 87.7 | 70 | N |  |  | OP | X | 6 | 2000 |  |  | N | IPP Non-CHP | 2 | X X X: X; RC RC RC: NG; SUB SUB SUB: DFO |  |  |  | N | N |  | 1H | [23 empty] | Y | N | Y
Vintage2000 | natural gas peaker | TRUE | 17650 | Southern Power Co | 7709 | Dahlberg | GA | Jackson | 6 | Natural Gas Fired Combustion Turbine | GT |  | S | X | X |  |  | 91.9 | 0.85 | 74.9 | 87.7 | 70 | N |  |  | OP | X | 7 | 2000 |  |  | N | IPP Non-CHP | 2 | X X X: X; RC RC RC: NG; SUB SUB SUB: DFO |  |  |  | N | N |  | 1H | [23 empty] | Y | N | Y
Vintage2000 | natural gas peaker | TRUE | 17650 | Southern Power Co | 7709 | Dahlberg | GA | Jackson | 7 | Natural Gas Fired Combustion Turbine | GT |  | S | X | X |  |  | 91.9 | 0.85 | 75 | 88 | 70 | N |  |  | OP | X | 6 | 2000 |  |  | N | IPP Non-CHP | 2 | X X X: X; RC RC RC: NG; SUB SUB SUB: DFO |  |  |  | N | N |  | 1H | [23 empty] | Y | N | Y
Vintage2000 | natural gas peaker | TRUE | 17650 | Southern Power Co | 7709 | Dahlberg | GA | Jackson | 8 | Natural Gas Fired Combustion Turbine | GT |  | S | X | X |  |  | 91.9 | 0.85 | 74 | 87 | 70 | N |  |  | OP | X | 6 | 2000 |  |  | N | IPP Non-CHP | 2 | X X X: X; RC RC RC: NG; SUB SUB SUB: DFO |  |  |  | N | N |  | 1H | [23 empty] | Y | N | Y
Vintage2001 | natural gas peaker | TRUE | 17650 | Southern Power Co | 7709 | Dahlberg | GA | Jackson | 9 | Natural Gas Fired Combustion Turbine | GT |  | S | X | X |  |  | 91.9 | 0.85 | 74.8 | 88 | 70 | N |  |  | OP | X | 5 | 2001 |  |  | N | IPP Non-CHP | 2 | X X X: X; RC RC RC: NG; SUB SUB SUB: DFO |  |  |  | N | N |  | 1H | [23 empty] | Y | N | Y
Vintage2002 | natural gas combined cycle | TRUE | 17650 | Southern Power Co | 7710 | H Allen Franklin Combined Cycle | AL | Lee | CT1A | Natural Gas Fired Combined Cycle | CT | G481 | S | X | N |  |  | 203.1 | 0.85 | 177.5 | 188.5 | 115 | N |  |  | OP | X | 6 | 2002 |  |  | N | IPP Non-CHP | 2 | [11 empty] | N | N |  | 1H | [23 empty] | N | N | N | bar: X X X to RC RC RC
Vintage2002 | natural gas combined cycle | TRUE | 17650 | Southern Power Co | 7710 | H Allen Franklin Combined Cycle | AL | Lee | CT1B | Natural Gas Fired Combined Cycle | CT | G481 | S | X | N |  |  | 203.1 | 0.85 | 177.5 | 188.5 | 115 | N |  |  | OP | X | 6 | 2002 |  |  | N | IPP Non-CHP | 2 | [11 empty] | N | N |  | 1H | [23 empty] | N | N | N | bar: X X X to RC RC RC
Vintage2002 | natural gas combined cycle | TRUE | 17650 | Southern Power Co | 7710 | H Allen Franklin Combined Cycle | AL | Lee | CT2A | Natural Gas Fired Combined Cycle | CT | G501 | S | X | N |  |  | 203.1 | 0.85 | 177.8 | 190.3 | 125 | N |  |  | OP | X | 6 | 2002 |  |  | N | IPP Non-CHP | 2 | [11 empty] | N | N |  | 1H | [23 empty] | N | N | N | bar: X X X to RC RC RC
Vintage2002 | natural gas combined cycle | TRUE | 17650 | Southern Power Co | 7710 | H Allen Franklin Combined Cycle | AL | Lee | CT2B | Natural Gas Fired Combined Cycle | CT | G501 | S | X | N |  |  | 203.1 | 0.85 | 177.8 | 190.3 | 125 | N |  |  | OP | X | 6 | 2002 |  |  | N | IPP Non-CHP | 2 | [11 empty] | N | N |  | 1H | [23 empty] | N | N | N | bar: X X X to RC RC RC
Vintage2008 | natural gas combined cycle | TRUE | 17650 | Southern Power Co | 7710 | H Allen Franklin Combined Cycle | AL | Lee | CT3A | Natural Gas Fired Combined Cycle | CT | G100 | S | X | N |  |  | 203.1 | 0.85 | 182.6 | 196.6 | 109 | N |  |  | OP | X | 5 | 2008 |  |  | N | IPP Non-CHP | 2 | [11 empty] | N | N |  | 1H | [23 empty] | N | N | N | bar: X X X to RC RC RC
Vintage2008 | natural gas combined cycle | TRUE | 17650 | Southern Power Co | 7710 | H Allen Franklin Combined Cycle | AL | Lee | CT3B | Natural Gas Fired Combined Cycle | CT | G100 | S | X | N |  |  | 203.1 | 0.85 | 182.6 | 196.6 | 109 | N |  |  | OP | X | 5 | 2008 |  |  | N | IPP Non-CHP | 2 | [11 empty] | N | N |  | 1H | [23 empty] | N | N | N | bar: X X X to RC RC RC
Vintage2002 | natural gas combined cycle | TRUE | 17650 | Southern Power Co | 7710 | H Allen Franklin Combined Cycle | AL | Lee | ST1 | Natural Gas Fired Combined Cycle | CA | G481 | S | Y | X |  |  | 213.3 | 0.85 | 240 | 240 | 120 | N |  |  | OP | X | 6 | 2002 |  |  | N | IPP Non-CHP | 2 | [11 empty] | N |  |  | 12H | [23 empty] | N | N | N | bar: X X X to RC RC RC
Vintage2002 | natural gas combined cycle | TRUE | 17650 | Southern Power Co | 7710 | H Allen Franklin Combined Cycle | AL | Lee | ST2 | Natural Gas Fired Combined Cycle | CA | G501 | S | Y | X |  |  | 281.9 | 0.85 | 293 | 293 | 130 | N |  |  | OP | X | 6 | 2002 |  |  | N | IPP Non-CHP | 2 | [11 empty] | N | N |  | 12H | [23 empty] | N | N | N | bar: X X X to RC RC RC
Vintage2008 | natural gas combined cycle | TRUE | 17650 | Southern Power Co | 7710 | H Allen Franklin Combined Cycle | AL | Lee | ST3 | Natural Gas Fired Combined Cycle | CA | G100 | S | Y | X |  |  | 281.9 | 0.85 | 293 | 293 | 112 | N |  |  | OP | X | 5 | 2008 |  |  | N | IPP Non-CHP | 2 | [11 empty] | N | N |  | 12H | [23 empty] | N | N | N | bar: X X X to RC RC RC
Vintage1998 | natural gas peaker | TRUE | 7801 | Gulf Power Co | 7715 | Pea Ridge | FL | Santa Rosa | 1 | Natural Gas Fired Combustion Turbine | GT |  | S | X | X |  |  | 4.7 | 0.8 | 4 | 4.6 | 4 | N |  |  | OP | X | 4 | 1998 | 4 | 2025 | N | Electric Utility | 1 | [11 empty] | N | N |  | 1H | [23 empty] | N | N | N | bar: X X X to RC RC RC
Vintage1998 | natural gas peaker | TRUE | 7801 | Gulf Power Co | 7715 | Pea Ridge | FL | Santa Rosa | 2 | Natural Gas Fired Combustion Turbine | GT |  | S | X | X |  |  | 4.7 | 0.8 | 4 | 4.6 | 4 | N |  |  | OP | X | 4 | 1998 | 4 | 2025 | N | Electric Utility | 1 | [11 empty] | N | N |  | 1H | [23 empty] | N | N | N | bar: X X X to RC RC RC
Vintage1998 | natural gas peaker | TRUE | 7801 | Gulf Power Co | 7715 | Pea Ridge | FL | Santa Rosa | 3 | Natural Gas Fired Combustion Turbine | GT |  | S | X | X |  |  | 4.7 | 0.8 | 4 | 4.6 | 4 | N |  |  | OP | X | 4 | 1998 | 4 | 2025 | N | Electric Utility | 1 | [11 empty] | N | N |  | 1H | [23 empty] | N | N | N | bar: X X X to RC RC RC
Vintage1998 | petroleum | TRUE | 18642 | Tennessee Valley Authority | 7719 | Meridian | MS | Lauderdale | 1 | Petroleum Liquids | IC |  | S | X | X |  |  | 1.8 | 0.9 | 1.8 | 1.8 | 0 | N |  |  | OP | X | 6 | 1998 |  |  | N | Electric Utility | 1 | X X X: X; RC RC RC: DFO |  |  |  | N |  |  | 10M | [23 empty] | N
Vintage1998 | petroleum | TRUE | 18642 | Tennessee Valley Authority | 7719 | Meridian | MS | Lauderdale | 2 | Petroleum Liquids | IC |  | S | X | X |  |  | 1.8 | 0.9 | 1.8 | 1.8 | 0 | N |  |  | OP | X | 6 | 1998 |  |  | N | Electric Utility | 1 | X X X: X; RC RC RC: DFO |  |  |  | N |  |  | 10M | [23 empty] | N
Vintage1998 | petroleum | TRUE | 18642 | Tennessee Valley Authority | 7719 | Meridian | MS | Lauderdale | 3 | Petroleum Liquids | IC |  | S | X | X |  |  | 1.8 | 0.9 | 1.8 | 1.8 | 0 | N |  |  | OP | X | 6 | 1998 |  |  | N | Electric Utility | 1 | X X X: X; RC RC RC: DFO |  |  |  | N |  |  | 10M | [23 empty] | N
Vintage1998 | petroleum | TRUE | 18642 | Tennessee Valley Authority | 7719 | Meridian | MS | Lauderdale | 4 | Petroleum Liquids | IC |  | S | X | X |  |  | 1.8 | 0.9 | 1.8 | 1.8 | 0 | N |  |  | OP | X | 6 | 1998 |  |  | N | Electric Utility | 1 | X X X: X; RC RC RC: DFO |  |  |  | N |  |  | 10M | [23 empty] | N
Vintage1998 | petroleum | TRUE | 18642 | Tennessee Valley Authority | 7719 | Meridian | MS | Lauderdale | 5 | Petroleum Liquids | IC |  | S | X | X |  |  | 1.8 | 0.9 | 1.8 | 1.8 | 0 | N |  |  | OP | X | 6 | 1998 |  |  | N | Electric Utility | 1 | X X X: X; RC RC RC: DFO |  |  |  | N |  |  | 10M | [23 empty] | N
Vintage2000 | natural gas combined cycle | TRUE | 195 | Alabama Power Co | 7721 | Theodore Cogen Facility | AL | Mobile | 1 | Natural Gas Fired Combined Cycle | CT | G525 | S | X | N |  |  | 229 | 0.85 | 166.3 | 180.3 | 160 | N |  |  | OP | X | 12 | 2000 |  |  | Y | Electric Utility | 1 | [14 empty] | 12H | [23 empty] | N | bar: X X X to RC RC RC
Vintage2000 | natural gas combined cycle | TRUE | 195 | Alabama Power Co | 7721 | Theodore Cogen Facility | AL | Mobile | 2 | Natural Gas Fired Combined Cycle | CA | G525 | S | Y | X |  |  | 88.4 | 0.85 | 64.7 | 64.7 | 64.7 | N |  |  | OP | X | 12 | 2000 |  |  | Y | Electric Utility | 1 | [14 empty] | 12H | [23 empty] | N | bar: X X X to RC RC RC
Vintage1996 | nuclear | TRUE | 18642 | Tennessee Valley Authority | 7722 | Watts Bar Nuclear Plant | TN | Rhea | 1 | Nuclear | ST |  | S | X | X |  |  | 1269.9 | 0.9 | 1123 | 1179 | 1123 | N |  |  | OP | X | 5 | 1996 |  |  | N | Electric Utility | 1 | X X X: X; RC RC RC: NUC |  |  |  | N |  |  | OVER | [23 empty] | N
Vintage2016 | nuclear | TRUE | 18642 | Tennessee Valley Authority | 7722 | Watts Bar Nuclear Plant | TN | Rhea | 2 | Nuclear | ST |  | S | X | X |  |  | 1269.9 | 0.9 | 1122 | 1164 | 1122 | N |  |  | OP | X | 6 | 2016 |  |  | N | Electric Utility | 1 | X X X: X; RC RC RC: NUC |  |  |  | N |  |  | OVER | [23 empty] | N
Vintage1994 | petroleum | TRUE | 10433 | Kodiak Electric Assn Inc | 7723 | Nymans Plant Microgrid | AK | Kodiak Island | 1 | Petroleum Liquids | IC |  | S | X | X |  |  | 2.5 | 0.9 | 2.5 | 2.5 | 1 | N |  |  | OP | X | 1 | 1994 |  |  | N | Electric Utility | 1 | X X X: X; RC RC RC: DFO |  |  |  | N | N |  | 1H | [23 empty] | N | N | N
Vintage2000 | petroleum | TRUE | 10433 | Kodiak Electric Assn Inc | 7723 | Nymans Plant Microgrid | AK | Kodiak Island | 2 | Petroleum Liquids | IC |  | S | X | X |  |  | 7.5 | 0.9 | 7.3 | 7.4 | 1 | N |  |  | OP | X | 1 | 2000 |  |  | N | Electric Utility | 1 | X X X: X; RC RC RC: DFO |  |  |  | N | N |  | 1H | [23 empty] | N | N | N
Vintage1995 | biomass | TRUE | 14323 | Pacific Northwest Generating Coop | 7725 | Coffin Butte | OR | Benton | 1 | Landfill Gas | IC |  | S | X | X |  |  | 0.8 | 0.8 | 0.8 | 0.8 | 0.5 | N |  |  | OP | X | 10 | 1995 |  |  | N | Electric Utility | 1 | X X X: X; RC RC RC: LFG |  |  |  | N | N |  | 1H | [23 empty] | N | N
Vintage1995 | biomass | TRUE | 14323 | Pacific Northwest Generating Coop | 7725 | Coffin Butte | OR | Benton | 2 | Landfill Gas | IC |  | S | X | X |  |  | 0.8 | 0.8 | 0.8 | 0.8 | 0.5 | N |  |  | OP | X | 10 | 1995 |  |  | N | Electric Utility | 1 | X X X: X; RC RC RC: LFG |  |  |  | N | N |  | 1H | [23 empty] | N | N
Vintage1995 | biomass | TRUE | 14323 | Pacific Northwest Generating Coop | 7725 | Coffin Butte | OR | Benton | 3 | Landfill Gas | IC |  | S | X | X |  |  | 0.8 | 0.8 | 0.8 | 0.8 | 0.5 | N |  |  | OP | X | 10 | 1995 |  |  | N | Electric Utility | 1 | X X X: X; RC RC RC: LFG |  |  |  | N | N |  | 1H | [23 empty] | N | N
Vintage2007 | biomass | TRUE | 14323 | Pacific Northwest Generating Coop | 7725 | Coffin Butte | OR | Benton | 4 | Landfill Gas | IC |  | S | X | X |  |  | 1.6 | 1 | 1.6 | 1.6 | 0.8 | N |  |  | OP | X | 10 | 2007 |  |  | N | Electric Utility | 1 | X X X: X; RC RC RC: LFG |  |  |  | N | N |  | 1H | [23 empty] | N | N
Vintage2007 | biomass | TRUE | 14323 | Pacific Northwest Generating Coop | 7725 | Coffin Butte | OR | Benton | 5 | Landfill Gas | IC |  | S | X | X |  |  | 1.6 | 1 | 1.6 | 1.6 | 0.8 | N |  |  | OP | X | 10 | 2007 |  |  | N | Electric Utility | 1 | X X X: X; RC RC RC: LFG |  |  |  | N | N |  | 1H | [20 empty] | N |  |  | N | N
Vintage1999 | biomass | TRUE | 63284 | WestRock North Charleston | 7737 | Kapstone | SC | Charleston | 1 | Wood/Wood Waste Biomass | ST |  | S | X | X |  |  | 99.2 | 0.85 | 85 | 85 | 25 | N |  |  | OP | X | 4 | 1999 |  |  | Y | IPP CHP | 3 | T | WDS | BIT | BLQ | DFO |  |  | DFO |  |  |  | N | N |  | 12H |  | Y | Y |  | Y | [18 empty] | Y | Y | N
Vintage1999 | natural gas peaker | TRUE | 924 | Associated Electric Coop, Inc | 7749 | Essex | MO | Stoddard | 1 | Natural Gas Fired Combustion Turbine | GT |  | S | X | X |  |  | 121.2 | 0.85 | 96 | 110 | 86 | N |  |  | OP | X | 6 | 1999 |  |  | N | Electric Utility | 1 | [11 empty] | N | N |  | 1H | [23 empty] | N | N | N | bar: X X X to RC RC RC
Vintage1997 | hydro | TRUE | 219 | Alaska Power and Telephone Co | 7751 | Goat Lake Hydro | AK | Skagway Hoonah Angoon | 1 | Conventional Hydroelectric | HY |  | S | X | X |  |  | 4 | 0.8 | 4 | 4 | 1.6 | N |  |  | OP | X | 12 | 1997 |  |  | N | Electric Utility | 1 | X X X: X; RC RC RC: WAT |  |  |  | N |  |  | 1H
Vintage1995 | hydro | TRUE | 219 | Alaska Power and Telephone Co | 7752 | Black Bear Lake | AK | Prince of Wales Ketchikan | 1 | Conventional Hydroelectric | HY |  | S | X | X |  |  | 4.5 | 0.8 | 4.5 | 4.5 | 1.8 | N |  |  | OP | X | 3 | 1995 |  |  | N | Electric Utility | 1 | X X X: X; RC RC RC: WAT |  |  |  | N |  |  | 1H | [23 empty] | N
Vintage1999 | natural gas peaker | TRUE | 924 | Associated Electric Coop, Inc | 7754 | Nodaway | MO | Nodaway | 1 | Natural Gas Fired Combustion Turbine | GT |  | S | X | X |  |  | 157.8 | 0.85 | 90 | 107 | 65 | N |  |  | OP | X | 6 | 1999 |  |  | N | Electric Utility | 1 | [11 empty] | N | N |  | 1H | [20 empty] | Y | 10 | 2023 | N | N | N | bar: X X X to RC RC RC
Vintage1999 | natural gas peaker | TRUE | 924 | Associated Electric Coop, Inc | 7754 | Nodaway | MO | Nodaway | 2 | Natural Gas Fired Combustion Turbine | GT |  | S | X | X |  |  | 157.8 | 0.85 | 88 | 114 | 65 | N |  |  | OP | X | 6 | 1999 |  |  | N | Electric Utility | 1 | [11 empty] | N | N |  | 1H | [20 empty] | Y | 10 | 2023 | N | N | N | bar: X X X to RC RC RC
Vintage2000 | natural gas combined cycle | TRUE | 924 | Associated Electric Coop, Inc | 7757 | Chouteau | OK | Mayes | 1 | Natural Gas Fired Combined Cycle | CT | CC1 | S | X | N |  |  | 176 | 0.85 | 145 | 150 | 100 | N |  |  | OP | X | 1 | 2000 |  |  | N | Electric Utility | 1 | [11 empty] | N | N |  | 12H | [7 empty] | 14 | 14 | 5 | 2023 | [9 empty] | Y | 5 | 2024 | N | N | N | bar: X X X to RC RC RC
Vintage2000 | natural gas combined cycle | TRUE | 924 | Associated Electric Coop, Inc | 7757 | Chouteau | OK | Mayes | 2 | Natural Gas Fired Combined Cycle | CT | CC1 | S | X | N |  |  | 176 | 0.85 | 148 | 153 | 100 | N |  |  | OP | X | 1 | 2000 |  |  | N | Electric Utility | 1 | [11 empty] | N | N |  | 12H | [7 empty] | 14 | 14 | 5 | 2024 | [9 empty] | Y | 5 | 2023 | N | N | N | bar: X X X to RC RC RC
Vintage2000 | natural gas combined cycle | TRUE | 924 | Associated Electric Coop, Inc | 7757 | Chouteau | OK | Mayes | 3 | Natural Gas Fired Combined Cycle | CA | CC1 | S | N | X |  |  | 182.8 | 0.85 | 149 | 155 | 50 | N |  |  | OP | X | 1 | 2000 |  |  | N | Electric Utility | 1 | X X X: X; RC RC RC: NG; DFO DFO DFO: WH |  |  |  | N | N |  | 12H |  |  |  |  | N | [15 empty] | N |  |  | N | N | N
Vintage2011 | natural gas combined cycle | TRUE | 924 | Associated Electric Coop, Inc | 7757 | Chouteau | OK | Mayes | 4 | Natural Gas Fired Combined Cycle | CT | CC2 | S | X | N |  |  | 176 | 0.85 | 158 | 167 | 100 | Y | 10 | 2021 | OP | X | 6 | 2011 |  |  | N | Electric Utility | 1 | [11 empty] | N | N |  | 12H | [23 empty] | N | N | N | bar: X X X to RC RC RC
Vintage2011 | natural gas combined cycle | TRUE | 924 | Associated Electric Coop, Inc | 7757 | Chouteau | OK | Mayes | 5 | Natural Gas Fired Combined Cycle | CT | CC2 | S | X | N |  |  | 176 | 0.85 | 156 | 164 | 100 | Y | 10 | 2021 | OP | X | 6 | 2011 |  |  | N | Electric Utility | 1 | [11 empty] | N | N |  | 12H | [23 empty] | N | N | N | bar: X X X to RC RC RC
Vintage2011 | natural gas combined cycle | TRUE | 924 | Associated Electric Coop, Inc | 7757 | Chouteau | OK | Mayes | 6 | Natural Gas Fired Combined Cycle | CA | CC2 | S | Y | X |  |  | 182.8 | 0.85 | 144 | 149 | 50 | N |  |  | OP | X | 6 | 2011 |  |  | N | Electric Utility | 1 | [11 empty] | N | N |  | 12H |  |  |  |  | N | [18 empty] | N | N | N | bar: X X X to RC RC RC; DFO DFO DFO
Vintage2000 | petroleum | TRUE | 20214 | Waverly Municipal Elec Utility | 7758 | South Plant | IA | Bremer | 1 | Petroleum Liquids | IC |  | S | X | X |  |  | 2 | 0.8 | 1.9 | 1.9 | 0.5 | N |  |  | OP | X | 5 | 2000 |  |  | N | Electric Utility | 1 | X X X: X; RC RC RC: DFO |  |  |  | N |  |  | 1H | [23 empty] | N
Vintage2000 | petroleum | TRUE | 20214 | Waverly Municipal Elec Utility | 7758 | South Plant | IA | Bremer | 2 | Petroleum Liquids | IC |  | S | X | X |  |  | 2 | 0.8 | 1.9 | 1.9 | 0.5 | N |  |  | OP | X | 5 | 2000 |  |  | N | Electric Utility | 1 | X X X: X; RC RC RC: DFO |  |  |  | N |  |  | 1H | [23 empty] | N
Vintage2000 | petroleum | TRUE | 20214 | Waverly Municipal Elec Utility | 7758 | South Plant | IA | Bremer | 3 | Petroleum Liquids | IC |  | S | X | X |  |  | 2 | 0.8 | 1.9 | 1.9 | 0.5 | N |  |  | OP | X | 5 | 2000 |  |  | N | Electric Utility | 1 | X X X: X; RC RC RC: DFO |  |  |  | N |  |  | 1H | [23 empty] | N
Vintage2000 | petroleum | TRUE | 20214 | Waverly Municipal Elec Utility | 7758 | South Plant | IA | Bremer | 4 | Petroleum Liquids | IC |  | S | X | X |  |  | 2 | 0.8 | 1.9 | 1.9 | 0.5 | N |  |  | OP | X | 5 | 2000 |  |  | N | Electric Utility | 1 | X X X: X; RC RC RC: DFO |  |  |  | N |  |  | 1H | [23 empty] | N |  | N
Vintage2000 | petroleum | TRUE | 20214 | Waverly Municipal Elec Utility | 7758 | South Plant | IA | Bremer | 5 | Petroleum Liquids | IC |  | S | X | X |  |  | 2 | 0.8 | 1.9 | 1.9 | 0.5 | N |  |  | OP | X | 5 | 2000 |  |  | N | Electric Utility | 1 | X X X: X; RC RC RC: DFO |  |  |  | N |  |  | 1H | [23 empty] | N |  | N
Vintage2000 | petroleum | TRUE | 20214 | Waverly Municipal Elec Utility | 7758 | South Plant | IA | Bremer | 6 | Petroleum Liquids | IC |  | S | X | X |  |  | 2 | 0.8 | 1.9 | 1.9 | 0.5 | N |  |  | OP | X | 5 | 2000 |  |  | N | Electric Utility | 1 | X X X: X; RC RC RC: DFO |  |  |  | N |  |  | 1H | [23 empty] | N |  | N
Vintage2000 | natural gas peaker | TRUE | 9273 | Indianapolis Power & Light Co | 7759 | Georgetown | IN | Marion | GT1 | Natural Gas Fired Combustion Turbine | GT |  | S | X | X | IPL.16GEOR11G | IPL.16GEOR11G | 85 | 0.85 | 79 | 89.4 | 40 | N |  |  | OP | X | 6 | 2000 |  |  | N | Electric Utility | 1 | [11 empty] | N | N |  | 1H | [23 empty] | N | bar: X X X to RC RC RC
Vintage2000 | natural gas peaker | TRUE | 9273 | Indianapolis Power & Light Co | 7759 | Georgetown | IN | Marion | GT2 | Natural Gas Fired Combustion Turbine | GT |  | W | X | X | IPL.16GEOR22G | IPL.16GEOR22G | 85 | 0.85 | 79 | 89.4 | 40 | N |  |  | OP | X | 6 | 2000 |  |  | N | Electric Utility | 1 | [11 empty] | N | N |  | 1H | [23 empty] | N | bar: X X X to RC RC RC
Vintage2000 | natural gas peaker | TRUE | 9273 | Indianapolis Power & Light Co | 7759 | Georgetown | IN | Marion | GT3 | Natural Gas Fired Combustion Turbine | GT |  | W | X | X | IPL.16GEOR33G | IPL.16GEOR33G | 85 | 0.85 | 79.2 | 89.6 | 40 | N |  |  | OP | X | 6 | 2000 |  |  | N | Electric Utility | 1 | [11 empty] | N | N |  | 1H | [23 empty] | N | bar: X X X to RC RC RC
Vintage2001 | natural gas peaker | TRUE | 9273 | Indianapolis Power & Light Co | 7759 | Georgetown | IN | Marion | GT4 | Natural Gas Fired Combustion Turbine | GT |  | S | X | X | IPL.16GEOR44G | IPL.16GEOR44G | 85 | 0.85 | 79.2 | 89.6 | 40 | N |  |  | OP | X | 5 | 2001 |  |  | N | Electric Utility | 1 | [11 empty] | N | N |  | 1H | [23 empty] | N | bar: X X X to RC RC RC
Vintage1999 | natural gas peaker | TRUE | 56491 | Tilton Energy LLC | 7760 | Tilton | IL | Vermilion | 1 | Natural Gas Fired Combustion Turbine | GT |  | W | X | X | Tilton 138 kv TEC1 Gen | AEP Tilton 1 CT | 47 | 0.85 | 45.5 | 50 | 18 | N |  |  | OP | X | 6 | 1999 |  |  | N | IPP Non-CHP | 2 | [11 empty] | N | N |  | 1H | [23 empty] | N | N | N | bar: X X X to RC RC RC
Vintage1999 | natural gas peaker | TRUE | 56491 | Tilton Energy LLC | 7760 | Tilton | IL | Vermilion | 2 | Natural Gas Fired Combustion Turbine | GT |  | W | X | X | Tilton 138 kv TEC2 Gen | AEP Tilton 2 CT | 47 | 0.85 | 45.5 | 50 | 18 | N |  |  | OP | X | 6 | 1999 |  |  | N | IPP Non-CHP | 2 | [11 empty] | N | N |  | 1H | [23 empty] | N | N | N | bar: X X X to RC RC RC
Vintage1999 | natural gas peaker | TRUE | 56491 | Tilton Energy LLC | 7760 | Tilton | IL | Vermilion | 3 | Natural Gas Fired Combustion Turbine | GT |  | W | X | X | Tilton 138 Kv TEC3 Gen | AEP Tilton 3 CT | 47 | 0.85 | 46 | 50 | 18 | N |  |  | OP | X | 6 | 1999 |  |  | N | IPP Non-CHP | 2 | [11 empty] | N | N |  | 1H | [23 empty] | N | N | N | bar: X X X to RC RC RC
Vintage1999 | natural gas peaker | TRUE | 56491 | Tilton Energy LLC | 7760 | Tilton | IL | Vermilion | 4 | Natural Gas Fired Combustion Turbine | GT |  | W | X | X | Tilton 138 KV TEC4 Gen | AEP Tilton 4 CT | 47 | 0.85 | 46.1 | 50 | 18 | N |  |  | OP | X | 6 | 1999 |  |  | N | IPP Non-CHP | 2 | [11 empty] | N |  |  | 1H | [23 empty] | N | N | N | bar: X X X to RC RC RC
Vintage2001 | natural gas peaker | TRUE | 15470 | Duke Energy Indiana, LLC | 7763 | Henry County | IN | Henry | 1 | Natural Gas Fired Combustion Turbine | GT |  | S | X | X | CP/Comm Pricing | CP/Comm Pricing | 60.5 | 0.85 | 40 | 40 | 25 | N |  |  | OP | X | 7 | 2001 |  |  | N | Electric Utility | 1 | [11 empty] | N | N |  | 10M | [23 empty] | N | bar: X X X to RC RC RC
Vintage2001 | natural gas peaker | TRUE | 15470 | Duke Energy Indiana, LLC | 7763 | Henry County | IN | Henry | 2 | Natural Gas Fired Combustion Turbine | GT |  | S | X | X | CP/Comm Pricing | CP/Comm Pricing | 60.5 | 0.85 | 43 | 47 | 25 | N |  |  | OP | X | 7 | 2001 |  |  | N | Electric Utility | 1 | [11 empty] | N | N |  | 10M | [23 empty] | N | bar: X X X to RC RC RC
Vintage2001 | natural gas peaker | TRUE | 15470 | Duke Energy Indiana, LLC | 7763 | Henry County | IN | Henry | 3 | Natural Gas Fired Combustion Turbine | GT |  | S | X | X | CP/Comm Pricing | CP/Comm Pricing | 60.5 | 0.85 | 43 | 47 | 25 | N |  |  | OP | X | 7 | 2001 |  |  | N | Electric Utility | 1 | [11 empty] | N | N |  | 10M | [23 empty] | N | bar: X X X to RC RC RC
Vintage2000 | natural gas peaker | TRUE | 59421 | SEPG Operating Services, LLC MPC | 7764 | MPC Generating | GA | Walton | 1 | Natural Gas Fired Combustion Turbine | GT |  | W | X | X |  |  | 185.4 | 0.9 | 147.5 | 169 | 110 | N |  |  | OP | X | 1 | 2000 |  |  | N | IPP Non-CHP | 2 | X X X: X; RC RC RC: NG; SUB SUB SUB: DFO |  |  |  | N | N |  | 1H | [23 empty] | Y | N | Y
Vintage2001 | natural gas peaker | TRUE | 59421 | SEPG Operating Services, LLC MPC | 7764 | MPC Generating | GA | Walton | 2 | Natural Gas Fired Combustion Turbine | GT |  | W | X | X |  |  | 200.7 | 0.9 | 155 | 182 | 110 | N |  |  | OP | X | 1 | 2001 |  |  | N | IPP Non-CHP | 2 | X X X: X; RC RC RC: NG; SUB SUB SUB: DFO |  |  |  | N | N |  | 1H | [23 empty] | Y | N | Y
Vintage1999 | petroleum | TRUE | 5957 | City of Erie - (KS) | 7766 | Erie Energy Center | KS | Neosho | 1 | Petroleum Liquids | IC |  | S | X | X |  |  | 2.5 | 0.8 | 2.5 | 2.5 | 1.5 | N |  |  | OP | X | 10 | 1999 |  |  | N | Electric Utility | 1 | X X X: X; RC RC RC: DFO |  |  |  | N |  |  | 1H | [23 empty] | N | N | N
Vintage1999 | petroleum | TRUE | 5957 | City of Erie - (KS) | 7766 | Erie Energy Center | KS | Neosho | 2 | Petroleum Liquids | IC |  | S | X | X |  |  | 2.5 | 0.8 | 2.5 | 2.5 | 1.5 | N |  |  | OP | X | 10 | 1999 |  |  | N | Electric Utility | 1 | X X X: X; RC RC RC: DFO |  |  |  | N |  |  | 1H | [23 empty] | N | N | N
Vintage1999 | petroleum | TRUE | 5957 | City of Erie - (KS) | 7766 | Erie Energy Center | KS | Neosho | 3 | Petroleum Liquids | IC |  | S | X | X |  |  | 2.5 | 0.8 | 2.5 | 2.5 | 1.5 | N |  |  | OP | X | 10 | 1999 |  |  | N | Electric Utility | 1 | X X X: X; RC RC RC: DFO |  |  |  | N |  |  | 1H | [23 empty] | N | N | N
Vintage1999 | petroleum | TRUE | 5957 | City of Erie - (KS) | 7766 | Erie Energy Center | KS | Neosho | 4 | Petroleum Liquids | IC |  | S | X | X |  |  | 2.5 | 0.8 | 2.5 | 2.5 | 1.5 | N |  |  | OP | X | 10 | 1999 |  |  | N | Electric Utility | 1 | X X X: X; RC RC RC: DFO |  |  |  | N |  |  | 1H | [23 empty] | N | N | N
Vintage1999 | petroleum | TRUE | 5957 | City of Erie - (KS) | 7766 | Erie Energy Center | KS | Neosho | 5 | Petroleum Liquids | IC |  | S | X | X |  |  | 2.5 | 0.8 | 2.5 | 2.5 | 1.5 | N |  |  | OP | X | 7 | 1999 |  |  | N | Electric Utility | 1 | X X X: X; RC RC RC: DFO |  |  |  | N |  |  | 1H | [23 empty] | N | N | N
Vintage1999 | petroleum | TRUE | 5957 | City of Erie - (KS) | 7766 | Erie Energy Center | KS | Neosho | 6 | Petroleum Liquids | IC |  | S | X | X |  |  | 2.5 | 0.8 | 2.5 | 2.5 | 1.5 | N |  |  | OP | X | 7 | 1999 |  |  | N | Electric Utility | 1 | X X X: X; RC RC RC: DFO |  |  |  | N |  |  | 1H | [23 empty] | N | N | N
Vintage1999 | petroleum | TRUE | 5957 | City of Erie - (KS) | 7766 | Erie Energy Center | KS | Neosho | 7 | Petroleum Liquids | IC |  | S | X | X |  |  | 2.5 | 0.8 | 2.5 | 2.5 | 1.5 | N |  |  | OP | X | 7 | 1999 |  |  | N | Electric Utility | 1 | X X X: X; RC RC RC: DFO |  |  |  | N |  |  | 1H | [23 empty] | N | N | N
Vintage1999 | petroleum | TRUE | 5957 | City of Erie - (KS) | 7766 | Erie Energy Center | KS | Neosho | 8 | Petroleum Liquids | IC |  | S | X | X |  |  | 2.5 | 0.8 | 2.5 | 2.5 | 1.5 | N |  |  | OP | X | 7 | 1999 |  |  | N | Electric Utility | 1 | X X X: X; RC RC RC: DFO |  |  |  | N |  |  | 1H | [23 empty] | N | N | N
Vintage1999 | petroleum | TRUE | 17874 | City of St George | 7767 | Bloomington Power Plant | UT | Washington | 1 | Petroleum Liquids | IC |  | S | X | X |  |  | 1.7 | 0.9 | 1.5 | 1.5 | 0.3 | N |  |  | OP | X | 3 | 1999 |  |  | N | Electric Utility | 1 | X X X: X; RC RC RC: DFO | [6 empty] | 10M | [23 empty] | N | N
Vintage1999 | petroleum | TRUE | 17874 | City of St George | 7767 | Bloomington Power Plant | UT | Washington | 2 | Petroleum Liquids | IC |  | S | X | X |  |  | 1.7 | 0.9 | 1.5 | 1.5 | 0.3 | N |  |  | OP | X | 3 | 1999 |  |  | N | Electric Utility | 1 | X X X: X; RC RC RC: DFO | [6 empty] | 10M | [23 empty] | N | N
Vintage1999 | petroleum | TRUE | 17874 | City of St George | 7767 | Bloomington Power Plant | UT | Washington | 3 | Petroleum Liquids | IC |  | S | X | X |  |  | 1.7 | 0.9 | 1.5 | 1.5 | 0.3 | N |  |  | OP | X | 3 | 1999 |  |  | N | Electric Utility | 1 | X X X: X; RC RC RC: DFO | [6 empty] | 10M | [23 empty] | N
Vintage1999 | petroleum | TRUE | 17874 | City of St George | 7767 | Bloomington Power Plant | UT | Washington | 4 | Petroleum Liquids | IC |  | S | X | X |  |  | 1.7 | 0.9 | 1.5 | 1.5 | 0.3 | N |  |  | OP | X | 3 | 1999 |  |  | N | Electric Utility | 1 | X X X: X; RC RC RC: DFO | [6 empty] | 10M | [23 empty] | N
Vintage1999 | petroleum | TRUE | 17874 | City of St George | 7767 | Bloomington Power Plant | UT | Washington | 5 | Petroleum Liquids | IC |  | S | X | X |  |  | 1.7 | 0.9 | 1.5 | 1.5 | 0.3 | N |  |  | OP | X | 3 | 1999 |  |  | N | Electric Utility | 1 | X X X: X; RC RC RC: DFO | [6 empty] | 10M | [23 empty] | N | N
Vintage1999 | petroleum | TRUE | 17874 | City of St George | 7767 | Bloomington Power Plant | UT | Washington | 6 | Petroleum Liquids | IC |  | S | X | X |  |  | 1.7 | 0.9 | 1.5 | 1.5 | 0.3 | N |  |  | OP | X | 3 | 1999 |  |  | N | Electric Utility | 1 | X X X: X; RC RC RC: DFO | [6 empty] | 10M | [23 empty] | N | N
Vintage1999 | natural gas peaker | TRUE | 17690 | SOWEGA Power LLC | 7768 | Sowega Power | GA | Mitchell | CTG2 | Natural Gas Fired Combustion Turbine | GT |  | W | X | X |  |  | 49.8 | 0.85 | 48.5 | 48.5 | 37 | N |  |  | OP | X | 6 | 1999 |  |  | N | Electric Utility | 1 | X X X: X; RC RC RC: NG; SUB SUB SUB: DFO |  |  |  | N | N |  | 1H | [23 empty] | Y | N | Y
Vintage1999 | natural gas peaker | TRUE | 17690 | SOWEGA Power LLC | 7768 | Sowega Power | GA | Mitchell | CTG3 | Natural Gas Fired Combustion Turbine | GT |  | W | X | X |  |  | 49.8 | 0.85 | 48.5 | 48.5 | 37 | N |  |  | OP | X | 6 | 1999 |  |  | N | Electric Utility | 1 | X X X: X; RC RC RC: NG; SUB SUB SUB: DFO |  |  |  | N | N |  | 1H | [23 empty] | Y | N | Y
Vintage2000 | natural gas peaker | TRUE | 16179 | Rochelle Municipal Utilities | 7770 | 1515 S Caron Road | IL | Ogle | GT1 | Natural Gas Fired Combustion Turbine | GT |  | S | X | X |  |  | 4.2 | 0.8 | 3 | 3.5 | 2 | N |  |  | OP | X | 5 | 2000 |  |  | N | Electric Utility | 1 | [14 empty] | 10M | [23 empty] | N | N | N | bar: X X X to RC RC RC
Vintage2011 | onshore wind | TRUE | 58190 | Bluestem LLC | 7771 | Springview | NE | Keya Paha | 3 | Onshore Wind Turbine | WT |  | S | X | X |  |  | 1.5 |  | 1.5 | 1.5 | 1.5 | N |  |  | OP | X | 6 | 2011 |  |  | N | IPP Non-CHP | 2 | X X X: X; RC RC RC: WND |  |  |  | N | N | 1
Vintage2011 | onshore wind | TRUE | 58190 | Bluestem LLC | 7771 | Springview | NE | Keya Paha | 4 | Onshore Wind Turbine | WT |  | S | X | X |  |  | 1.5 |  | 1.5 | 1.5 | 1.5 | N |  |  | OP | X | 6 | 2011 |  |  | N | IPP Non-CHP | 2 | X X X: X; RC RC RC: WND |  |  |  | N | N | 1 |  |  |  |  | N
Vintage2000 | petroleum | TRUE | 40577 | American Mun Power-Ohio, Inc | 7774 | Cleveland Peaking | OH | Cuyahoga | 1 | Petroleum Liquids | IC |  | S | X | X |  |  | 1.8 | 0.8 | 1.8 | 1.8 | 1.8 | N |  |  | OP | X | 7 | 2000 |  |  | N | Electric Utility | 1 | X X X: X; RC RC RC: DFO |  |  |  | N | N |  | 10M | [23 empty] | N | N | N
Vintage2000 | petroleum | TRUE | 40577 | American Mun Power-Ohio, Inc | 7774 | Cleveland Peaking | OH | Cuyahoga | 2 | Petroleum Liquids | IC |  | S | X | X |  |  | 1.8 | 0.8 | 1.8 | 1.8 | 1.8 | N |  |  | OP | X | 7 | 2000 |  |  | N | Electric Utility | 1 | X X X: X; RC RC RC: DFO |  |  |  | N | N |  | 10M | [23 empty] | N | N | N
Vintage2000 | petroleum | TRUE | 40577 | American Mun Power-Ohio, Inc | 7774 | Cleveland Peaking | OH | Cuyahoga | 3 | Petroleum Liquids | IC |  | S | X | X |  |  | 1.8 | 0.8 | 1.8 | 1.8 | 1.8 | N |  |  | OP | X | 7 | 2000 |  |  | N | Electric Utility | 1 | X X X: X; RC RC RC: DFO |  |  |  | N | N |  | 10M | [23 empty] | N | N | N
Vintage2000 | petroleum | TRUE | 40577 | American Mun Power-Ohio, Inc | 7774 | Cleveland Peaking | OH | Cuyahoga | 4 | Petroleum Liquids | IC |  | S | X | X |  |  | 1.8 | 0.8 | 1.8 | 1.8 | 1.8 | N |  |  | OP | X | 7 | 2000 |  |  | N | Electric Utility | 1 | X X X: X; RC RC RC: DFO |  |  |  | N | N |  | 10M | [23 empty] | N
Vintage2000 | petroleum | TRUE | 40577 | American Mun Power-Ohio, Inc | 7774 | Cleveland Peaking | OH | Cuyahoga | 5 | Petroleum Liquids | IC |  | S | X | X |  |  | 1.8 | 0.8 | 1.8 | 1.8 | 1.8 | N |  |  | OP | X | 7 | 2000 |  |  | N | Electric Utility | 1 | X X X: X; RC RC RC: DFO |  |  |  | N | N |  | 10M | [23 empty] | N
Vintage2000 | petroleum | TRUE | 40577 | American Mun Power-Ohio, Inc | 7774 | Cleveland Peaking | OH | Cuyahoga | 6 | Petroleum Liquids | IC |  | S | X | X |  |  | 1.8 | 0.8 | 1.8 | 1.8 | 1.8 | N |  |  | OP | X | 7 | 2000 |  |  | N | Electric Utility | 1 | X X X: X; RC RC RC: DFO |  |  |  | N | N |  | 10M | [23 empty] | N
Vintage1999 | petroleum | TRUE | 40577 | American Mun Power-Ohio, Inc | 7775 | Versailles Peaking | OH | Darke | 1 | Petroleum Liquids | IC |  | J | X | X |  |  | 1.8 | 0.8 | 1.8 | 1.8 | 1.8 | N |  |  | OP | X | 6 | 1999 |  |  | N | Electric Utility | 1 | X X X: X; RC RC RC: DFO |  |  |  | N | N |  | 10M | [23 empty] | N | N | N
Vintage1999 | petroleum | TRUE | 40577 | American Mun Power-Ohio, Inc | 7775 | Versailles Peaking | OH | Darke | 2 | Petroleum Liquids | IC |  | J | X | X |  |  | 1.8 | 0.8 | 1.8 | 1.8 | 1.8 | N |  |  | OP | X | 6 | 1999 |  |  | N | Electric Utility | 1 | X X X: X; RC RC RC: DFO |  |  |  | N | N |  | 10M | [23 empty] | N | N | N
Vintage1999 | petroleum | TRUE | 40577 | American Mun Power-Ohio, Inc | 7775 | Versailles Peaking | OH | Darke | 3 | Petroleum Liquids | IC |  | J | X | X |  |  | 1.8 | 0.8 | 1.8 | 1.8 | 1.8 | N |  |  | OP | X | 6 | 1999 |  |  | N | Electric Utility | 1 | X X X: X; RC RC RC: DFO |  |  |  | N | N |  | 10M | [23 empty] | N | N | N
Vintage1999 | petroleum | TRUE | 40577 | American Mun Power-Ohio, Inc | 7776 | Napoleon Peaking | OH | Henry | 4 | Petroleum Liquids | IC |  | J | X | X |  |  | 1.8 | 0.8 | 1.8 | 1.8 | 1.8 | N |  |  | OP | X | 7 | 1999 |  |  | N | Electric Utility | 1 | X X X: X; RC RC RC: DFO |  |  |  | N | N |  | 10M | [23 empty] | N | N | N
Vintage1999 | petroleum | TRUE | 40577 | American Mun Power-Ohio, Inc | 7776 | Napoleon Peaking | OH | Henry | 5 | Petroleum Liquids | IC |  | J | X | X |  |  | 1.8 | 0.8 | 1.8 | 1.8 | 1.8 | N |  |  | OP | X | 7 | 1999 |  |  | N | Electric Utility | 1 | X X X: X; RC RC RC: DFO |  |  |  | N | N |  | 10M | [23 empty] | N | N | N
Vintage1999 | petroleum | TRUE | 40577 | American Mun Power-Ohio, Inc | 7776 | Napoleon Peaking | OH | Henry | 6 | Petroleum Liquids | IC |  | J | X | X |  |  | 1.8 | 0.8 | 1.8 | 1.8 | 1.8 | N |  |  | OP | X | 7 | 1999 |  |  | N | Electric Utility | 1 | X X X: X; RC RC RC: DFO |  |  |  | N | N |  | 10M | [23 empty] | N | N | N
Vintage1999 | petroleum | TRUE | 40577 | American Mun Power-Ohio, Inc | 7777 | Dover Peaking | OH | Tuscarawas | 1 | Petroleum Liquids | IC |  | J | X | X |  |  | 1.8 | 0.8 | 1.8 | 1.8 | 1.8 | N |  |  | OP | X | 7 | 1999 |  |  | N | Electric Utility | 1 | X X X: X; RC RC RC: DFO |  |  |  | N | N |  | 10M | [23 empty] | N | N | N
Vintage1999 | petroleum | TRUE | 40577 | American Mun Power-Ohio, Inc | 7777 | Dover Peaking | OH | Tuscarawas | 2 | Petroleum Liquids | IC |  | J | X | X |  |  | 1.8 | 0.8 | 1.8 | 1.8 | 1.8 | N |  |  | OP | X | 7 | 1999 |  |  | N | Electric Utility | 1 | X X X: X; RC RC RC: DFO |  |  |  | N | N |  | 10M | [23 empty] | N | N | N
Vintage1999 | petroleum | TRUE | 40577 | American Mun Power-Ohio, Inc | 7777 | Dover Peaking | OH | Tuscarawas | 3 | Petroleum Liquids | IC |  | J | X | X |  |  | 1.8 | 0.8 | 1.8 | 1.8 | 1.8 | N |  |  | OP | X | 7 | 1999 |  |  | N | Electric Utility | 1 | X X X: X; RC RC RC: DFO |  |  |  | N | N |  | 10M | [23 empty] | N | N | N
Vintage1999 | petroleum | TRUE | 40577 | American Mun Power-Ohio, Inc | 7777 | Dover Peaking | OH | Tuscarawas | 4 | Petroleum Liquids | IC |  | J | X | X |  |  | 1.8 | 0.8 | 1.8 | 1.8 | 1.8 | N |  |  | OP | X | 7 | 1999 |  |  | N | Electric Utility | 1 | X X X: X; RC RC RC: DFO |  |  |  | N | N |  | 10M | [23 empty] | N
Vintage1999 | petroleum | TRUE | 40577 | American Mun Power-Ohio, Inc | 7777 | Dover Peaking | OH | Tuscarawas | 5 | Petroleum Liquids | IC |  | J | X | X |  |  | 1.8 | 0.8 | 1.8 | 1.8 | 1.8 | N |  |  | OP | X | 7 | 1999 |  |  | N | Electric Utility | 1 | X X X: X; RC RC RC: DFO |  |  |  | N | N |  | 10M | [23 empty] | N
Vintage1999 | petroleum | TRUE | 40577 | American Mun Power-Ohio, Inc | 7777 | Dover Peaking | OH | Tuscarawas | 6 | Petroleum Liquids | IC |  | J | X | X |  |  | 1.8 | 0.8 | 1.8 | 1.8 | 1.8 | N |  |  | OP | X | 7 | 1999 |  |  | N | Electric Utility | 1 | X X X: X; RC RC RC: DFO |  |  |  | N | N |  | 10M | [23 empty] | N
Vintage1999 | petroleum | TRUE | 40577 | American Mun Power-Ohio, Inc | 7778 | Orrville Peaking | OH | Wayne | 1 | Petroleum Liquids | IC |  | S | X | X |  |  | 1.8 | 0.8 | 1.8 | 1.8 | 1.8 | N |  |  | OP | X | 7 | 1999 |  |  | N | Electric Utility | 1 | X X X: X; RC RC RC: DFO |  |  |  | N | N |  | 10M | [23 empty] | N | N | N
Vintage1999 | petroleum | TRUE | 40577 | American Mun Power-Ohio, Inc | 7778 | Orrville Peaking | OH | Wayne | 2 | Petroleum Liquids | IC |  | S | X | X |  |  | 1.8 | 0.8 | 1.8 | 1.8 | 1.8 | N |  |  | OP | X | 7 | 1999 |  |  | N | Electric Utility | 1 | X X X: X; RC RC RC: DFO |  |  |  | N | N |  | 10M | [23 empty] | N | N | N
Vintage1999 | petroleum | TRUE | 40577 | American Mun Power-Ohio, Inc | 7778 | Orrville Peaking | OH | Wayne | 3 | Petroleum Liquids | IC |  | S | X | X |  |  | 1.8 | 0.8 | 1.8 | 1.8 | 1.8 | N |  |  | OP | X | 7 | 1999 |  |  | N | Electric Utility | 1 | X X X: X; RC RC RC: DFO |  |  |  | N | N |  | 10M | [23 empty] | N | N | N
Vintage1999 | petroleum | TRUE | 40577 | American Mun Power-Ohio, Inc | 7779 | Bryan Peaking | OH | Williams | 1 | Petroleum Liquids | IC |  | S | X | X |  |  | 1.8 | 0.8 | 1.8 | 1.8 | 1.8 | N |  |  | OP | X | 7 | 1999 |  |  | N | Electric Utility | 1 | X X X: X; RC RC RC: DFO |  |  |  | N | N |  | 10M | [23 empty] | N | N | N
Vintage1999 | petroleum | TRUE | 40577 | American Mun Power-Ohio, Inc | 7779 | Bryan Peaking | OH | Williams | 2 | Petroleum Liquids | IC |  | S | X | X |  |  | 1.8 | 0.8 | 1.8 | 1.8 | 1.8 | N |  |  | OP | X | 7 | 1999 |  |  | N | Electric Utility | 1 | X X X: X; RC RC RC: DFO |  |  |  | N | N |  | 10M | [23 empty] | N | N | N
Vintage1999 | petroleum | TRUE | 40577 | American Mun Power-Ohio, Inc | 7779 | Bryan Peaking | OH | Williams | 3 | Petroleum Liquids | IC |  | S | X | X |  |  | 1.8 | 0.8 | 1.8 | 1.8 | 1.8 | N |  |  | OP | X | 7 | 1999 |  |  | N | Electric Utility | 1 | X X X: X; RC RC RC: DFO |  |  |  | N | N |  | 10M | [23 empty] | N | N | N
Vintage1999 | petroleum | TRUE | 40577 | American Mun Power-Ohio, Inc | 7779 | Bryan Peaking | OH | Williams | 4 | Petroleum Liquids | IC |  | S | X | X |  |  | 1.8 | 0.8 | 1.8 | 1.8 | 1.8 | N |  |  | OP | X | 7 | 1999 |  |  | N | Electric Utility | 1 | X X X: X; RC RC RC: DFO |  |  |  | N | N |  | 10M | [23 empty] | N
Vintage1999 | petroleum | TRUE | 40577 | American Mun Power-Ohio, Inc | 7779 | Bryan Peaking | OH | Williams | 5 | Petroleum Liquids | IC |  | S | X | X |  |  | 1.8 | 0.8 | 1.8 | 1.8 | 1.8 | N |  |  | OP | X | 7 | 1999 |  |  | N | Electric Utility | 1 | X X X: X; RC RC RC: DFO |  |  |  | N | N |  | 10M | [23 empty] | N
Vintage1999 | petroleum | TRUE | 40577 | American Mun Power-Ohio, Inc | 7779 | Bryan Peaking | OH | Williams | 6 | Petroleum Liquids | IC |  | S | X | X |  |  | 1.8 | 0.8 | 1.8 | 1.8 | 1.8 | N |  |  | OP | X | 7 | 1999 |  |  | N | Electric Utility | 1 | X X X: X; RC RC RC: DFO |  |  |  | N | N |  | 10M | [23 empty] | N
Vintage1999 | petroleum | TRUE | 40577 | American Mun Power-Ohio, Inc | 7780 | Jackson Cntr Peaking | OH | Shelby | 1 | Petroleum Liquids | IC |  | J | X | X |  |  | 1.8 | 0.8 | 1.8 | 1.8 | 1.8 | N |  |  | OP | X | 6 | 1999 |  |  | N | Electric Utility | 1 | X X X: X; RC RC RC: DFO |  |  |  | N | N |  | 10M | [23 empty] | N | N | N
Vintage1999 | petroleum | TRUE | 40577 | American Mun Power-Ohio, Inc | 7781 | Arcanum Peaking | OH | Darke | 1 | Petroleum Liquids | IC |  | S | X | X |  |  | 1.8 | 0.8 | 1.8 | 1.8 | 1.8 | N |  |  | OP | X | 6 | 1999 |  |  | N | Electric Utility | 1 | X X X: X; RC RC RC: DFO |  |  |  | N | N |  | 10M | [23 empty] | N | N | N
Vintage2000 | natural gas peaker | TRUE | 40577 | American Mun Power-Ohio, Inc | 7782 | Hamilton Peaking | OH | Butler | 1 | Natural Gas Fired Combustion Turbine | GT |  | S | X | X |  |  | 32 | 0.85 | 29 | 32 | 29 | N |  |  | OP | X | 6 | 2000 |  |  | N | Electric Utility | 1 | [11 empty] | N | N |  | 1H | [23 empty] | N | N | N | bar: X X X to RC RC RC
Vintage2000 | natural gas peaker | TRUE | 40577 | American Mun Power-Ohio, Inc | 7783 | Bowling Green Peaking | OH | Wood | 1 | Natural Gas Fired Combustion Turbine | GT |  | S | X | X |  |  | 32 | 0.85 | 29 | 32 | 29 | N |  |  | OP | X | 6 | 2000 |  |  | N | Electric Utility | 1 | [11 empty] | N | N |  | 1H | [23 empty] | N | N | N | bar: X X X to RC RC RC
Vintage1994 | natural gas combined cycle | TRUE | 58651 | Allegany Generating Station, LLC | 7784 | Allegany Cogen | NY | Allegany | 1 | Natural Gas Fired Combined Cycle | CT | CC01 | S | X | N | 23514 | 23514 | 42 | 0.9 | 40 | 40 | 27 | N |  |  | OP | X | 6 | 1994 |  |  | N | IPP Non-CHP | 2 | [11 empty] | N | N |  | 12H | [23 empty] | N | N | N | bar: X X X to RC RC RC
Vintage1994 | natural gas combined cycle | TRUE | 58651 | Allegany Generating Station, LLC | 7784 | Allegany Cogen | NY | Allegany | 2 | Natural Gas Fired Combined Cycle | CA | CC01 | S | Y | X | 23514 | 23514 | 25 | 0.9 | 20 | 20 | 10 | N |  |  | OP | X | 6 | 1994 |  |  | N | IPP Non-CHP | 2 | [11 empty] | N | N |  | 12H | [23 empty] | N | N | N | bar: X X X to RC RC RC
Vintage1989 | hydro | TRUE | 11204 | Los Alamos County | 7789 | Abiquiu Dam | NM | Rio Arriba | 1 | Conventional Hydroelectric | HY |  | S | X | X |  |  | 6.3 | 0.9 | 6.9 | 6.9 | 1 | N |  |  | OP | X | 4 | 1989 |  |  | N | Electric Utility | 1 | X X X: X; RC RC RC: WAT |  |  |  | N |  |  | 10M
Vintage1989 | hydro | TRUE | 11204 | Los Alamos County | 7789 | Abiquiu Dam | NM | Rio Arriba | 2 | Conventional Hydroelectric | HY |  | S | X | X |  |  | 6.3 | 0.9 | 6.9 | 6.9 | 1 | N |  |  | OP | X | 4 | 1989 |  |  | N | Electric Utility | 1 | X X X: X; RC RC RC: WAT | [6 empty] | 10M
Vintage2011 | hydro | TRUE | 11204 | Los Alamos County | 7789 | Abiquiu Dam | NM | Rio Arriba | 3 | Conventional Hydroelectric | HY |  | S | X | X |  |  | 3 | 0.85 | 3 | 3 | 0.5 | N |  |  | OP | X | 5 | 2011 |  |  | N | Electric Utility | 1 | X X X: X; RC RC RC: WAT |  |  |  | N |  |  | 10M
Vintage1986 | hard coal | TRUE | 40230 | Deseret Generation & Tran Coop | 7790 | Bonanza | UT | Uintah | 1 | Conventional Steam Coal | ST |  | J | X | X |  |  | 499.5 | 0.995 | 458 | 458 | 210 | N |  |  | OP | X | 5 | 1986 |  |  | N | Electric Utility | 1 | X X X: X; RC RC RC: BIT; DFO DFO DFO: DFO |  |  |  | N | N |  | OVER |  | Y |  |  | Y | [18 empty] | N | N | N
Vintage2000 | petroleum | TRUE | 40577 | American Mun Power-Ohio, Inc | 7791 | Montpelier | OH | Williams | 1 | Petroleum Liquids | IC |  | J | X | X |  |  | 1.8 | 0.8 | 1.8 | 1.8 | 1.8 | N |  |  | OP | X | 7 | 2000 |  |  | N | Electric Utility | 1 | X X X: X; RC RC RC: DFO |  |  |  | N | N |  | 10M | [23 empty] | N | N | N
Vintage2000 | petroleum | TRUE | 40577 | American Mun Power-Ohio, Inc | 7791 | Montpelier | OH | Williams | 2 | Petroleum Liquids | IC |  | J | X | X |  |  | 1.8 | 0.8 | 1.8 | 1.8 | 1.8 | N |  |  | OP | X | 7 | 2000 |  |  | N | Electric Utility | 1 | X X X: X; RC RC RC: DFO |  |  |  | N | N |  | 10M | [23 empty] | N | N | N
Vintage2000 | petroleum | TRUE | 40577 | American Mun Power-Ohio, Inc | 7791 | Montpelier | OH | Williams | 3 | Petroleum Liquids | IC |  | J | X | X |  |  | 1.8 | 0.8 | 1.8 | 1.8 | 1.8 | N |  |  | OP | X | 7 | 2000 |  |  | N | Electric Utility | 1 | X X X: X; RC RC RC: DFO |  |  |  | N | N |  | 10M | [23 empty] | N | N | N
Vintage2000 | petroleum | TRUE | 40577 | American Mun Power-Ohio, Inc | 7791 | Montpelier | OH | Williams | 4 | Petroleum Liquids | IC |  | J | X | X |  |  | 1.8 | 0.8 | 1.8 | 1.8 | 1.8 | N |  |  | OP | X | 7 | 2000 |  |  | N | Electric Utility | 1 | X X X: X; RC RC RC: DFO |  |  |  | N | N |  | 10M | [23 empty] | N
Vintage2000 | petroleum | TRUE | 40577 | American Mun Power-Ohio, Inc | 7791 | Montpelier | OH | Williams | 5 | Petroleum Liquids | IC |  | J | X | X |  |  | 1.8 | 0.8 | 1.8 | 1.8 | 1.8 | N |  |  | OP | X | 7 | 2000 |  |  | N | Electric Utility | 1 | X X X: X; RC RC RC: DFO |  |  |  | N | N |  | 10M | [23 empty] | N
Vintage2000 | petroleum | TRUE | 40577 | American Mun Power-Ohio, Inc | 7791 | Montpelier | OH | Williams | 6 | Petroleum Liquids | IC |  | J | X | X |  |  | 1.8 | 0.8 | 1.8 | 1.8 | 1.8 | N |  |  | OP | X | 7 | 2000 |  |  | N | Electric Utility | 1 | X X X: X; RC RC RC: DFO |  |  |  | N | N |  | 10M | [23 empty] | N
Vintage1999 | natural gas peaker | TRUE | 11571 | Manitowoc Public Utilities | 7795 | Custer Energy Center | WI | Manitowoc | 1 | Natural Gas Fired Combustion Turbine | GT |  | S | X | X | WPS.CUSTEGEN1 |  | 24.5 | 0.8 | 22 | 24 | 9.8 | N |  |  | OP | X | 6 | 1999 |  |  | N | Electric Utility | 1 | X X X: X; RC RC RC: NG; SUB SUB SUB: DFO; DFO DFO DFO: NG | DFO |  |  | N | N |  | 1H | [23 empty] | Y | Y | Y
Vintage1997 | petroleum | TRUE | 11560 | City of Manassas - (VA) | 7797 | Dominion/Lo Mar | VA | Prince William | DOM1 | Petroleum Liquids | GT |  | J | X | X |  |  | 12 | 0.8 | 9 | 9 | 3 | N |  |  | OP | X | 8 | 1997 |  |  | N | Electric Utility | 1 | X X X: X; RC RC RC: DFO |  |  |  | N | N |  | 10M | [23 empty] | N | N | N
Vintage1997 | petroleum | TRUE | 11560 | City of Manassas - (VA) | 7797 | Dominion/Lo Mar | VA | Prince William | DOM2 | Petroleum Liquids | IC |  | S | X | X |  |  | 1.8 | 0.8 | 1.7 | 1.7 | 0.3 | N |  |  | OP | X | 8 | 1997 |  |  | N | Electric Utility | 1 | X X X: X; RC RC RC: DFO |  |  |  | N | N |  | 10M | [23 empty] | N | N | N
Vintage1997 | petroleum | TRUE | 11560 | City of Manassas - (VA) | 7797 | Dominion/Lo Mar | VA | Prince William | LOM1 | Petroleum Liquids | IC |  | S | X | X |  |  | 1.8 | 0.8 | 1.7 | 1.7 | 0.3 | N |  |  | OP | X | 8 | 1997 |  |  | N | Electric Utility | 1 | X X X: X; RC RC RC: DFO |  |  |  | N | N |  | 10M | [23 empty] | N
Vintage1997 | petroleum | TRUE | 11560 | City of Manassas - (VA) | 7797 | Dominion/Lo Mar | VA | Prince William | LOM2 | Petroleum Liquids | IC |  | S | X | X |  |  | 1.8 | 0.8 | 1.7 | 1.7 | 0.3 | N |  |  | OP | X | 8 | 1997 |  |  | N | Electric Utility | 1 | X X X: X; RC RC RC: DFO |  |  |  | N | N |  | 10M | [23 empty] | N
Vintage1997 | petroleum | TRUE | 11560 | City of Manassas - (VA) | 7797 | Dominion/Lo Mar | VA | Prince William | LOM3 | Petroleum Liquids | IC |  | S | X | X |  |  | 1.8 | 0.8 | 1.7 | 1.7 | 0.3 | N |  |  | OP | X | 8 | 1997 |  |  | N | Electric Utility | 1 | X X X: X; RC RC RC: DFO |  |  |  | N | N |  | 10M | [23 empty] | N
Vintage1996 | petroleum | TRUE | 11560 | City of Manassas - (VA) | 7798 | Gateway Gen | VA | Prince William | 1 | Petroleum Liquids | IC |  | S | X | X |  |  | 1.8 | 0.8 | 1.7 | 1.7 | 0.3 | N |  |  | OP | X | 3 | 1996 |  |  | N | Electric Utility | 1 | X X X: X; RC RC RC: DFO |  |  |  | N | N |  | 10M | [23 empty] | N | N | N
Vintage2009 | petroleum | TRUE | 11560 | City of Manassas - (VA) | 7798 | Gateway Gen | VA | Prince William | 2 | Petroleum Liquids | IC |  | S | X | X |  |  | 1.8 | 0.8 | 1.7 | 1.7 | 0.3 | N |  |  | OP | X | 6 | 2009 |  |  | N | Electric Utility | 1 | X X X: X; RC RC RC: DFO |  |  |  | N | N |  | 10M | [23 empty] | N | N | N
Vintage2000 | natural gas peaker | TRUE | 11479 | Madison Gas & Electric Co | 7799 | West Marinette 34 | WI | Marinette | 34 | Natural Gas Fired Combustion Turbine | GT |  | S | X | X | MGE.WMARIN034 | MGE.WMARIN034 | 83 | 0.85 | 68.7 | 68.7 | 50 | N |  |  | OP | X | 6 | 2000 |  |  | N | Electric Utility | 1 | [11 empty] | N | N |  | 12H | [20 empty] | N |  |  | N | N | N | bar: X X X to RC RC RC
Vintage2001 | natural gas peaker | TRUE | 3046 | Duke Energy Progress - (NC) | 7805 | Sherwood H Smith Jr Energy Complex | NC | Richmond | 001 | Natural Gas Fired Combustion Turbine | GT |  | S | X | X |  |  | 199.4 | 0.85 | 157 | 192 | 100 | N |  |  | OP | X | 5 | 2001 |  |  | N | Electric Utility | 1 | X X X: X; RC RC RC: NG; SUB SUB SUB: DFO | [6 empty] | 1H | [23 empty] | Y | N | Y
Vintage2001 | natural gas peaker | TRUE | 3046 | Duke Energy Progress - (NC) | 7805 | Sherwood H Smith Jr Energy Complex | NC | Richmond | 002 | Natural Gas Fired Combustion Turbine | GT |  | S | X | X |  |  | 199.4 | 0.85 | 156 | 192 | 100 | N |  |  | OP | X | 5 | 2001 |  |  | N | Electric Utility | 1 | X X X: X; RC RC RC: NG; SUB SUB SUB: DFO | [6 empty] | 1H | [23 empty] | Y | N | Y
Vintage2001 | natural gas peaker | TRUE | 3046 | Duke Energy Progress - (NC) | 7805 | Sherwood H Smith Jr Energy Complex | NC | Richmond | 003 | Natural Gas Fired Combustion Turbine | GT |  | S | X | X |  |  | 199.4 | 0.85 | 155 | 192 | 100 | N |  |  | OP | X | 5 | 2001 |  |  | N | Electric Utility | 1 | X X X: X; RC RC RC: NG; SUB SUB SUB: DFO | [6 empty] | 1H | [23 empty] | Y | N | Y
Vintage2001 | natural gas peaker | TRUE | 3046 | Duke Energy Progress - (NC) | 7805 | Sherwood H Smith Jr Energy Complex | NC | Richmond | 004 | Natural Gas Fired Combustion Turbine | GT |  | S | X | X |  |  | 199.4 | 0.85 | 159 | 192 | 100 | N |  |  | OP | X | 5 | 2001 |  |  | N | Electric Utility | 1 | X X X: X; RC RC RC: NG; SUB SUB SUB: DFO | [6 empty] | 1H | [23 empty] | Y | N | Y
Vintage2011 | natural gas combined cycle | TRUE | 3046 | Duke Energy Progress - (NC) | 7805 | Sherwood H Smith Jr Energy Complex | NC | Richmond | 10 | Natural Gas Fired Combined Cycle | CT | 2 | S | X | Y |  |  | 191.2 | 0.85 | 178 | 215 | 178 | N |  |  | OP | X | 6 | 2011 |  |  | N | Electric Utility | 1 | X X X: X; RC RC RC: NG; SUB SUB SUB: DFO | [6 empty] | 12H | [23 empty] | Y | N | Y
Vintage2002 | natural gas peaker | TRUE | 3046 | Duke Energy Progress - (NC) | 7805 | Sherwood H Smith Jr Energy Complex | NC | Richmond | 6 | Natural Gas Fired Combustion Turbine | GT |  | S | X | X |  |  | 199.4 | 0.85 | 145 | 192 | 100 | N |  |  | OP | X | 6 | 2002 |  |  | N | Electric Utility | 1 | X X X: X; RC RC RC: NG; SUB SUB SUB: DFO | [6 empty] | 1H | [23 empty] | Y | N | Y
Vintage2002 | natural gas combined cycle | TRUE | 3046 | Duke Energy Progress - (NC) | 7805 | Sherwood H Smith Jr Energy Complex | NC | Richmond | 7 | Natural Gas Fired Combined Cycle | CT | 1 | S | X | Y |  |  | 199.4 | 0.85 | 152 | 193 | 152 | N |  |  | OP | X | 6 | 2002 |  |  | N | Electric Utility | 1 | X X X: X; RC RC RC: NG; SUB SUB SUB: DFO | [6 empty] | 12H | [23 empty] | Y | N | Y
Vintage2002 | natural gas combined cycle | TRUE | 3046 | Duke Energy Progress - (NC) | 7805 | Sherwood H Smith Jr Energy Complex | NC | Richmond | 8 | Natural Gas Fired Combined Cycle | CT | 1 | S | X | Y |  |  | 199.4 | 0.85 | 152 | 193 | 152 | N |  |  | OP | X | 6 | 2002 |  |  | N | Electric Utility | 1 | X X X: X; RC RC RC: NG; SUB SUB SUB: DFO | [6 empty] | 12H | [23 empty] | Y | N | Y
Vintage2011 | natural gas combined cycle | TRUE | 3046 | Duke Energy Progress - (NC) | 7805 | Sherwood H Smith Jr Energy Complex | NC | Richmond | 9 | Natural Gas Fired Combined Cycle | CT | 2 | S | X | Y |  |  | 191.2 | 0.85 | 178 | 215 | 178 | N |  |  | OP | X | 6 | 2011 |  |  | N | Electric Utility | 1 | X X X: X; RC RC RC: NG; SUB SUB SUB: DFO | [6 empty] | 12H | [23 empty] | Y | N | Y
Vintage2002 | natural gas combined cycle | TRUE | 3046 | Duke Energy Progress - (NC) | 7805 | Sherwood H Smith Jr Energy Complex | NC | Richmond | ST4 | Natural Gas Fired Combined Cycle | CA | 1 | S | N | X |  |  | 195.5 | 0.85 | 171 | 184 | 171 | N |  |  | OP | X | 6 | 2002 |  |  | N | Electric Utility | 1 | X X X: X; RC RC RC: NG; SUB SUB SUB: DFO | [6 empty] | 12H | [23 empty] | Y | N | Y
Vintage2011 | natural gas combined cycle | TRUE | 3046 | Duke Energy Progress - (NC) | 7805 | Sherwood H Smith Jr Energy Complex | NC | Richmond | ST5 | Natural Gas Fired Combined Cycle | CA | 2 | S | Y | X |  |  | 271.1 | 0.85 | 252 | 250 | 252 | N |  |  | OP | X | 6 | 2011 |  |  | N | Electric Utility | 1 | X X X: X; RC RC RC: NG; SUB SUB SUB: DFO | [6 empty] | 12H | [23 empty] | Y | N | Y
Vintage2020 | natural gas peaker | TRUE | 16873 | Village of Sebewaing - (MI) | 7806 | Pine Street | MI | Huron | 7 | Natural Gas Internal Combustion Engine | IC |  | S | X | X | CONS.MPPA | MISO-CONS.MPPA | 4.4 | 0.95 | 4.4 | 4.4 | 2.2 | N |  |  | OP | X | 2 | 2020 |  |  | N | Electric Utility | 1 | [11 empty] | N | N |  | 1H | [23 empty] | N | N | bar: X X X to RC RC RC
Vintage2020 | natural gas peaker | TRUE | 16873 | Village of Sebewaing - (MI) | 7806 | Pine Street | MI | Huron | 8 | Natural Gas Internal Combustion Engine | IC |  | S | X | X | CONS.MPPA | MISO-CONS.MPPA | 3.3 | 0.95 | 3.3 | 3.3 | 1.6 | N |  |  | OP | X | 3 | 2020 |  |  | N | Electric Utility | 1 | [11 empty] | N | N |  | 1H | [23 empty] | N | N | bar: X X X to RC RC RC
Vintage1994 | hydro | TRUE | 7977 | City of Hamilton - (OH) | 7807 | Hamilton Hydro | OH | Butler | 3 | Conventional Hydroelectric | HY |  | S | X | X |  |  | 1.1 | 0.9 | 1 | 1 | 0.3 | N |  |  | OP | X | 5 | 1994 |  |  | N | Electric Utility | 1 | X X X: X; RC RC RC: WAT |  |  |  | N | N | 0 | 1H | [23 empty] | N
Vintage1994 | hydro | TRUE | 7977 | City of Hamilton - (OH) | 7807 | Hamilton Hydro | OH | Butler | 4 | Conventional Hydroelectric | HY |  | S | X | X |  |  | 1.1 | 0.9 | 1 | 1 | 0.3 | N |  |  | OP | X | 5 | 1994 |  |  | N | Electric Utility | 1 | X X X: X; RC RC RC: WAT |  |  |  | N | N | 0 | 1H | [23 empty] | N
Vintage2004 | petroleum | TRUE | 792 | City of Argyle - (WI) | 7810 | Argyle | WI | Lafayette | 5 | Petroleum Liquids | IC |  | S | X | X |  |  | 2.2 | 0.8 | 2 | 2 | 0.5 | N |  |  | SB | Y | 7 | 2004 |  |  | N | Electric Utility | 1 | X X X: X; RC RC RC: DFO |  |  |  | N | N |  | 1H | [23 empty] | N | N
Vintage2000 | natural gas peaker | TRUE | 13994 | Oglethorpe Power Corporation | 7813 | Sewell Creek Energy | GA | Polk | 1 | Natural Gas Fired Combustion Turbine | GT |  | W | X | X |  |  | 121 | 0.85 | 97.2 | 109.1 | 65 | N |  |  | OP | X | 7 | 2000 |  |  | N | Electric Utility | 1 | [11 empty] | N | N |  | 1H | [23 empty] | N | bar: X X X to RC RC RC
Vintage2000 | natural gas peaker | TRUE | 13994 | Oglethorpe Power Corporation | 7813 | Sewell Creek Energy | GA | Polk | 2 | Natural Gas Fired Combustion Turbine | GT |  | W | X | X |  |  | 121 | 0.85 | 98.6 | 112.1 | 65 | N |  |  | OP | X | 7 | 2000 |  |  | N | Electric Utility | 1 | [11 empty] | N | N |  | 1H | [23 empty] | N | bar: X X X to RC RC RC
Vintage2000 | natural gas peaker | TRUE | 13994 | Oglethorpe Power Corporation | 7813 | Sewell Creek Energy | GA | Polk | 3 | Natural Gas Fired Combustion Turbine | GT |  | W | X | X |  |  | 164 | 0.85 | 129.8 | 147.4 | 69 | N |  |  | OP | X | 9 | 2000 |  |  | N | Electric Utility | 1 | [11 empty] | N | N |  | 1H | [23 empty] | N | bar: X X X to RC RC RC
Vintage2000 | natural gas peaker | TRUE | 13994 | Oglethorpe Power Corporation | 7813 | Sewell Creek Energy | GA | Polk | 4 | Natural Gas Fired Combustion Turbine | GT |  | W | X | X |  |  | 164 | 0.85 | 126.7 | 142.8 | 69 | N |  |  | OP | X | 6 | 2000 |  |  | N | Electric Utility | 1 | [11 empty] | N | N |  | 1H | [23 empty] | N | bar: X X X to RC RC RC
Vintage2003 | petroleum | TRUE | 59159 | Central Electric Power | 7814 | Webb Forging | SC | Union | 1 | Petroleum Liquids | IC |  | S | X | X |  |  | 2.9 | 0.8 | 2.4 | 2.4 | 2 | N |  |  | OP | X | 7 | 2003 |  |  | N | Electric Utility | 1 | X X X: X; RC RC RC: DFO |  |  |  | N | N |  | 10M | [23 empty] | N | N | N
Vintage2003 | petroleum | TRUE | 59159 | Central Electric Power | 7814 | Webb Forging | SC | Union | 2 | Petroleum Liquids | IC |  | S | X | X |  |  | 2.9 | 0.8 | 2.4 | 2.4 | 2 | N |  |  | OP | X | 7 | 2003 |  |  | N | Electric Utility | 1 | X X X: X; RC RC RC: DFO |  |  |  | N | N |  | 10M | [23 empty] | N | N | N
Vintage1999 | natural gas peaker | TRUE | 40307 | Prairie Power, Inc | 7818 | Alsey | IL | Scott | 1 | Natural Gas Fired Combustion Turbine | GT |  | S | X | X | AMIL.ALSEYCTG1 |  | 30 | 0.9 | 30 | 34.7 | 6 | N |  |  | OP | X | 6 | 1999 |  |  | N | Electric Utility | 1 | X X X: X; RC RC RC: NG; SUB SUB SUB: DFO |  |  |  | N | N |  | 10M | [23 empty] | N | N | N
Vintage1999 | natural gas peaker | TRUE | 40307 | Prairie Power, Inc | 7818 | Alsey | IL | Scott | 2 | Natural Gas Fired Combustion Turbine | GT |  | S | X | X | AMIL.ALSEYCTG2 |  | 30 | 0.9 | 30 | 34.7 | 6 | N |  |  | OP | X | 8 | 1999 |  |  | N | Electric Utility | 1 | X X X: X; RC RC RC: NG; SUB SUB SUB: DFO |  |  |  | N | N |  | 10M | [23 empty] | N | N | N
Vintage1999 | natural gas peaker | TRUE | 40307 | Prairie Power, Inc | 7818 | Alsey | IL | Scott | 3 | Natural Gas Fired Combustion Turbine | GT |  | S | X | X | AMIL.ALSEYCTG3 |  | 20 | 0.9 | 19.3 | 20.3 | 12 | N |  |  | OP | X | 7 | 1999 |  |  | N | Electric Utility | 1 | X X X: X; RC RC RC: NG; SUB SUB SUB: DFO |  |  |  | N | N |  | 10M | [23 empty] | Y | N | Y
Vintage1999 | natural gas peaker | TRUE | 40307 | Prairie Power, Inc | 7818 | Alsey | IL | Scott | 4 | Natural Gas Fired Combustion Turbine | GT |  | S | X | X | AMIL.ALSEYCTG4 |  | 20 | 0.9 | 18 | 19.4 | 12 | N |  |  | OP | X | 8 | 1999 |  |  | N | Electric Utility | 1 | X X X: X; RC RC RC: NG; SUB SUB SUB: DFO |  |  |  | N | N |  | 10M | [23 empty] | Y | N | Y
Vintage1999 | natural gas peaker | TRUE | 40307 | Prairie Power, Inc | 7818 | Alsey | IL | Scott | 5 | Natural Gas Fired Combustion Turbine | GT |  | S | X | X | AMIL.ALSEYCTG5 |  | 25 | 0.9 | 25 | 26.7 | 12 | N |  |  | OP | X | 6 | 1999 |  |  | N | Electric Utility | 1 | X X X: X; RC RC RC: NG; SUB SUB SUB: DFO |  |  |  | N | N |  | 1H | [23 empty] | N | N | N
Vintage2016 | natural gas peaker | TRUE | 40307 | Prairie Power, Inc | 7818 | Alsey | IL | Scott | 6 | Natural Gas Fired Combustion Turbine | GT |  | S | X | X | AMIL.ALSEYCTG6 |  | 48 | 0.85 | 42 | 45 | 20 | N |  |  | OP | X | 12 | 2016 |  |  | N | Electric Utility | 1 | X X X: X; RC RC RC: NG; SUB SUB SUB: DFO |  |  |  | N | N |  | 1H | [23 empty] | Y | N | Y
Vintage1949 | hydro | TRUE | 20847 | Wisconsin Electric Power Co | 7820 | Big Quinnesec 92 | MI | Dickinson | 1 | Conventional Hydroelectric | HY |  | S | X | X |  |  | 8 | 0.9 | 8 | 8 | 5.4 | N |  |  | OP | X | 11 | 1949 |  |  | N | Electric Utility | 1 | X X X: X; RC RC RC: WAT |  |  |  | N | N | 0 | 10M | [20 empty] | N |  |  | N
Vintage1949 | hydro | TRUE | 20847 | Wisconsin Electric Power Co | 7820 | Big Quinnesec 92 | MI | Dickinson | 2 | Conventional Hydroelectric | HY |  | S | X | X |  |  | 8 | 0.9 | 8 | 8 | 5.3 | N |  |  | OP | X | 12 | 1949 |  |  | N | Electric Utility | 1 | X X X: X; RC RC RC: WAT |  |  |  | N | N | 0 | 10M | [20 empty] | N |  |  | N
Vintage1914 | hydro | TRUE | 20847 | Wisconsin Electric Power Co | 7821 | Big Quinnesec 61 | MI | Dickinson | 4 | Conventional Hydroelectric | HY |  | S | X | X |  |  | 2.2 | 1 | 2.2 | 2.2 | 0.5 | N |  |  | OP | X | 5 | 1914 |  |  | N | Electric Utility | 1 | X X X: X; RC RC RC: WAT |  |  |  | N | N | 0 | 10M | [20 empty] | N |  |  | N
Vintage1914 | hydro | TRUE | 20847 | Wisconsin Electric Power Co | 7821 | Big Quinnesec 61 | MI | Dickinson | 5 | Conventional Hydroelectric | HY |  | S | X | X |  |  | 2.2 | 1 | 2.2 | 2.2 | 0.5 | N |  |  | OP | X | 5 | 1914 |  |  | N | Electric Utility | 1 | X X X: X; RC RC RC: WAT |  |  |  | N | N | 0 | 10M | [20 empty] | N |  |  | N
Vintage1940 | hydro | TRUE | 10056 | City of Kaukauna | 7822 | Kaukauna City Hydro | WI | Outagamie | 1 | Conventional Hydroelectric | HY |  | S | X | X |  |  | 2.4 | 0.9 | 2.4 | 2.4 | 0.2 | N |  |  | OP | X | 12 | 1940 |  |  | N | Electric Utility | 1 | X X X: X; RC RC RC: WAT | [5 empty] | 0 | 10M | [23 empty] | N
Vintage1942 | hydro | TRUE | 10056 | City of Kaukauna | 7822 | Kaukauna City Hydro | WI | Outagamie | 2 | Conventional Hydroelectric | HY |  | S | X | X |  |  | 2.4 | 0.9 | 2.4 | 2.4 | 0.2 | N |  |  | OP | X | 10 | 1942 |  |  | N | Electric Utility | 1 | X X X: X; RC RC RC: WAT | [5 empty] | 0 | 10M | [23 empty] | N
Vintage1979 | natural gas peaker | TRUE | 9216 | Imperial Irrigation District | 7824 | Rockwood | CA | Imperial | 1 | Natural Gas Fired Combustion Turbine | GT |  | S | X | X |  |  | 24.9 | 0.85 | 21.2 | 21.1 | 1.5 | N |  |  | OP | X | 6 | 1979 |  |  | N | Electric Utility | 1 | X X X: X; RC RC RC: NG; SUB SUB SUB: DFO |  |  |  | N | N |  | 10M | [23 empty] | Y | Y | Y
Vintage1980 | petroleum | TRUE | 9216 | Imperial Irrigation District | 7824 | Rockwood | CA | Imperial | 2 | Petroleum Liquids | GT |  | S | X | X |  |  | 24.9 | 0.85 | 21.1 | 21.9 | 1.5 | N |  |  | OP | X | 4 | 1980 |  |  | N | Electric Utility | 1 | X X X: X; RC RC RC: DFO |  |  |  | N | N |  | 10M | [23 empty] | N | N | N
Vintage2001 | natural gas peaker | TRUE | 807 | Arkansas Electric Coop Corp | 7825 | Fulton (AR) | AR | Hempstead | 1 | Natural Gas Fired Combustion Turbine | GT |  | S | X | X | AECC_FULTON | SWPP | 154.8 | 0.9 | 153 | 153 | 125 | N |  |  | OP | X | 5 | 2001 |  |  | N | Electric Utility | 1 | [11 empty] | N | N |  | 1H | [23 empty] | N | N | N | bar: X X X to RC RC RC
Vintage2001 | natural gas peaker | TRUE | 17650 | Southern Power Co | 7826 | Rowan | NC | Rowan | 001 | Natural Gas Fired Combustion Turbine | GT |  | S | X | X |  |  | 199.4 | 0.85 | 156.4 | 185.2 | 95 | N |  |  | OP | X | 4 | 2001 |  |  | N | IPP Non-CHP | 2 | X X X: X; RC RC RC: NG; SUB SUB SUB: DFO |  |  |  | N | N |  | 1H | [23 empty] | Y | N | Y
Vintage2001 | natural gas peaker | TRUE | 17650 | Southern Power Co | 7826 | Rowan | NC | Rowan | 002 | Natural Gas Fired Combustion Turbine | GT |  | S | X | X |  |  | 199.4 | 0.85 | 162.9 | 184.4 | 95 | N |  |  | OP | X | 4 | 2001 |  |  | N | IPP Non-CHP | 2 | X X X: X; RC RC RC: NG; SUB SUB SUB: DFO |  |  |  | N | N |  | 1H | [23 empty] | Y | N | Y
Vintage2001 | natural gas peaker | TRUE | 17650 | Southern Power Co | 7826 | Rowan | NC | Rowan | 003 | Natural Gas Fired Combustion Turbine | GT |  | S | X | X |  |  | 199.4 | 0.85 | 156.1 | 184.6 | 95 | N |  |  | OP | X | 5 | 2001 |  |  | N | IPP Non-CHP | 2 | X X X: X; RC RC RC: NG; SUB SUB SUB: DFO |  |  |  | N | N |  | 1H | [23 empty] | Y | N | Y
Vintage2003 | natural gas combined cycle | TRUE | 17650 | Southern Power Co | 7826 | Rowan | NC | Rowan | 4 | Natural Gas Fired Combined Cycle | CT | G102 | S | X | N |  |  | 199.4 | 0.85 | 155.5 | 188.5 | 58 | N |  |  | OP | X | 6 | 2003 |  |  | N | IPP Non-CHP | 2 | X X X: X; RC RC RC: NG; SUB SUB SUB: DFO |  |  |  | N | N |  | 1H | [23 empty] | Y | N | Y
Vintage2003 | natural gas combined cycle | TRUE | 17650 | Southern Power Co | 7826 | Rowan | NC | Rowan | 5 | Natural Gas Fired Combined Cycle | CT | G102 | S | X | N |  |  | 199.4 | 0.85 | 155.5 | 188.5 | 58 | N |  |  | OP | X | 6 | 2003 |  |  | N | IPP Non-CHP | 2 | [11 empty] | N | N |  | 1H | [23 empty] | N | N | N | bar: X X X to RC RC RC
Vintage2003 | natural gas combined cycle | TRUE | 17650 | Southern Power Co | 7826 | Rowan | NC | Rowan | STG | Natural Gas Fired Combined Cycle | CA | G102 | S | N | X |  |  | 195 | 0.85 | 188 | 188 | 59 | N |  |  | OP | X | 6 | 2003 |  |  | N | IPP Non-CHP | 2 | [11 empty] | N | N |  | 12H | [23 empty] | N | N | N | bar: X X X to RC RC RC
Vintage2000 | petroleum | TRUE | 40577 | American Mun Power-Ohio, Inc | 7827 | Shelby North | OH | Richland | 1 | Petroleum Liquids | IC |  | S | X | X |  |  | 1.8 | 0.8 | 1.8 | 1.8 | 1.8 | N |  |  | OP | X | 6 | 2000 |  |  | N | Electric Utility | 1 | X X X: X; RC RC RC: DFO |  |  |  | N | N |  | 10M | [23 empty] | N | N | N
Vintage2000 | petroleum | TRUE | 17043 | City of Shelby - (OH) | 7828 | Shelby South | OH | Richland | 1 | Petroleum Liquids | IC |  | S | X | X | AEP | AEP | 1.8 | 0.8 | 1.8 | 1.8 | 0.2 | N |  |  | OP | X | 6 | 2000 |  |  | N | Electric Utility | 1 | X X X: X; RC RC RC: DFO |  |  |  | N | N |  | 10M | [23 empty] | N | N | N
Vintage1999 | natural gas peaker | TRUE | 13994 | Oglethorpe Power Corporation | 7829 | Smarr Energy Center | GA | Monroe | 1 | Natural Gas Fired Combustion Turbine | GT |  | W | X | X |  |  | 121 | 0.85 | 96 | 109.1 | 65 | N |  |  | OP | X | 6 | 1999 |  |  | N | Electric Utility | 1 | [11 empty] | N | N |  | 1H | [23 empty] | N | bar: X X X to RC RC RC
Vintage1999 | natural gas peaker | TRUE | 13994 | Oglethorpe Power Corporation | 7829 | Smarr Energy Center | GA | Monroe | 2 | Natural Gas Fired Combustion Turbine | GT |  | W | X | X |  |  | 121 | 0.85 | 95.6 | 109.1 | 65 | N |  |  | OP | X | 6 | 1999 |  |  | N | Electric Utility | 1 | [11 empty] | N | N |  | 1H | [23 empty] | N | bar: X X X to RC RC RC
Vintage2000 | petroleum | TRUE | 38084 | Great Lakes Energy Coop | 7831 | Beaver Island | MI | Charlevoix | 1 | Petroleum Liquids | IC |  | S | X | X |  |  | 1.2 | 0.8 | 1 | 1 | 0.4 | N |  |  | SB | Y | 9 | 2000 |  |  | N | Electric Utility | 1 | X X X: X; RC RC RC: DFO |  |  |  | N | N |  | 1H | [23 empty] | N | N | N
Vintage2000 | petroleum | TRUE | 38084 | Great Lakes Energy Coop | 7831 | Beaver Island | MI | Charlevoix | 2 | Petroleum Liquids | IC |  | S | X | X |  |  | 1.2 | 0.8 | 1 | 1 | 0.4 | N |  |  | SB | Y | 9 | 2000 |  |  | N | Electric Utility | 1 | X X X: X; RC RC RC: DFO |  |  |  | N | N |  | 1H | [23 empty] | N | N | N
Vintage2001 | petroleum | TRUE | 38084 | Great Lakes Energy Coop | 7831 | Beaver Island | MI | Charlevoix | 3 | Petroleum Liquids | IC |  | S | X | X |  |  | 0.9 | 0.8 | 0.8 | 0.8 | 0.3 | N |  |  | SB | Y | 1 | 2001 |  |  | N | Electric Utility | 1 | X X X: X; RC RC RC: DFO |  |  |  | N | N |  | 1H | [23 empty] | N | N | N
Vintage2001 | natural gas combined cycle | TRUE | 17543 | South Carolina Public Service Authority | 7834 | John S Rainey | SC | Anderson | CT1A | Natural Gas Fired Combined Cycle | CT | PB1 | S | X | N |  |  | 165 | 0.85 | 150 | 170 | 120 | N |  |  | OP | X | 9 | 2001 |  |  | N | Electric Utility | 1 | X X X: X; RC RC RC: NG; SUB SUB SUB: DFO |  |  |  | N | N |  | 12H | [23 empty] | Y | N | Y
Vintage2001 | natural gas combined cycle | TRUE | 17543 | South Carolina Public Service Authority | 7834 | John S Rainey | SC | Anderson | CT1B | Natural Gas Fired Combined Cycle | CT | PB1 | S | X | N |  |  | 165 | 0.85 | 150 | 170 | 120 | N |  |  | OP | X | 9 | 2001 |  |  | N | Electric Utility | 1 | X X X: X; RC RC RC: NG; SUB SUB SUB: DFO |  |  |  | N | N |  | 12H | [23 empty] | Y | N | Y
Vintage2002 | natural gas peaker | TRUE | 17543 | South Carolina Public Service Authority | 7834 | John S Rainey | SC | Anderson | CT2A | Natural Gas Fired Combustion Turbine | GT |  | S | X | X |  |  | 165 | 0.85 | 146 | 180 | 20 | N |  |  | OP | X | 3 | 2002 |  |  | N | Electric Utility | 1 | X X X: X; RC RC RC: NG; SUB SUB SUB: DFO |  |  |  | N | N |  | 1H | [23 empty] | Y | N | Y
Vintage2002 | natural gas peaker | TRUE | 17543 | South Carolina Public Service Authority | 7834 | John S Rainey | SC | Anderson | CT2B | Natural Gas Fired Combustion Turbine | GT |  | S | X | X |  |  | 165 | 0.85 | 146 | 180 | 20 | N |  |  | OP | X | 5 | 2002 |  |  | N | Electric Utility | 1 | X X X: X; RC RC RC: NG; SUB SUB SUB: DFO |  |  |  | N | N |  | 1H | [23 empty] | Y | N | Y
Vintage2004 | natural gas peaker | TRUE | 17543 | South Carolina Public Service Authority | 7834 | John S Rainey | SC | Anderson | CT3A | Natural Gas Fired Combustion Turbine | GT |  | S | X | X |  |  | 84 | 0.85 | 75 | 90 | 10 | N |  |  | OP | X | 1 | 2004 |  |  | N | Electric Utility | 1 | [11 empty] | N | N |  | 1H | [23 empty] | N | N | N | bar: X X X to RC RC RC
Vintage2004 | natural gas peaker | TRUE | 17543 | South Carolina Public Service Authority | 7834 | John S Rainey | SC | Anderson | CT3B | Natural Gas Fired Combustion Turbine | GT |  | S | X | X |  |  | 84 | 0.85 | 75 | 90 | 10 | N |  |  | OP | X | 1 | 2004 |  |  | N | Electric Utility | 1 | [11 empty] | N | N |  | 1H | [23 empty] | N | N | N | bar: X X X to RC RC RC
Vintage2004 | natural gas peaker | TRUE | 17543 | South Carolina Public Service Authority | 7834 | John S Rainey | SC | Anderson | CT4A | Natural Gas Fired Combustion Turbine | GT |  | S | X | X |  |  | 84 | 0.85 | 75 | 90 | 10 | N |  |  | OP | X | 1 | 2004 |  |  | N | Electric Utility | 1 | [12 empty] | N |  | 1H | [23 empty] | N | N | N | bar: X X X to RC RC RC
Vintage2001 | natural gas combined cycle | TRUE | 17543 | South Carolina Public Service Authority | 7834 | John S Rainey | SC | Anderson | ST1S | Natural Gas Fired Combined Cycle | CA | PB1 | S | N | X |  |  | 190 | 0.85 | 160 | 190 | 120 | N |  |  | OP | X | 9 | 2001 |  |  | N | Electric Utility | 1 | [11 empty] | N | N |  | 12H | [23 empty] | N | N | N | bar: X X X to RC RC RC
Vintage2003 | natural gas peaker | TRUE | 56386 | Essential Power Rock Springs LLC | 7835 | Essential Power Rock Springs LLC | MD | Cecil | 1 | Natural Gas Fired Combustion Turbine | GT |  | S | X | X | ROCKSPRI-CT1 | ROCKSPRI-CT1 | 198.9 | 0.85 | 167.5 | 167.5 | 100 | N |  |  | OP | X | 6 | 2003 |  |  | N | IPP Non-CHP | 2 | [11 empty] | N | N |  | 1H | [23 empty] | N | N | N | bar: X X X to RC RC RC
Vintage2003 | natural gas peaker | TRUE | 56386 | Essential Power Rock Springs LLC | 7835 | Essential Power Rock Springs LLC | MD | Cecil | 2 | Natural Gas Fired Combustion Turbine | GT |  | S | X | X | ROCKSPRI-CT2 | ROCKSPRI-CT2 | 175.9 | 0.85 | 166.5 | 166.5 | 100 | N |  |  | OP | X | 6 | 2003 |  |  | N | IPP Non-CHP | 2 | [11 empty] | N | N |  | 1H | [23 empty] | N | N | N | bar: X X X to RC RC RC
Vintage2003 | natural gas peaker | TRUE | 56386 | Essential Power Rock Springs LLC | 7835 | Essential Power Rock Springs LLC | MD | Cecil | 3 | Natural Gas Fired Combustion Turbine | GT |  | S | X | X | ROCKSPRI-CT3 | ROCKSPRI-CT3 | 198.9 | 0.85 | 169 | 169 | 100 | N |  |  | OP | X | 6 | 2003 |  |  | N | IPP Non-CHP | 2 | [11 empty] | N | N |  | 1H | [23 empty] | N | N | N | bar: X X X to RC RC RC
Vintage2003 | natural gas peaker | TRUE | 56386 | Essential Power Rock Springs LLC | 7835 | Essential Power Rock Springs LLC | MD | Cecil | 4 | Natural Gas Fired Combustion Turbine | GT |  | S | X | X | ROCKSPRI-CT4 | ROCK-SPRI-CT4 | 198.9 | 0.85 | 169 | 169 | 100 | N |  |  | OP | X | 6 | 2003 |  |  | N | IPP Non-CHP | 2 | [11 empty] | N | N |  | 1H | [23 empty] | N |  | N | bar: X X X to RC RC RC
Vintage2004 | natural gas peaker | TRUE | 40229 | Old Dominion Electric Coop | 7836 | Marsh Run Generation Facility | VA | Fauquier | 1 | Natural Gas Fired Combustion Turbine | GT |  | S | X | X | 34887875 | 34887875 | 171.1 | 0.85 | 161 | 192 | 96 | N |  |  | OP | X | 9 | 2004 |  |  | N | Electric Utility | 1 | X X X: X; RC RC RC: NG; SUB SUB SUB: DFO |  |  |  | N | N |  | 1H | [20 empty] | N |  |  | Y | N | Y
Vintage2004 | natural gas peaker | TRUE | 40229 | Old Dominion Electric Coop | 7836 | Marsh Run Generation Facility | VA | Fauquier | 2 | Natural Gas Fired Combustion Turbine | GT |  | S | X | X | 34887877 | 34887877 | 171.1 | 0.85 | 159.3 | 192 | 96 | N |  |  | OP | X | 9 | 2004 |  |  | N | Electric Utility | 1 | X X X: X; RC RC RC: NG; SUB SUB SUB: DFO |  |  |  | N | N |  | 1H | [20 empty] | N |  |  | Y | N | Y
Vintage2004 | natural gas peaker | TRUE | 40229 | Old Dominion Electric Coop | 7836 | Marsh Run Generation Facility | VA | Fauquier | 3 | Natural Gas Fired Combustion Turbine | GT |  | S | X | X | 34887879 | 34887879 | 171.1 | 0.85 | 161 | 192 | 96 | N |  |  | OP | X | 9 | 2004 |  |  | N | Electric Utility | 1 | X X X: X; RC RC RC: NG; SUB SUB SUB: DFO |  |  |  | N | N |  | 1H | [20 empty] | N |  |  | Y | N | Y
Vintage2003 | natural gas peaker | TRUE | 40229 | Old Dominion Electric Coop | 7837 | Louisa Generation Facility | VA | Louisa | 1 | Natural Gas Fired Combustion Turbine | GT |  | S | X | X | 93354021 | 93354021 | 84.5 | 0.85 | 76.5 | 92 | 46 | N |  |  | OP | X | 8 | 2003 |  |  | N | Electric Utility | 1 | X X X: X; RC RC RC: NG; SUB SUB SUB: DFO |  |  |  | N | N |  | 1H | [20 empty] | N |  |  | Y | N | Y
Vintage2003 | natural gas peaker | TRUE | 40229 | Old Dominion Electric Coop | 7837 | Louisa Generation Facility | VA | Louisa | 2 | Natural Gas Fired Combustion Turbine | GT |  | S | X | X | 93354023 | 93354023 | 84.5 | 0.85 | 77 | 92 | 46 | N |  |  | OP | X | 8 | 2003 |  |  | N | Electric Utility | 1 | X X X: X; RC RC RC: NG; SUB SUB SUB: DFO |  |  |  | N | N |  | 1H | [20 empty] | N |  |  | Y | N | Y
Vintage2003 | natural gas peaker | TRUE | 40229 | Old Dominion Electric Coop | 7837 | Louisa Generation Facility | VA | Louisa | 3 | Natural Gas Fired Combustion Turbine | GT |  | S | X | X | 93354025 | 93354025 | 84.5 | 0.85 | 77.3 | 92 | 46 | N |  |  | OP | X | 8 | 2003 |  |  | N | Electric Utility | 1 | X X X: X; RC RC RC: NG; SUB SUB SUB: DFO |  |  |  | N | N |  | 1H | [20 empty] | N |  |  | Y | N | Y
Vintage2003 | natural gas peaker | TRUE | 40229 | Old Dominion Electric Coop | 7837 | Louisa Generation Facility | VA | Louisa | 4 | Natural Gas Fired Combustion Turbine | GT |  | S | X | X | 93354027 | 93354027 | 84.5 | 0.85 | 77.2 | 92 | 46 | N |  |  | OP | X | 8 | 2003 |  |  | N | Electric Utility | 1 | X X X: X; RC RC RC: NG; SUB SUB SUB: DFO |  |  |  | N | N |  | 1H | [20 empty] | N |  |  | Y | N | Y
Vintage2003 | natural gas peaker | TRUE | 40229 | Old Dominion Electric Coop | 7837 | Louisa Generation Facility | VA | Louisa | 5 | Natural Gas Fired Combustion Turbine | GT |  | S | X | X | 34887991 | 34887991 | 171.1 | 0.85 | 158 | 187 | 95 | N |  |  | OP | X | 8 | 2003 |  |  | N | Electric Utility | 1 | X X X: X; RC RC RC: NG; SUB SUB SUB: DFO |  |  |  | N | N |  | 1H | [20 empty] | N |  |  | Y | N | Y
Vintage2000 | natural gas peaker | TRUE | 19876 | Virginia Electric & Power Co | 7838 | Remington | VA | Fauquier | 1 | Natural Gas Fired Combustion Turbine | GT |  | S | X | X |  |  | 178.5 | 0.85 | 153 | 187 | 90 | N |  |  | OP | X | 6 | 2000 |  |  | N | Electric Utility | 1 | X X X: X; RC RC RC: NG; SUB SUB SUB: DFO | [6 empty] | 1H | [23 empty] | Y | N | Y
Vintage2000 | natural gas peaker | TRUE | 19876 | Virginia Electric & Power Co | 7838 | Remington | VA | Fauquier | 2 | Natural Gas Fired Combustion Turbine | GT |  | S | X | X |  |  | 170 | 0.85 | 151 | 187 | 90 | N |  |  | OP | X | 6 | 2000 |  |  | N | Electric Utility | 1 | X X X: X; RC RC RC: NG; SUB SUB SUB: DFO | [6 empty] | 1H | [23 empty] | Y | N | Y
Vintage2000 | natural gas peaker | TRUE | 19876 | Virginia Electric & Power Co | 7838 | Remington | VA | Fauquier | 3 | Natural Gas Fired Combustion Turbine | GT |  | S | X | X |  |  | 178.5 | 0.85 | 152 | 187 | 90 | N |  |  | OP | X | 7 | 2000 |  |  | N | Electric Utility | 1 | X X X: X; RC RC RC: NG; SUB SUB SUB: DFO | [6 empty] | 1H | [23 empty] | Y | N | Y
Vintage2000 | natural gas peaker | TRUE | 19876 | Virginia Electric & Power Co | 7838 | Remington | VA | Fauquier | 4 | Natural Gas Fired Combustion Turbine | GT |  | S | X | X |  |  | 178.5 | 0.85 | 152 | 188 | 90 | N |  |  | OP | X | 7 | 2000 |  |  | N | Electric Utility | 1 | X X X: X; RC RC RC: NG; SUB SUB SUB: DFO | [6 empty] | 1H | [23 empty] | Y | N | Y
Vintage2001 | natural gas peaker | TRUE | 19876 | Virginia Electric & Power Co | 7839 | Ladysmith | VA | Caroline | 1 | Natural Gas Fired Combustion Turbine | GT |  | S | X | X |  |  | 178.5 | 0.85 | 151 | 183 | 90 | N |  |  | OP | X | 5 | 2001 |  |  | N | Electric Utility | 1 | X X X: X; RC RC RC: NG; SUB SUB SUB: DFO | [6 empty] | 1H | [23 empty] | Y | N | Y
Vintage2001 | natural gas peaker | TRUE | 19876 | Virginia Electric & Power Co | 7839 | Ladysmith | VA | Caroline | 2 | Natural Gas Fired Combustion Turbine | GT |  | S | X | X |  |  | 178.5 | 0.85 | 151 | 183 | 90 | N |  |  | OP | X | 5 | 2001 |  |  | N | Electric Utility | 1 | X X X: X; RC RC RC: NG; SUB SUB SUB: DFO | [6 empty] | 1H | [23 empty] | Y | N | Y
Vintage2008 | natural gas peaker | TRUE | 19876 | Virginia Electric & Power Co | 7839 | Ladysmith | VA | Caroline | 3 | Natural Gas Fired Combustion Turbine | GT |  | S | X | X |  |  | 178.5 | 0.85 | 161 | 183 | 90 | N |  |  | OP | X | 6 | 2008 |  |  | N | Electric Utility | 1 | X X X: X; RC RC RC: NG; SUB SUB SUB: DFO | [6 empty] | 1H | [23 empty] | Y | N | Y
Vintage2008 | natural gas peaker | TRUE | 19876 | Virginia Electric & Power Co | 7839 | Ladysmith | VA | Caroline | 4 | Natural Gas Fired Combustion Turbine | GT |  | S | X | X |  |  | 178.5 | 0.85 | 160 | 183 | 90 | N |  |  | OP | X | 6 | 2008 |  |  | N | Electric Utility | 1 | X X X: X; RC RC RC: NG; SUB SUB SUB: DFO | [6 empty] | 1H | [23 empty] | Y | N | Y
Vintage2009 | natural gas peaker | TRUE | 19876 | Virginia Electric & Power Co | 7839 | Ladysmith | VA | Caroline | 5 | Natural Gas Fired Combustion Turbine | GT |  | S | X | X |  |  | 178.5 | 0.85 | 160 | 183 | 90 | N |  |  | OP | X | 4 | 2009 |  |  | N | Electric Utility | 1 | X X X: X; RC RC RC: NG; SUB SUB SUB: DFO |  |  |  | N |  |  | 1H | [23 empty] | Y | N | Y
Vintage2000 | petroleum | TRUE | 4329 | Copper Valley Elec Assn, Inc | 7841 | Valdez Cogen | AK | Valdez Cordova | 1 | Petroleum Liquids | GT |  | S | X | X |  |  | 5.3 | 0.8 | 5.1 | 5.3 | 1 | N |  |  | OP | X | 4 | 2000 |  |  | Y | Electric Utility | 1 | [11 empty] | N | N |  | 1H | [23 empty] | N | N | N | bar: X X X to RC RC RC
Vintage2000 | natural gas peaker | TRUE | 17697 | Southwestern Electric Coop Inc - (IL) | 7842 | Freedom Power Project | IL | Fayette | CT1 | Natural Gas Fired Combustion Turbine | GT |  | S | X | X | AMIL.SWECCTG1 | AMIL.SWECCTG1 | 71 | 0.9 | 45 | 45 | 20 | N |  |  | OP | X | 6 | 2000 |  |  | N | Electric Utility | 1 | [11 empty] | N | N | 0 | 1H | [23 empty] | N | bar: X X X to RC RC RC
Vintage2001 | natural gas peaker | TRUE | 7570 | Great River Energy | 7843 | Pleasant Valley (MN) | MN | Mower | 11 | Natural Gas Fired Combustion Turbine | GT |  | S | X | X | GRE.PVLYGR1 | GRE,PVLYGR1 | 167.5 | 0.85 | 151.1 | 177.6 | 40 | N |  |  | OP | X | 5 | 2001 |  |  | N | Electric Utility | 1 | X X X: X; RC RC RC: NG; SUB SUB SUB: DFO | [6 empty] | 1H | [23 empty] | Y | N | Y
Vintage2001 | natural gas peaker | TRUE | 7570 | Great River Energy | 7843 | Pleasant Valley (MN) | MN | Mower | 12 | Natural Gas Fired Combustion Turbine | GT |  | S | X | X | GRE.PVLYGR2 | GRE.PVLYGR2 | 167.5 | 0.85 | 148.7 | 178.3 | 40 | N |  |  | OP | X | 5 | 2001 |  |  | N | Electric Utility | 1 | X X X: X; RC RC RC: NG; SUB SUB SUB: DFO | [6 empty] | 1H | [23 empty] | Y | N | Y
Vintage2002 | natural gas peaker | TRUE | 7570 | Great River Energy | 7843 | Pleasant Valley (MN) | MN | Mower | 13 | Natural Gas Fired Combustion Turbine | GT |  | S | X | X | GREPVLYGR3 | GRE.PVLYGR3 | 132.8 | 0.9 | 114.4 | 128.6 | 65 | N |  |  | OP | X | 5 | 2002 |  |  | N | Electric Utility | 1 | X X X: X; RC RC RC: NG; SUB SUB SUB: DFO | [6 empty] | 1H | [23 empty] | Y | N | Y
Vintage2001 | natural gas peaker | TRUE | 12667 | Minnesota Municipal Power Agny | 7844 | Minnesota River | MN | Carver | UOO1 | Natural Gas Fired Combustion Turbine | GT |  | W | X | X | NSP.MINRVR1 | NSP.MINRVR1 | 49 | 0.8 | 39 | 39 | 1 | N |  |  | OP | X | 5 | 2001 |  |  | N | Electric Utility | 1 | X X X: X; RC RC RC: NG; SUB SUB SUB: DFO |  |  |  | N | N |  | 1H | [23 empty] | Y | N | N
Vintage2010 | natural gas combined cycle | TRUE | 18642 | Tennessee Valley Authority | 7845 | Lagoon Creek | TN | Haywood | CTG1 | Natural Gas Fired Combined Cycle | CT | CC1 | S | X | N |  |  | 173.4 | 0.9 | 160 | 190 | 78.2 | N |  |  | OP | X | 9 | 2010 |  |  | N | Electric Utility | 1 | [11 empty] | N | N |  | 12H | [23 empty] | N | N | bar: X X X to RC RC RC
Vintage2010 | natural gas combined cycle | TRUE | 18642 | Tennessee Valley Authority | 7845 | Lagoon Creek | TN | Haywood | CTG2 | Natural Gas Fired Combined Cycle | CT | CC1 | S | X | N |  |  | 173.4 | 0.9 | 160 | 190 | 78.2 | N |  |  | OP | X | 9 | 2010 |  |  | N | Electric Utility | 1 | [11 empty] | N | N |  | 12H | [23 empty] | N | N | bar: X X X to RC RC RC
Vintage2001 | natural gas peaker | TRUE | 18642 | Tennessee Valley Authority | 7845 | Lagoon Creek | TN | Haywood | GT1 | Natural Gas Fired Combustion Turbine | GT |  | S | X | X |  |  | 84.5 | 0.9 | 73.9 | 94.3 | 60 | N |  |  | OP | X | 6 | 2001 |  |  | N | Electric Utility | 1 | X X X: X; RC RC RC: NG; SUB SUB SUB: DFO |  |  |  | N | N |  | 1H | [23 empty] | Y | N | Y
Vintage2002 | natural gas peaker | TRUE | 18642 | Tennessee Valley Authority | 7845 | Lagoon Creek | TN | Haywood | GT10 | Natural Gas Fired Combustion Turbine | GT |  | S | X | X |  |  | 86.2 | 0.9 | 72.7 | 92.8 | 60 | N |  |  | OP | X | 6 | 2002 |  |  | N | Electric Utility | 1 | X X X: X; RC RC RC: NG; SUB SUB SUB: DFO |  |  |  | N | N |  | 1H | [23 empty] | Y | N | Y
Vintage2002 | natural gas peaker | TRUE | 18642 | Tennessee Valley Authority | 7845 | Lagoon Creek | TN | Haywood | GT11 | Natural Gas Fired Combustion Turbine | GT |  | S | X | X |  |  | 86.2 | 0.9 | 72.7 | 92.8 | 60 | N |  |  | OP | X | 6 | 2002 |  |  | N | Electric Utility | 1 | X X X: X; RC RC RC: NG; SUB SUB SUB: DFO |  |  |  | N | N |  | 1H | [23 empty] | Y | N | Y
Vintage2002 | natural gas peaker | TRUE | 18642 | Tennessee Valley Authority | 7845 | Lagoon Creek | TN | Haywood | GT12 | Natural Gas Fired Combustion Turbine | GT |  | S | X | X |  |  | 86.2 | 0.9 | 72.7 | 92.8 | 60 | N |  |  | OP | X | 6 | 2002 |  |  | N | Electric Utility | 1 | X X X: X; RC RC RC: NG; SUB SUB SUB: DFO |  |  |  | N | N |  | 1H | [23 empty] | Y | N | Y
Vintage2001 | natural gas peaker | TRUE | 18642 | Tennessee Valley Authority | 7845 | Lagoon Creek | TN | Haywood | GT2 | Natural Gas Fired Combustion Turbine | GT |  | S | X | X |  |  | 84.5 | 0.9 | 73.9 | 94.3 | 60 | N |  |  | OP | X | 6 | 2001 |  |  | N | Electric Utility | 1 | X X X: X; RC RC RC: NG; SUB SUB SUB: DFO |  |  |  | N | N |  | 1H | [23 empty] | Y | N | Y
Vintage2001 | natural gas peaker | TRUE | 18642 | Tennessee Valley Authority | 7845 | Lagoon Creek | TN | Haywood | GT3 | Natural Gas Fired Combustion Turbine | GT |  | S | X | X |  |  | 84.5 | 0.9 | 73.9 | 94.3 | 60 | N |  |  | OP | X | 6 | 2001 |  |  | N | Electric Utility | 1 | X X X: X; RC RC RC: NG; SUB SUB SUB: DFO |  |  |  | N | N |  | 1H | [23 empty] | Y | N | Y
Vintage2001 | natural gas peaker | TRUE | 18642 | Tennessee Valley Authority | 7845 | Lagoon Creek | TN | Haywood | GT4 | Natural Gas Fired Combustion Turbine | GT |  | S | X | X |  |  | 84.5 | 0.9 | 73.9 | 94.3 | 60 | N |  |  | OP | X | 6 | 2001 |  |  | N | Electric Utility | 1 | X X X: X; RC RC RC: NG; SUB SUB SUB: DFO |  |  |  | N | N |  | 1H | [23 empty] | Y | N | Y
Vintage2001 | natural gas peaker | TRUE | 18642 | Tennessee Valley Authority | 7845 | Lagoon Creek | TN | Haywood | GT5 | Natural Gas Fired Combustion Turbine | GT |  | S | X | X |  |  | 84.5 | 0.9 | 73.9 | 94.3 | 60 | N |  |  | OP | X | 6 | 2001 |  |  | N | Electric Utility | 1 | X X X: X; RC RC RC: NG; SUB SUB SUB: DFO |  |  |  | N | N |  | 1H | [23 empty] | Y | N | Y
Vintage2001 | natural gas peaker | TRUE | 18642 | Tennessee Valley Authority | 7845 | Lagoon Creek | TN | Haywood | GT6 | Natural Gas Fired Combustion Turbine | GT |  | S | X | X |  |  | 84.5 | 0.9 | 73.9 | 94.3 | 60 | N |  |  | OP | X | 6 | 2001 |  |  | N | Electric Utility | 1 | X X X: X; RC RC RC: NG; SUB SUB SUB: DFO |  |  |  | N | N |  | 1H | [23 empty] | Y | N | Y
Vintage2001 | natural gas peaker | TRUE | 18642 | Tennessee Valley Authority | 7845 | Lagoon Creek | TN | Haywood | GT7 | Natural Gas Fired Combustion Turbine | GT |  | S | X | X |  |  | 84.5 | 0.9 | 73.9 | 94.3 | 60 | N |  |  | OP | X | 7 | 2001 |  |  | N | Electric Utility | 1 | X X X: X; RC RC RC: NG; SUB SUB SUB: DFO |  |  |  | N | N |  | 1H | [23 empty] | Y | N | Y
Vintage2001 | natural gas peaker | TRUE | 18642 | Tennessee Valley Authority | 7845 | Lagoon Creek | TN | Haywood | GT8 | Natural Gas Fired Combustion Turbine | GT |  | S | X | X |  |  | 84.5 | 0.9 | 73.9 | 94.3 | 60 | N |  |  | OP | X | 7 | 2001 |  |  | N | Electric Utility | 1 | X X X: X; RC RC RC: NG; SUB SUB SUB: DFO |  |  |  | N | N |  | 1H | [23 empty] | Y | N | Y
Vintage2002 | natural gas peaker | TRUE | 18642 | Tennessee Valley Authority | 7845 | Lagoon Creek | TN | Haywood | GT9 | Natural Gas Fired Combustion Turbine | GT |  | S | X | X |  |  | 86.2 | 0.9 | 72.7 | 92.8 | 60 | N |  |  | OP | X | 6 | 2002 |  |  | N | Electric Utility | 1 | X X X: X; RC RC RC: NG; SUB SUB SUB: DFO |  |  |  | N | N |  | 1H | [23 empty] | Y | N | Y
Vintage2010 | natural gas combined cycle | TRUE | 18642 | Tennessee Valley Authority | 7845 | Lagoon Creek | TN | Haywood | STG1 | Natural Gas Fired Combined Cycle | CA | CC1 | S | Y | X |  |  | 257.6 | 0.9 | 205 | 235 | 96.8 | N |  |  | OP | X | 9 | 2010 |  |  | N | Electric Utility | 1 | [11 empty] | N | N |  | 12H | [23 empty] | N | N | bar: X X X to RC RC RC
Vintage2001 | natural gas peaker | TRUE | 9617 | JEA | 7846 | Brandy Branch | FL | Duval | 001 | Natural Gas Fired Combustion Turbine | GT |  | S | X | X | FRCC | FRCC | 185 | 0.9 | 178.6 | 191.2 | 85 | N |  |  | OP | X | 5 | 2001 |  |  | N | Electric Utility | 1 | X X X: X; RC RC RC: NG; SUB SUB SUB: DFO |  |  |  | N | N |  | 1H | [23 empty] | Y | N | Y
Vintage2001 | natural gas combined cycle | TRUE | 9617 | JEA | 7846 | Brandy Branch | FL | Duval | 002 | Natural Gas Fired Combined Cycle | CT | CC1 | S | X | N | FRCC | FRCC | 185 | 0.9 | 189.8 | 211.1 | 65 | N |  |  | OP | X | 5 | 2001 |  |  | N | Electric Utility | 1 | [11 empty] | N |  |  | 12H | [23 empty] | N | N | N | bar: X X X to RC RC RC
Vintage2001 | natural gas combined cycle | TRUE | 9617 | JEA | 7846 | Brandy Branch | FL | Duval | 003 | Natural Gas Fired Combined Cycle | CT | CC1 | S | X | N | FRCC | FRCC | 185 | 0.9 | 189.8 | 211.1 | 65 | N |  |  | OP | X | 10 | 2001 |  |  | N | Electric Utility | 1 | [11 empty] | N |  |  | 12H | [23 empty] | N | N | N | bar: X X X to RC RC RC
Vintage2005 | natural gas combined cycle | TRUE | 9617 | JEA | 7846 | Brandy Branch | FL | Duval | 004 | Natural Gas Fired Combined Cycle | CA | CC1 | S | Y | X | FRCC | FRCC | 228.1 | 0.85 | 185 | 190 | 65 | N |  |  | OP | X | 2 | 2005 |  |  | N | Electric Utility | 1 | [11 empty] | N |  |  | 12H | [23 empty] | N | N | N | bar: X X X to RC RC RC
Vintage2001 | petroleum | TRUE | 4305 | City of Coon Rapids | 7847 | Coon Rapids II | IA | Carroll | 1 | Petroleum Liquids | IC |  | S | X | X | WAUECOONRPMUUNCOONRAPIDS_RA |  | 1.8 | 0.95 | 1.7 | 1.8 | 0.2 | N |  |  | SB | Y | 10 | 2001 |  |  | N | Electric Utility | 1 | X X X: X; RC RC RC: DFO |  |  |  | N |  |  | 1H | [23 empty] | N | N
Vintage2001 | petroleum | TRUE | 4305 | City of Coon Rapids | 7847 | Coon Rapids II | IA | Carroll | 2 | Petroleum Liquids | IC |  | S | X | X | WAUECOONRPMUUNCOONRAPIDS_RA |  | 1.8 | 0.95 | 1.7 | 1.8 | 0.2 | N |  |  | SB | Y | 10 | 2001 |  |  | N | Electric Utility | 1 | X X X: X; RC RC RC: DFO |  |  |  | N |  |  | 1H | [23 empty] | N | N
Vintage2001 | petroleum | TRUE | 4305 | City of Coon Rapids | 7847 | Coon Rapids II | IA | Carroll | 3 | Petroleum Liquids | IC |  | S | X | X | WAUECOONRPMUUNCOONRAPIDS_RA |  | 1.8 | 0.95 | 1.7 | 1.8 | 0.2 | N |  |  | SB | Y | 10 | 2001 |  |  | N | Electric Utility | 1 | X X X: X; RC RC RC: DFO |  |  |  | N |  |  | 1H | [23 empty] | N | N
Vintage2002 | natural gas peaker | TRUE | 924 | Associated Electric Coop, Inc | 7848 | Holden | MO | Johnson | 11 | Natural Gas Fired Combustion Turbine | GT |  | S | X | X |  |  | 107.1 | 0.85 | 90 | 113 | 69 | N |  |  | OP | X | 6 | 2002 |  |  | N | Electric Utility | 1 | X X X: X; RC RC RC: NG; SUB SUB SUB: DFO |  |  |  | N | N |  | 10M | [23 empty] | Y | N | Y
Vintage2002 | natural gas peaker | TRUE | 924 | Associated Electric Coop, Inc | 7848 | Holden | MO | Johnson | 12 | Natural Gas Fired Combustion Turbine | GT |  | S | X | X |  |  | 107.1 | 0.85 | 89 | 107 | 69 | N |  |  | OP | X | 6 | 2002 |  |  | N | Electric Utility | 1 | X X X: X; RC RC RC: NG; SUB SUB SUB: DFO |  |  |  | N | N |  | 10M | [23 empty] | Y | N | Y
Vintage2002 | natural gas peaker | TRUE | 924 | Associated Electric Coop, Inc | 7848 | Holden | MO | Johnson | 13 | Natural Gas Fired Combustion Turbine | GT |  | S | X | X |  |  | 107.1 | 0.85 | 88 | 115 | 69 | N |  |  | OP | X | 6 | 2002 |  |  | N | Electric Utility | 1 | X X X: X; RC RC RC: NG; SUB SUB SUB: DFO |  |  |  | N | N |  | 10M | [23 empty] | Y | N | Y
Vintage2000 | petroleum | TRUE | 12341 | MidAmerican Energy Co | 7849 | Knoxville Industrial | IA | Marion | 1 | Petroleum Liquids | IC |  | S | X | X | MEC.KNOXIN 1 | MEC.KNOXIN 1 | 2 | 0.8 | 2 | 2 | 2 | N |  |  | OP | X | 4 | 2000 |  |  | N | Electric Utility | 1 | X X X: X; RC RC RC: DFO |  |  |  | N |  |  | 10M | [23 empty] | N
Vintage2000 | petroleum | TRUE | 12341 | MidAmerican Energy Co | 7849 | Knoxville Industrial | IA | Marion | 2 | Petroleum Liquids | IC |  | S | X | X |  |  | 2 | 0.8 | 2 | 2 | 2 | N |  |  | OP | X | 4 | 2000 |  |  | N | Electric Utility | 1 | X X X: X; RC RC RC: DFO |  |  |  | N |  |  | 10M | [23 empty] | N
Vintage2000 | petroleum | TRUE | 12341 | MidAmerican Energy Co | 7849 | Knoxville Industrial | IA | Marion | 3 | Petroleum Liquids | IC |  | S | X | X |  |  | 2 | 0.8 | 2 | 2 | 2 | N |  |  | OP | X | 4 | 2000 |  |  | N | Electric Utility | 1 | X X X: X; RC RC RC: DFO |  |  |  | N |  |  | 10M | [23 empty] | N
Vintage2000 | petroleum | TRUE | 12341 | MidAmerican Energy Co | 7849 | Knoxville Industrial | IA | Marion | 4 | Petroleum Liquids | IC |  | S | X | X |  |  | 2 | 0.8 | 2 | 2 | 2 | N |  |  | OP | X | 4 | 2000 |  |  | N | Electric Utility | 1 | X X X: X; RC RC RC: DFO |  |  |  | N |  |  | 10M | [23 empty] | N | N
Vintage2000 | petroleum | TRUE | 12341 | MidAmerican Energy Co | 7849 | Knoxville Industrial | IA | Marion | 5 | Petroleum Liquids | IC |  | S | X | X |  |  | 2 | 0.8 | 2 | 2 | 2 | N |  |  | OP | X | 4 | 2000 |  |  | N | Electric Utility | 1 | X X X: X; RC RC RC: DFO |  |  |  | N |  |  | 10M | [23 empty] | N | N
Vintage2000 | petroleum | TRUE | 12341 | MidAmerican Energy Co | 7849 | Knoxville Industrial | IA | Marion | 6 | Petroleum Liquids | IC |  | S | X | X |  |  | 2 | 0.8 | 2 | 2 | 2 | N |  |  | OP | X | 4 | 2000 |  |  | N | Electric Utility | 1 | X X X: X; RC RC RC: DFO |  |  |  | N |  |  | 10M | [23 empty] | N | N
Vintage2000 | petroleum | TRUE | 12341 | MidAmerican Energy Co | 7849 | Knoxville Industrial | IA | Marion | 7 | Petroleum Liquids | IC |  | S | X | X |  |  | 2 | 0.8 | 2 | 2 | 2 | N |  |  | OP | X | 4 | 2000 |  |  | N | Electric Utility | 1 | X X X: X; RC RC RC: DFO |  |  |  | N |  |  | 10M | [23 empty] | N | N
Vintage2000 | petroleum | TRUE | 12341 | MidAmerican Energy Co | 7849 | Knoxville Industrial | IA | Marion | 8 | Petroleum Liquids | IC |  | S | X | X |  |  | 2 | 0.8 | 2 | 2 | 2 | N |  |  | OP | X | 4 | 2000 |  |  | N | Electric Utility | 1 | X X X: X; RC RC RC: DFO |  |  |  | N |  |  | 10M | [23 empty] | N
Vintage2000 | petroleum | TRUE | 12341 | MidAmerican Energy Co | 7850 | Shenandoah | IA | Page | 1 | Petroleum Liquids | IC |  | S | X | X | MEC.SHENDO 1 | MEC.SHENDO 1 | 2 | 0.8 | 2 | 2 | 2 | N |  |  | OP | X | 4 | 2000 |  |  | N | Electric Utility | 1 | X X X: X; RC RC RC: DFO |  |  |  | N |  |  | 10M | [23 empty] | N
Vintage2000 | petroleum | TRUE | 12341 | MidAmerican Energy Co | 7850 | Shenandoah | IA | Page | 10 | Petroleum Liquids | IC |  | S | X | X |  |  | 2 | 0.8 | 2 | 2 | 2 | N |  |  | OP | X | 4 | 2000 |  |  | N | Electric Utility | 1 | X X X: X; RC RC RC: DFO |  |  |  | N |  |  | 10M | [23 empty] | N
Vintage2000 | petroleum | TRUE | 12341 | MidAmerican Energy Co | 7850 | Shenandoah | IA | Page | 2 | Petroleum Liquids | IC |  | S | X | X |  |  | 2 | 0.8 | 2 | 2 | 2 | N |  |  | OP | X | 4 | 2000 |  |  | N | Electric Utility | 1 | X X X: X; RC RC RC: DFO |  |  |  | N |  |  | 10M | [23 empty] | N
Vintage2000 | petroleum | TRUE | 12341 | MidAmerican Energy Co | 7850 | Shenandoah | IA | Page | 3 | Petroleum Liquids | IC |  | S | X | X |  |  | 2 | 0.8 | 2 | 2 | 2 | N |  |  | OP | X | 4 | 2000 |  |  | N | Electric Utility | 1 | X X X: X; RC RC RC: DFO |  |  |  | N |  |  | 10M | [23 empty] | N
Vintage2000 | petroleum | TRUE | 12341 | MidAmerican Energy Co | 7850 | Shenandoah | IA | Page | 4 | Petroleum Liquids | IC |  | S | X | X |  |  | 2 | 0.8 | 2 | 2 | 2 | N |  |  | OP | X | 4 | 2000 |  |  | N | Electric Utility | 1 | X X X: X; RC RC RC: DFO |  |  |  | N |  |  | 10M | [23 empty] | N
Vintage2000 | petroleum | TRUE | 12341 | MidAmerican Energy Co | 7850 | Shenandoah | IA | Page | 5 | Petroleum Liquids | IC |  | S | X | X |  |  | 2 | 0.8 | 2 | 2 | 2 | N |  |  | OP | X | 4 | 2000 |  |  | N | Electric Utility | 1 | X X X: X; RC RC RC: DFO |  |  |  | N |  |  | 10M | [23 empty] | N
Vintage2000 | petroleum | TRUE | 12341 | MidAmerican Energy Co | 7850 | Shenandoah | IA | Page | 6 | Petroleum Liquids | IC |  | S | X | X |  |  | 2 | 0.8 | 2 | 2 | 2 | N |  |  | OP | X | 4 | 2000 |  |  | N | Electric Utility | 1 | X X X: X; RC RC RC: DFO |  |  |  | N |  |  | 10M | [23 empty] | N
Vintage2000 | petroleum | TRUE | 12341 | MidAmerican Energy Co | 7850 | Shenandoah | IA | Page | 7 | Petroleum Liquids | IC |  | S | X | X |  |  | 2 | 0.8 | 2 | 2 | 2 | N |  |  | OP | X | 4 | 2000 |  |  | N | Electric Utility | 1 | X X X: X; RC RC RC: DFO |  |  |  | N |  |  | 10M | [23 empty] | N
Vintage2000 | petroleum | TRUE | 12341 | MidAmerican Energy Co | 7850 | Shenandoah | IA | Page | 8 | Petroleum Liquids | IC |  | S | X | X |  |  | 2 | 0.8 | 2 | 2 | 2 | N |  |  | OP | X | 4 | 2000 |  |  | N | Electric Utility | 1 | X X X: X; RC RC RC: DFO |  |  |  | N |  |  | 10M | [23 empty] | N
Vintage2000 | petroleum | TRUE | 12341 | MidAmerican Energy Co | 7850 | Shenandoah | IA | Page | 9 | Petroleum Liquids | IC |  | S | X | X |  |  | 2 | 0.8 | 2 | 2 | 2 | N |  |  | OP | X | 4 | 2000 |  |  | N | Electric Utility | 1 | X X X: X; RC RC RC: DFO |  |  |  | N |  |  | 10M | [23 empty] | N
Vintage2000 | petroleum | TRUE | 12341 | MidAmerican Energy Co | 7851 | Waterloo Lundquist | IA | Black Hawk | 1 | Petroleum Liquids | IC |  | S | X | X | MEC.LUNDQS 1 | MEC.LUNDQS 1 | 2 | 0.8 | 2 | 2 | 2 | N |  |  | OP | X | 4 | 2000 |  |  | N | Electric Utility | 1 | X X X: X; RC RC RC: DFO |  |  |  | N |  |  | 10M | [23 empty] | N |  | N
Vintage2000 | petroleum | TRUE | 12341 | MidAmerican Energy Co | 7851 | Waterloo Lundquist | IA | Black Hawk | 2 | Petroleum Liquids | IC |  | S | X | X |  |  | 2 | 0.8 | 2 | 2 | 2 | N |  |  | OP | X | 4 | 2000 |  |  | N | Electric Utility | 1 | X X X: X; RC RC RC: DFO |  |  |  | N |  |  | 10M | [23 empty] | N |  | N
Vintage2000 | petroleum | TRUE | 12341 | MidAmerican Energy Co | 7851 | Waterloo Lundquist | IA | Black Hawk | 3 | Petroleum Liquids | IC |  | S | X | X |  |  | 2 | 0.8 | 2 | 2 | 2 | N |  |  | OP | X | 4 | 2000 |  |  | N | Electric Utility | 1 | X X X: X; RC RC RC: DFO |  |  |  | N |  |  | 10M | [23 empty] | N |  | N
Vintage2000 | petroleum | TRUE | 12341 | MidAmerican Energy Co | 7851 | Waterloo Lundquist | IA | Black Hawk | 4 | Petroleum Liquids | IC |  | S | X | X |  |  | 2 | 0.8 | 2 | 2 | 2 | N |  |  | OP | X | 4 | 2000 |  |  | N | Electric Utility | 1 | X X X: X; RC RC RC: DFO |  |  |  | N |  |  | 10M | [23 empty] | N
Vintage2000 | petroleum | TRUE | 12341 | MidAmerican Energy Co | 7851 | Waterloo Lundquist | IA | Black Hawk | 5 | Petroleum Liquids | IC |  | S | X | X |  |  | 2 | 0.8 | 2 | 2 | 2 | N |  |  | OP | X | 4 | 2000 |  |  | N | Electric Utility | 1 | X X X: X; RC RC RC: DFO |  |  |  | N |  |  | 10M | [23 empty] | N
Vintage2000 | petroleum | TRUE | 12341 | MidAmerican Energy Co | 7851 | Waterloo Lundquist | IA | Black Hawk | 6 | Petroleum Liquids | IC |  | S | X | X |  |  | 2 | 0.8 | 2 | 2 | 2 | N |  |  | OP | X | 4 | 2000 |  |  | N | Electric Utility | 1 | X X X: X; RC RC RC: DFO |  |  |  | N |  |  | 10M | [23 empty] | N
Vintage2000 | petroleum | TRUE | 12341 | MidAmerican Energy Co | 7851 | Waterloo Lundquist | IA | Black Hawk | 7 | Petroleum Liquids | IC |  | S | X | X |  |  | 2 | 0.8 | 2 | 2 | 2 | N |  |  | OP | X | 4 | 2000 |  |  | N | Electric Utility | 1 | X X X: X; RC RC RC: DFO |  |  |  | N |  |  | 10M | [23 empty] | N
Vintage2000 | petroleum | TRUE | 12341 | MidAmerican Energy Co | 7851 | Waterloo Lundquist | IA | Black Hawk | 8 | Petroleum Liquids | IC |  | S | X | X |  |  | 2 | 0.8 | 2 | 2 | 2 | N |  |  | OP | X | 4 | 2000 |  |  | N | Electric Utility | 1 | X X X: X; RC RC RC: DFO |  |  |  | N |  |  | 10M | [23 empty] | N
Vintage2000 | petroleum | TRUE | 12341 | MidAmerican Energy Co | 7851 | Waterloo Lundquist | IA | Black Hawk | 9 | Petroleum Liquids | IC |  | S | X | X |  |  | 2 | 0.8 | 2 | 2 | 2 | N |  |  | OP | X | 4 | 2000 |  |  | N | Electric Utility | 1 | X X X: X; RC RC RC: DFO |  |  |  | N |  |  | 10M | [23 empty] | N
Vintage1998 | petroleum | TRUE | 5056 | City of Denison - (IA) | 7853 | West Receiving | IA | Crawford | 1 | Petroleum Liquids | IC |  | S | X | X |  |  | 1.8 | 0.8 | 1.8 | 1.8 | 1.4 | N |  |  | OP | X | 4 | 1998 |  |  | N | Electric Utility | 1 | X X X: X; RC RC RC: DFO |  |  |  | N |  |  | 10M | [23 empty] | N
Vintage2000 | petroleum | TRUE | 16198 | City of Rock Falls - (IL) | 7854 | Avenue A Generator Sets | IL | Whiteside | 1 | Petroleum Liquids | IC |  | S | X | X | PJM/ComEd.ROCKFALLS | PJM/ComEd.ROCKFALLS | 1.8 | 0.8 | 1.8 | 1.8 | 0.5 | N |  |  | SB | Y | 9 | 2000 |  |  | N | Electric Utility | 1 | X X X: X; RC RC RC: DFO |  |  |  | N | N |  | 10M | [23 empty] | N | N | N
Vintage2000 | petroleum | TRUE | 16198 | City of Rock Falls - (IL) | 7854 | Avenue A Generator Sets | IL | Whiteside | 2 | Petroleum Liquids | IC |  | S | X | X | PJM/ComEd.ROCKFALLS | PJM/ComEd.ROCKFALLS | 1.8 | 0.8 | 1.8 | 1.8 | 0.5 | N |  |  | SB | Y | 9 | 2000 |  |  | N | Electric Utility | 1 | X X X: X; RC RC RC: DFO |  |  |  | N | N |  | 10M | [23 empty] | N | N | N
Vintage1999 | onshore wind | TRUE | 12894 | City of Moorhead - (MN) | 7855 | Moorhead Wind Turbine | MN | Clay | 8 | Onshore Wind Turbine | WT |  | S | X | X |  |  | 0.7 |  | 0.7 | 0.7 | 0.1 | N |  |  | OP | X | 5 | 1999 |  |  | N | Electric Utility | 1 | X X X: X; RC RC RC: WND |  |  |  | N | N | 1 | [24 empty] | N
Vintage2001 | onshore wind | TRUE | 12894 | City of Moorhead - (MN) | 7855 | Moorhead Wind Turbine | MN | Clay | 9 | Onshore Wind Turbine | WT |  | S | X | X |  |  | 0.7 |  | 0.7 | 0.7 | 0.1 | N |  |  | OP | X | 9 | 2001 |  |  | N | Electric Utility | 1 | X X X: X; RC RC RC: WND |  |  |  | N | N | 1 | [24 empty] | N
Vintage2002 | petroleum | TRUE | 7626 | City of Greenfield - (IA) | 7856 | North Generation Plant | IA | Adair | 1 | Petroleum Liquids | IC |  | S | X | X | ALTW.ALTW | ALTW.ALTW | 1.8 | 0.8 | 1.8 | 1.8 | 0.5 | N |  |  | OP | X | 1 | 2002 |  |  | N | Electric Utility | 1 | X X X: X; RC RC RC: DFO |  |  |  | N | N |  | 1H | [23 empty] | N | N | N
Vintage2002 | petroleum | TRUE | 7626 | City of Greenfield - (IA) | 7856 | North Generation Plant | IA | Adair | 2 | Petroleum Liquids | IC |  | S | X | X | ALTW.ALTW | ALTW.ALTW | 1.8 | 0.8 | 1.8 | 1.8 | 0.5 | N |  |  | OP | X | 1 | 2002 |  |  | N | Electric Utility | 1 | X X X: X; RC RC RC: DFO |  |  |  | N | N |  | 1H | [23 empty] | N | N | N
Vintage2011 | petroleum | TRUE | 7626 | City of Greenfield - (IA) | 7856 | North Generation Plant | IA | Adair | 3 | Petroleum Liquids | IC |  | S | X | X | ALTW.ALTW | ALTW.ALTW | 2.2 | 0.8 | 2.2 | 2.2 | 0.6 | N |  |  | OP | X | 11 | 2011 |  |  | N | Electric Utility | 1 | X X X: X; RC RC RC: DFO |  |  |  | N | N |  | 1H | [23 empty] | N | N | N
Vintage2011 | petroleum | TRUE | 7626 | City of Greenfield - (IA) | 7856 | North Generation Plant | IA | Adair | 4 | Petroleum Liquids | IC |  | S | X | X | ALTW.ALTW | ALTW.ALTW | 2.2 | 0.8 | 2.2 | 2.2 | 0.6 | N |  |  | OP | X | 11 | 2011 |  |  | N | Electric Utility | 1 | X X X: X; RC RC RC: DFO |  |  |  | N | N |  | 1H | [23 empty] | N | N | N
Vintage2001 | petroleum | TRUE | 18231 | City of Stuart - (IA) | 7857 | Gilliam South | IA | Adair | 1 | Petroleum Liquids | IC |  | S | X | X |  |  | 1.8 | 0.9 | 1.7 | 1.8 | 0.5 | N |  |  | OP | X | 2 | 2001 |  |  | N | Electric Utility | 1 | X X X: X; RC RC RC: DFO |  |  |  | N | N |  | 1H | [23 empty] | N | N | N
Vintage2012 | petroleum | TRUE | 18231 | City of Stuart - (IA) | 7857 | Gilliam South | IA | Adair | 7 | Petroleum Liquids | IC |  | S | X | X |  |  | 2.5 | 0.9 | 2.3 | 2.3 | 0.5 | N |  |  | OP | X | 4 | 2012 |  |  | N | Electric Utility | 1 | X X X: X; RC RC RC: DFO |  |  |  | N | N |  | 1H | [23 empty] | N | N | N
Vintage1974 | natural gas peaker | TRUE | 12159 | Midwest Electric Power Inc | 7858 | MEPI GT Facility | IL | Massac | 1 | Natural Gas Fired Combustion Turbine | GT |  | W | X | X | GLH.EEI7B1 | GLH.EEI7B1 | 64.5 | 0.9 | 55 | 56 | 20 | N |  |  | OP | X | 10 | 1974 | 8 | 2022 | N | IPP Non-CHP | 2 | [11 empty] | N | N |  | 1H | [23 empty] | N | N | N | bar: X X X to RC RC RC
Vintage1974 | natural gas peaker | TRUE | 12159 | Midwest Electric Power Inc | 7858 | MEPI GT Facility | IL | Massac | 2 | Natural Gas Fired Combustion Turbine | GT |  | W | X | X | GLH.EEI7B1 | GLH.EEI7B1 | 64.5 | 0.9 | 55 | 56 | 20 | N |  |  | OP | X | 10 | 1974 | 8 | 2022 | N | IPP Non-CHP | 2 | [11 empty] | N | N |  | 1H | [23 empty] | N | N | N | bar: X X X to RC RC RC
Vintage1974 | natural gas peaker | TRUE | 12159 | Midwest Electric Power Inc | 7858 | MEPI GT Facility | IL | Massac | 3 | Natural Gas Fired Combustion Turbine | GT |  | W | X | X | GLH.EEI7B1 | GLH.EEI7B1 | 64.5 | 0.9 | 55 | 56 | 20 | N |  |  | OP | X | 10 | 1974 | 8 | 2022 | N | IPP Non-CHP | 2 | [11 empty] | N | N |  | 1H | [23 empty] | N | N | N | bar: X X X to RC RC RC
Vintage2000 | natural gas peaker | TRUE | 12159 | Midwest Electric Power Inc | 7858 | MEPI GT Facility | IL | Massac | 4 | Natural Gas Fired Combustion Turbine | GT |  | J | X | X | GLH.EEI7B1 | GLH.EEI7B1 | 54 | 0.8 | 37 | 43 | 5 | N |  |  | OP | X | 7 | 2000 | 8 | 2022 | N | IPP Non-CHP | 2 | [11 empty] | N | N |  | 1H | [23 empty] | N | N | N | bar: X X X to RC RC RC
Vintage2000 | natural gas peaker | TRUE | 12159 | Midwest Electric Power Inc | 7858 | MEPI GT Facility | IL | Massac | 5 | Natural Gas Fired Combustion Turbine | GT |  | J | X | X | GLH.EEI7B1 | GLH.EEI7B1 | 54 | 0.8 | 37 | 43 | 5 | N |  |  | OP | X | 7 | 2000 | 8 | 2022 | N | IPP Non-CHP | 2 | [11 empty] | N | N |  | 1H | [23 empty] | N | N | N | bar: X X X to RC RC RC
Vintage2002 | petroleum | TRUE | 17035 | City of Shelbina - (MO) | 7860 | Shelbina Power #3 | MO | Shelby | G7 | Petroleum Liquids | IC |  | S | X | X |  |  | 1.8 | 0.8 | 1.8 | 1.8 | 1 | N |  |  | OP | X | 4 | 2002 |  |  | N | Electric Utility | 1 | X X X: X; RC RC RC: DFO | [6 empty] | 10M | [23 empty] | N |  | N
Vintage2002 | petroleum | TRUE | 17035 | City of Shelbina - (MO) | 7860 | Shelbina Power #3 | MO | Shelby | G8 | Petroleum Liquids | IC |  | S | X | X |  |  | 1.8 | 0.8 | 1.8 | 1.8 | 1 | N |  |  | OP | X | 4 | 2002 |  |  | N | Electric Utility | 1 | X X X: X; RC RC RC: DFO | [6 empty] | 10M | [23 empty] | N |  | N
Vintage2001 | hydro | TRUE | 40215 | Cordova Electric Coop, Inc | 7862 | Power Creek | AK | Valdez Cordova | 4 | Conventional Hydroelectric | HY |  | S | X | X |  |  | 3 | 0.8 | 2.8 | 2.7 | 0.1 | N |  |  | OP | X | 11 | 2001 |  |  | N | Electric Utility | 1 | X X X: X; RC RC RC: WAT |  |  |  | N | N |  | 10M
Vintage2001 | hydro | TRUE | 40215 | Cordova Electric Coop, Inc | 7862 | Power Creek | AK | Valdez Cordova | 5 | Conventional Hydroelectric | HY |  | S | X | X |  |  | 3 | 0.8 | 2.8 | 2.7 | 0.1 | N |  |  | OP | X | 11 | 2001 |  |  | N | Electric Utility | 1 | X X X: X; RC RC RC: WAT |  |  |  | N | N |  | 10M
Vintage2001 | natural gas peaker | TRUE | 4716 | Dairyland Power Coop | 7863 | Elk Mound | WI | Chippewa | 1 | Natural Gas Fired Combustion Turbine | GT |  | S | X | X | DPC.EKM1 | DPC.DPC | 35.5 | 0.8 | 30.7 | 40.4 | 20.7 | N |  |  | OP | X | 6 | 2001 |  |  | N | Electric Utility | 1 | X X X: X; RC RC RC: NG; SUB SUB SUB: DFO |  |  |  | N | N |  | 1H | [23 empty] | Y | N | Y
Vintage2001 | natural gas peaker | TRUE | 4716 | Dairyland Power Coop | 7863 | Elk Mound | WI | Chippewa | 2 | Natural Gas Fired Combustion Turbine | GT |  | S | X | X | DPC.EKM2 | DPC.DPC | 35.5 | 0.8 | 33.9 | 44.3 | 21.1 | N |  |  | OP | X | 6 | 2001 |  |  | N | Electric Utility | 1 | X X X: X; RC RC RC: NG; SUB SUB SUB: DFO |  |  |  | N | N |  | 1H | [23 empty] | Y | N | Y
Vintage2001 | petroleum | TRUE | 5563 | City of Earlville - (IA) | 7865 | Earlville | IA | Delaware | 1 | Petroleum Liquids | IC |  | S | X | X |  |  | 1.8 | 0.98 | 1.8 | 1.8 | 0 | N |  |  | OP | X | 7 | 2001 |  |  | N | Electric Utility | 1 | X X X: X; RC RC RC: DFO |  |  |  | N |  |  | 10M | [23 empty] | N | N | N
Vintage2013 | hydro | TRUE | 15500 | Puget Sound Energy Inc | 7867 | Snoqualmie 2 | WA | King | 6A | Conventional Hydroelectric | HY |  | S | X | X |  |  | 14.4 | 0.95 | 12.6 | 12.6 | 5.2 | N |  |  | OP | X | 2 | 2013 |  |  | N | Electric Utility | 1 | X X X: X; RC RC RC: WAT |  |  |  | N | N |  | 10M
Vintage1957 | hydro | TRUE | 15500 | Puget Sound Energy Inc | 7867 | Snoqualmie 2 | WA | King | 7 | Conventional Hydroelectric | HY |  | S | X | X |  |  | 24.3 | 0.9 | 21 | 21 | 5 | N |  |  | OP | X | 1 | 1957 |  |  | N | Electric Utility | 1 | X X X: X; RC RC RC: WAT |  |  |  | N | N |  | 10M
Vintage1967 | petroleum | TRUE | 56505 | National Grid Generation LLC | 7869 | Glenwood Landing | NY | Nassau | GT1 | Petroleum Liquids | GT |  | S | X | X | 23712 | 23712 | 16 | 0.85 | 12.6 | 17.6 | 10 | N |  |  | SB | Y | 4 | 1967 |  |  | N | Electric Utility | 1 | X X X: X; RC RC RC: DFO; SUB SUB SUB: KER |  |  |  | N |  |  | 1H | [23 empty] | N | N
Vintage2002 | natural gas peaker | TRUE | 56505 | National Grid Generation LLC | 7869 | Glenwood Landing | NY | Nassau | GT4 | Natural Gas Fired Combustion Turbine | GT |  | S | X | X | 24219 | 24219 | 53 | 0.9 | 42.6 | 47 | 37 | N |  |  | OP | X | 6 | 2002 |  |  | N | Electric Utility | 1 | X X X: X; RC RC RC: NG; SUB SUB SUB: KER |  |  |  | N |  |  | 1H | [23 empty] | Y | N | Y
Vintage2002 | natural gas peaker | TRUE | 56505 | National Grid Generation LLC | 7869 | Glenwood Landing | NY | Nassau | GT5 | Natural Gas Fired Combustion Turbine | GT |  | S | X | X | 24220 | 24220 | 53 | 0.9 | 42.5 | 47 | 37 | N |  |  | OP | X | 6 | 2002 |  |  | N | Electric Utility | 1 | X X X: X; RC RC RC: NG; SUB SUB SUB: KER |  |  |  | N |  |  | 1H | [23 empty] | Y | N | Y
Vintage1993 | natural gas combined cycle | TRUE | 15500 | Puget Sound Energy Inc | 7870 | Encogen | WA | Whatcom | CTG1 | Natural Gas Fired Combined Cycle | CT | CC1 | S | X | N |  |  | 39.4 | 0.9 | 34.5 | 42.2 | 21 | N |  |  | OP | X | 3 | 1993 |  |  | N | Electric Utility | 1 | X X X: X; RC RC RC: NG; SUB SUB SUB: DFO |  |  |  | N | N |  | 12H | [23 empty] | Y | Y | Y
Vintage1993 | natural gas combined cycle | TRUE | 15500 | Puget Sound Energy Inc | 7870 | Encogen | WA | Whatcom | CTG2 | Natural Gas Fired Combined Cycle | CT | CC1 | S | X | N |  |  | 39.4 | 0.9 | 34.5 | 42.2 | 21 | N |  |  | OP | X | 3 | 1993 |  |  | N | Electric Utility | 1 | X X X: X; RC RC RC: NG; SUB SUB SUB: DFO |  |  |  | N | N |  | 12H | [23 empty] | Y | Y | Y
Vintage1993 | natural gas combined cycle | TRUE | 15500 | Puget Sound Energy Inc | 7870 | Encogen | WA | Whatcom | CTG3 | Natural Gas Fired Combined Cycle | CT | CC1 | S | X | N |  |  | 39.4 | 0.9 | 34.5 | 42.2 | 22 | N |  |  | OP | X | 3 | 1993 |  |  | N | Electric Utility | 1 | X X X: X; RC RC RC: NG; SUB SUB SUB: DFO |  |  |  | N | N |  | 12H | [23 empty] | Y | Y | Y
Vintage1993 | natural gas combined cycle | TRUE | 15500 | Puget Sound Energy Inc | 7870 | Encogen | WA | Whatcom | STG | Natural Gas Fired Combined Cycle | CA | CC1 | S | N | X |  |  | 58.2 | 0.9 | 55.9 | 55.9 | 30 | N |  |  | OP | X | 4 | 1993 |  |  | N | Electric Utility | 1 | X X X: X; RC RC RC: NG; SUB SUB SUB: DFO |  |  |  | N | N |  | 12H | [23 empty] | N | N | N
Vintage2002 | natural gas peaker | TRUE | 25422 | National Power Coop Inc | 7872 | Robert P Mone Plant | OH | Van Wert | 1 | Natural Gas Fired Combustion Turbine | GT |  | S | X | X | 32419345 | 32419345 | 198 | 0.85 | 145 | 180 | 100 | N |  |  | OP | X | 7 | 2002 |  |  | N | Electric Utility | 1 | X X X: X; RC RC RC: NG; SUB SUB SUB: DFO |  |  |  | N | N | 0 | 1H | [23 empty] | Y | N | Y
Vintage2002 | natural gas peaker | TRUE | 25422 | National Power Coop Inc | 7872 | Robert P Mone Plant | OH | Van Wert | 2 | Natural Gas Fired Combustion Turbine | GT |  | S | X | X | 32419347 | 32419347 | 198 | 0.85 | 145 | 180 | 100 | N |  |  | OP | X | 7 | 2002 |  |  | N | Electric Utility | 1 | X X X: X; RC RC RC: NG; SUB SUB SUB: DFO |  |  |  | N | N | 0 | 1H | [23 empty] | Y | N | Y
Vintage2002 | natural gas peaker | TRUE | 25422 | National Power Coop Inc | 7872 | Robert P Mone Plant | OH | Van Wert | 3 | Natural Gas Fired Combustion Turbine | GT |  | S | X | X | 32419349 | 32419349 | 198 | 0.85 | 145 | 180 | 100 | N |  |  | OP | X | 7 | 2002 |  |  | N | Electric Utility | 1 | X X X: X; RC RC RC: NG; SUB SUB SUB: DFO |  |  |  | N | N | 0 | 1H | [23 empty] | Y | N | Y
Vintage2003 | natural gas combined cycle | TRUE | 18454 | Tampa Electric Co | 7873 | H L Culbreath Bayside Power Station | FL | Hillsborough | 1A | Natural Gas Fired Combined Cycle | CT | CC1 | S | X | Y |  |  | 189.9 | 0.9 | 156 | 183 | 78 | N |  |  | OP | X | 4 | 2003 |  |  | N | Electric Utility | 1 | [11 empty] | N |  |  | 1H | [7 empty] | 12 | 16 | 1 | 2023 | [12 empty] | N | bar: X X X to RC RC RC
Vintage2003 | natural gas combined cycle | TRUE | 18454 | Tampa Electric Co | 7873 | H L Culbreath Bayside Power Station | FL | Hillsborough | 1B | Natural Gas Fired Combined Cycle | CT | CC1 | S | X | Y |  |  | 189.9 | 0.9 | 156 | 183 | 78 | N |  |  | OP | X | 4 | 2003 |  |  | N | Electric Utility | 1 | [11 empty] | N |  |  | 1H | [7 empty] | 12 | 16 | 1 | 2023 | [12 empty] | N | bar: X X X to RC RC RC
Vintage2003 | natural gas combined cycle | TRUE | 18454 | Tampa Electric Co | 7873 | H L Culbreath Bayside Power Station | FL | Hillsborough | 1C | Natural Gas Fired Combined Cycle | CT | CC1 | S | X | Y |  |  | 189.9 | 0.9 | 156 | 183 | 78 | N |  |  | OP | X | 4 | 2003 |  |  | N | Electric Utility | 1 | [11 empty] | N |  |  | 1H | [7 empty] | 12 | 16 | 1 | 2023 | [12 empty] | N | bar: X X X to RC RC RC
Vintage1965 | natural gas combined cycle | TRUE | 18454 | Tampa Electric Co | 7873 | H L Culbreath Bayside Power Station | FL | Hillsborough | 1ST | Natural Gas Fired Combined Cycle | CA | CC1 | S | N | X |  |  | 239.4 | 0.85 | 233 | 243 | 47 | N |  |  | OP | X | 11 | 1965 |  |  | N | Electric Utility | 1 | [11 empty] | N |  |  | 12H | [7 empty] | 12 | 16 | 1 | 2023 | [12 empty] | N | N | bar: X X X to RC RC RC
Vintage2004 | natural gas combined cycle | TRUE | 18454 | Tampa Electric Co | 7873 | H L Culbreath Bayside Power Station | FL | Hillsborough | 2A | Natural Gas Fired Combined Cycle | CT | CC2 | S | X | Y |  |  | 189.9 | 0.9 | 156 | 183 | 78 | N |  |  | OP | X | 1 | 2004 |  |  | N | Electric Utility | 1 | [11 empty] | N |  |  | 1H | [7 empty] | 14 | 16 | 1 | 2024 | [12 empty] | N | N | bar: X X X to RC RC RC
Vintage2004 | natural gas combined cycle | TRUE | 18454 | Tampa Electric Co | 7873 | H L Culbreath Bayside Power Station | FL | Hillsborough | 2B | Natural Gas Fired Combined Cycle | CT | CC2 | S | X | Y |  |  | 189.9 | 0.9 | 156 | 183 | 78 | N |  |  | OP | X | 1 | 2004 |  |  | N | Electric Utility | 1 | [11 empty] | N |  |  | 1H | [7 empty] | 14 | 16 | 1 | 2024 | [12 empty] | N | N | bar: X X X to RC RC RC
Vintage2004 | natural gas combined cycle | TRUE | 18454 | Tampa Electric Co | 7873 | H L Culbreath Bayside Power Station | FL | Hillsborough | 2C | Natural Gas Fired Combined Cycle | CT | CC2 | S | X | Y |  |  | 189.9 | 0.9 | 156 | 183 | 78 | N |  |  | OP | X | 1 | 2004 |  |  | N | Electric Utility | 1 | [11 empty] | N |  |  | 1H | [7 empty] | 14 | 16 | 1 | 2024 | [12 empty] | N | bar: X X X to RC RC RC
Vintage2004 | natural gas combined cycle | TRUE | 18454 | Tampa Electric Co | 7873 | H L Culbreath Bayside Power Station | FL | Hillsborough | 2D | Natural Gas Fired Combined Cycle | CT | CC2 | S | X | Y |  |  | 189.9 | 0.9 | 156 | 183 | 78 | N |  |  | OP | X | 1 | 2004 |  |  | N | Electric Utility | 1 | [11 empty] | N |  |  | 1H | [7 empty] | 14 | 16 | 1 | 2024 | [12 empty] | N | bar: X X X to RC RC RC
Vintage1967 | natural gas combined cycle | TRUE | 18454 | Tampa Electric Co | 7873 | H L Culbreath Bayside Power Station | FL | Hillsborough | 2ST | Natural Gas Fired Combined Cycle | CA | CC2 | S | N | X |  |  | 445.7 | 0.9 | 305 | 315 | 52 | N |  |  | OP | X | 10 | 1967 |  |  | N | Electric Utility | 1 | [11 empty] | N |  |  | 12H | [7 empty] | 14 | 16 | 1 | 2024 | [12 empty] | N | bar: X X X to RC RC RC
Vintage2009 | natural gas peaker | TRUE | 18454 | Tampa Electric Co | 7873 | H L Culbreath Bayside Power Station | FL | Hillsborough | 3 | Natural Gas Fired Combustion Turbine | GT |  | S | X | X |  |  | 69.9 | 0.85 | 56 | 61 | 14 | N |  |  | OP | X | 7 | 2009 |  |  | N | Electric Utility | 1 | [11 empty] | N |  |  | 10M | [23 empty] | N | bar: X X X to RC RC RC
Vintage2009 | natural gas peaker | TRUE | 18454 | Tampa Electric Co | 7873 | H L Culbreath Bayside Power Station | FL | Hillsborough | 4 | Natural Gas Fired Combustion Turbine | GT |  | S | X | X |  |  | 69.9 | 0.85 | 56 | 61 | 14 | N |  |  | OP | X | 7 | 2009 |  |  | N | Electric Utility | 1 | [11 empty] | N |  |  | 10M | [23 empty] | N | N | bar: X X X to RC RC RC
Vintage2009 | natural gas peaker | TRUE | 18454 | Tampa Electric Co | 7873 | H L Culbreath Bayside Power Station | FL | Hillsborough | 5 | Natural Gas Fired Combustion Turbine | GT |  | S | X | X |  |  | 69.9 | 0.85 | 56 | 61 | 14 | N |  |  | OP | X | 4 | 2009 |  |  | N | Electric Utility | 1 | [11 empty] | N |  |  | 10M | [23 empty] | N | N | bar: X X X to RC RC RC
Vintage2009 | natural gas peaker | TRUE | 18454 | Tampa Electric Co | 7873 | H L Culbreath Bayside Power Station | FL | Hillsborough | 6 | Natural Gas Fired Combustion Turbine | GT |  | S | X | X |  |  | 69.9 | 0.85 | 56 | 61 | 14 | N |  |  | OP | X | 4 | 2009 |  |  | N | Electric Utility | 1 | [11 empty] | N |  |  | 10M | [23 empty] | N | N | bar: X X X to RC RC RC
Vintage2000 | petroleum | TRUE | 40577 | American Mun Power-Ohio, Inc | 7874 | Edgerton | OH | Williams | 1 | Petroleum Liquids | IC |  | J | X | X |  |  | 1.8 | 0.8 | 1.8 | 1.8 | 1.8 | N |  |  | OP | X | 8 | 2000 |  |  | N | Electric Utility | 1 | X X X: X; RC RC RC: DFO |  |  |  | N | N |  | 10M | [23 empty] | N | N
Vintage2000 | petroleum | TRUE | 40577 | American Mun Power-Ohio, Inc | 7874 | Edgerton | OH | Williams | 2 | Petroleum Liquids | IC |  | J | X | X |  |  | 1.8 | 0.8 | 1.8 | 1.8 | 1.8 | N |  |  | OP | X | 8 | 2000 |  |  | N | Electric Utility | 1 | X X X: X; RC RC RC: DFO |  |  |  | N | N |  | 10M | [23 empty] | N | N
Vintage1998 | petroleum | TRUE | 40577 | American Mun Power-Ohio, Inc | 7878 | Wellington | OH | Lorain | 1 | Petroleum Liquids | IC |  | S | X | X |  |  | 1 | 0.8 | 1 | 1 | 1 | N |  |  | SB | Y | 2 | 1998 |  |  | N | Electric Utility | 1 | X X X: X; RC RC RC: DFO |  |  |  | N | N |  | 10M | [23 empty] | N | N | N
Vintage2000 | petroleum | TRUE | 15293 | Powell Valley Electric Coop | 7883 | Powell Valley | TN | Hancock | 1 | Petroleum Liquids | IC |  | S | X | X |  |  | 2 | 0.9 | 1.8 | 1.8 | 0.4 | N |  |  | OP | X | 7 | 2000 |  |  | N | Electric Utility | 1 | X X X: X; RC RC RC: DFO |  |  |  | N | N |  | 10M | [23 empty] | N
Vintage2000 | petroleum | TRUE | 15293 | Powell Valley Electric Coop | 7883 | Powell Valley | TN | Hancock | 10 | Petroleum Liquids | IC |  | S | X | X |  |  | 2 | 0.9 | 1.8 | 1.8 | 0.4 | N |  |  | OP | X | 7 | 2000 |  |  | N | Electric Utility | 1 | X X X: X; RC RC RC: DFO |  |  |  | N | N |  | 10M | [23 empty] | N
Vintage2000 | petroleum | TRUE | 15293 | Powell Valley Electric Coop | 7883 | Powell Valley | TN | Hancock | 11 | Petroleum Liquids | IC |  | S | X | X |  |  | 2 | 0.9 | 1.8 | 1.8 | 0.4 | N |  |  | OP | X | 7 | 2000 |  |  | N | Electric Utility | 1 | X X X: X; RC RC RC: DFO |  |  |  | N | N |  | 10M | [23 empty] | N
Vintage2000 | petroleum | TRUE | 15293 | Powell Valley Electric Coop | 7883 | Powell Valley | TN | Hancock | 2 | Petroleum Liquids | IC |  | S | X | X |  |  | 2 | 0.9 | 1.8 | 1.8 | 0.4 | N |  |  | OP | X | 7 | 2000 |  |  | N | Electric Utility | 1 | X X X: X; RC RC RC: DFO |  |  |  | N | N |  | 10M | [23 empty] | N | N
Vintage2000 | petroleum | TRUE | 15293 | Powell Valley Electric Coop | 7883 | Powell Valley | TN | Hancock | 3 | Petroleum Liquids | IC |  | S | X | X |  |  | 2 | 0.9 | 1.8 | 1.8 | 0.4 | N |  |  | OP | X | 7 | 2000 |  |  | N | Electric Utility | 1 | X X X: X; RC RC RC: DFO |  |  |  | N | N |  | 10M | [23 empty] | N | N
Vintage2000 | petroleum | TRUE | 15293 | Powell Valley Electric Coop | 7883 | Powell Valley | TN | Hancock | 4 | Petroleum Liquids | IC |  | S | X | X |  |  | 2 | 0.9 | 1.8 | 1.8 | 0.4 | N |  |  | OP | X | 7 | 2000 |  |  | N | Electric Utility | 1 | X X X: X; RC RC RC: DFO |  |  |  | N | N |  | 10M | [23 empty] | N | N
Vintage2000 | petroleum | TRUE | 15293 | Powell Valley Electric Coop | 7883 | Powell Valley | TN | Hancock | 5 | Petroleum Liquids | IC |  | S | X | X |  |  | 2 | 0.9 | 1.8 | 1.8 | 0.4 | N |  |  | OP | X | 7 | 2000 |  |  | N | Electric Utility | 1 | X X X: X; RC RC RC: DFO |  |  |  | N | N |  | 10M | [23 empty] | N
Vintage2000 | petroleum | TRUE | 15293 | Powell Valley Electric Coop | 7883 | Powell Valley | TN | Hancock | 6 | Petroleum Liquids | IC |  | S | X | X |  |  | 2 | 0.9 | 1.8 | 1.8 | 0.4 | N |  |  | OP | X | 7 | 2000 |  |  | N | Electric Utility | 1 | X X X: X; RC RC RC: DFO |  |  |  | N | N |  | 10M | [23 empty] | N
Vintage2000 | petroleum | TRUE | 15293 | Powell Valley Electric Coop | 7883 | Powell Valley | TN | Hancock | 7 | Petroleum Liquids | IC |  | S | X | X |  |  | 2 | 0.9 | 1.8 | 1.8 | 0.4 | N |  |  | OP | X | 7 | 2000 |  |  | N | Electric Utility | 1 | X X X: X; RC RC RC: DFO |  |  |  | N | N |  | 10M | [23 empty] | N
Vintage2000 | petroleum | TRUE | 15293 | Powell Valley Electric Coop | 7883 | Powell Valley | TN | Hancock | 8 | Petroleum Liquids | IC |  | S | X | X |  |  | 2 | 0.9 | 1.8 | 1.8 | 0.4 | N |  |  | OP | X | 7 | 2000 |  |  | N | Electric Utility | 1 | X X X: X; RC RC RC: DFO |  |  |  | N | N |  | 10M | [23 empty] | N
Vintage2000 | petroleum | TRUE | 15293 | Powell Valley Electric Coop | 7883 | Powell Valley | TN | Hancock | 9 | Petroleum Liquids | IC |  | S | X | X |  |  | 2 | 0.9 | 1.8 | 1.8 | 0.4 | N |  |  | OP | X | 7 | 2000 |  |  | N | Electric Utility | 1 | X X X: X; RC RC RC: DFO |  |  |  | N | N |  | 10M | [23 empty] | N
Vintage2000 | petroleum | FALSE | 4775 | Dakota Magic Casino | 7884 | Dakota Magic | ND | Richland | 1 | Petroleum Liquids | IC |  | S | X | X |  |  | 1.5 | 0.8 | 1.5 | 1.5 | 0.1 | N |  |  | SB | Y | 2 | 2000 |  |  | N | Commercial Non-CHP | 4 | X X X: X; RC RC RC: DFO |  |  |  | N |  |  | 10M | [23 empty] | N | N
Vintage1999 | onshore wind | TRUE | 11479 | Madison Gas & Electric Co | 7886 | Wind Turbine | WI | Kewaunee | 1 | Onshore Wind Turbine | WT |  | S | X | X | MGE.LRRGTOT | MGE.LRRGTOT | 11 |  | 0.7 | 0.7 |  | N |  |  | OP | X | 6 | 1999 |  |  | N | Electric Utility | 1 | X X X: X; RC RC RC: WND |  |  |  | N | N | 17 | [21 empty] | N |  |  | N
Vintage2004 | natural gas combined cycle | TRUE | 11018 | Lincoln Electric System | 7887 | Terry Bundy Generating Station | NE | Lancaster | 1 | Natural Gas Fired Combined Cycle | CA | CC1 | S | Y | X | LES84_BLUFPLT1 | LES_TBGS_CC1 | 28.2 | 0.9 | 27.3 | 28.6 | 10 | N |  |  | OP | X | 8 | 2004 |  |  | N | Electric Utility | 1 | X X X: X; RC RC RC: NG; SUB SUB SUB: DFO |  |  |  | N | N |  | 12H |  |  |  |  | N | [18 empty] | N |  | N
Vintage2003 | natural gas combined cycle | TRUE | 11018 | Lincoln Electric System | 7887 | Terry Bundy Generating Station | NE | Lancaster | 2 | Natural Gas Fired Combined Cycle | CT | CC1 | S | X | Y | LES84_BLUFPLT1 | LES_TBGS_CC1 | 60.5 | 0.85 | 46 | 48 | 20 | N |  |  | OP | X | 10 | 2003 |  |  | N | Electric Utility | 1 | X X X: X; RC RC RC: NG; SUB SUB SUB: DFO |  |  |  | N | N |  | 10M | [23 empty] | Y | N | Y
Vintage2004 | natural gas combined cycle | TRUE | 11018 | Lincoln Electric System | 7887 | Terry Bundy Generating Station | NE | Lancaster | 3 | Natural Gas Fired Combined Cycle | CT | CC1 | S | X | Y | LES84_BLUFPLT1 | LES_TBGS_CC1 | 60.5 | 0.85 | 45.2 | 48 | 20 | N |  |  | OP | X | 4 | 2004 |  |  | N | Electric Utility | 1 | X X X: X; RC RC RC: NG; SUB SUB SUB: DFO |  |  |  | N | N |  | 10M | [23 empty] | Y | N | Y
Vintage2003 | natural gas peaker | TRUE | 11018 | Lincoln Electric System | 7887 | Terry Bundy Generating Station | NE | Lancaster | 4 | Natural Gas Fired Combustion Turbine | GT |  | S | X | X | LES84_BLUFUNSALT_VALLEY_4_RA__ | LES_TBGS_CT4 | 60.5 | 0.85 | 45.4 | 48 | 20 | N |  |  | OP | X | 8 | 2003 |  |  | N | Electric Utility | 1 | X X X: X; RC RC RC: NG; SUB SUB SUB: DFO |  |  |  | N | N |  | 10M | [23 empty] | Y | N | Y
Vintage2004 | petroleum | TRUE | 11018 | Lincoln Electric System | 7887 | Terry Bundy Generating Station | NE | Lancaster | BSU | Petroleum Liquids | IC |  | S | X | X |  |  | 1.8 | 0.8 | 1.6 | 1.6 | 0 | N |  |  | OP | X | 7 | 2004 |  |  | N | Electric Utility | 1 | X X X: X; RC RC RC: DFO |  |  |  | N | N |  | 10M | [23 empty] | N |  | N
Vintage2014 | biomass | TRUE | 11018 | Lincoln Electric System | 7887 | Terry Bundy Generating Station | NE | Lancaster | LFG1 | Landfill Gas | IC |  | S | X | X | LES84_BLUFUNTBGS_LFG_G1_RA | LES_LFG_1 | 1.6 | 0.8 | 1.6 | 1.6 | 1.1 | N |  |  | OP | X | 1 | 2014 |  |  | N | Electric Utility | 1 | X X X: X; RC RC RC: LFG |  |  |  | N | N |  | 1H | [23 empty] | N |  | N
Vintage2014 | biomass | TRUE | 11018 | Lincoln Electric System | 7887 | Terry Bundy Generating Station | NE | Lancaster | LFG2 | Landfill Gas | IC |  | S | X | X | LES84_BLUFUNTBGS_LFG_G1_RA | LES_LFG_1 | 1.6 | 0.8 | 1.6 | 1.6 | 1.1 | N |  |  | OP | X | 1 | 2014 |  |  | N | Electric Utility | 1 | X X X: X; RC RC RC: LFG |  |  |  | N | N |  | 1H | [23 empty] | N |  | N
Vintage2014 | biomass | TRUE | 11018 | Lincoln Electric System | 7887 | Terry Bundy Generating Station | NE | Lancaster | LFG3 | Landfill Gas | IC |  | S | X | X | LES84_BLUFUNTBGS_LFG_G1_RA | LES_LFG_1 | 1.6 | 0.8 | 1.6 | 1.6 | 1.1 | N |  |  | OP | X | 1 | 2014 |  |  | N | Electric Utility | 1 | X X X: X; RC RC RC: LFG |  |  |  | N | N |  | 1H | [23 empty] | N |  | N
Vintage2003 | natural gas combined cycle | TRUE | 17650 | Southern Power Co | 7897 | E B Harris Electric Generating Plant | AL | Autauga | CT1A | Natural Gas Fired Combined Cycle | CT | G103 | S | X | N |  |  | 185 | 0.85 | 182.6 | 194.9 | 125 | N |  |  | OP | X | 6 | 2003 |  |  | N | IPP Non-CHP | 2 | [11 empty] | N | N |  | 1H | [23 empty] | N | N | N | bar: X X X to RC RC RC
Vintage2003 | natural gas combined cycle | TRUE | 17650 | Southern Power Co | 7897 | E B Harris Electric Generating Plant | AL | Autauga | CT1B | Natural Gas Fired Combined Cycle | CT | G103 | S | X | N |  |  | 185 | 0.85 | 182.6 | 194.9 | 125 | N |  |  | OP | X | 6 | 2003 |  |  | N | IPP Non-CHP | 2 | [11 empty] | N | N |  | 1H | [23 empty] | N | N | N | bar: X X X to RC RC RC
Vintage2003 | natural gas combined cycle | TRUE | 17650 | Southern Power Co | 7897 | E B Harris Electric Generating Plant | AL | Autauga | CT2A | Natural Gas Fired Combined Cycle | CT | G104 | S | X | N |  |  | 185 | 0.85 | 178.3 | 192.5 | 125 | N |  |  | OP | X | 6 | 2003 |  |  | N | IPP Non-CHP | 2 | [11 empty] | N | N |  | 1H | [23 empty] | N | N | N | bar: X X X to RC RC RC
Vintage2003 | natural gas combined cycle | TRUE | 17650 | Southern Power Co | 7897 | E B Harris Electric Generating Plant | AL | Autauga | CT2B | Natural Gas Fired Combined Cycle | CT | G104 | S | X | N |  |  | 185 | 0.85 | 178.3 | 192.5 | 125 | N |  |  | OP | X | 6 | 2003 |  |  | N | IPP Non-CHP | 2 | [11 empty] | N | N |  | 1H | [23 empty] | N | N | N | bar: X X X to RC RC RC
Vintage2003 | natural gas combined cycle | TRUE | 17650 | Southern Power Co | 7897 | E B Harris Electric Generating Plant | AL | Autauga | ST1 | Natural Gas Fired Combined Cycle | CA | G103 | S | Y | X |  |  | 282 | 0.9 | 293 | 293 | 130 | N |  |  | OP | X | 6 | 2003 |  |  | N | IPP Non-CHP | 2 | [11 empty] | N | N |  | 12H | [23 empty] | N | N | N | bar: X X X to RC RC RC
Vintage2003 | natural gas combined cycle | TRUE | 17650 | Southern Power Co | 7897 | E B Harris Electric Generating Plant | AL | Autauga | ST2 | Natural Gas Fired Combined Cycle | CA | G104 | S | Y | X |  |  | 282 | 0.9 | 300 | 300 | 130 | N |  |  | OP | X | 6 | 2003 |  |  | N | IPP Non-CHP | 2 | [11 empty] | N | N |  | 12H | [23 empty] | N | N | N | bar: X X X to RC RC RC
Vintage2000 | petroleum | TRUE | 13464 | Village of New Knoxville - (OH) | 7898 | New Knoxville | OH | Auglaize | 1 | Petroleum Liquids | IC |  | S | X | X |  |  | 1.1 | 0.8 | 1 | 1 | 0.2 | N |  |  | OS | X | 9 | 2000 |  |  | N | Electric Utility | 1 | X X X: X; RC RC RC: DFO |  |  |  | N |  |  | 1H | [23 empty] | N
Vintage2004 | natural gas combined cycle | TRUE | 1015 | Austin Energy | 7900 | Sand Hill | TX | Travis | 5A | Natural Gas Fired Combined Cycle | CT | CC1 | S | X | N |  |  | 198 | 0.85 | 161 | 180 | 92 | N |  |  | OP | X | 9 | 2004 |  |  | N | Electric Utility | 1 | [14 empty] | 12H | [23 empty] | N |  | N | bar: X X X to RC RC RC
Vintage2004 | natural gas combined cycle | TRUE | 1015 | Austin Energy | 7900 | Sand Hill | TX | Travis | 5C | Natural Gas Fired Combined Cycle | CA | CC1 | S | Y | X |  |  | 190 | 0.85 | 151 | 164 | 55 | N |  |  | OP | X | 9 | 2004 |  |  | N | Electric Utility | 1 | [14 empty] | 12H | [23 empty] | N |  | N | bar: X X X to RC RC RC
Vintage2001 | natural gas peaker | TRUE | 1015 | Austin Energy | 7900 | Sand Hill | TX | Travis | SH1 | Natural Gas Fired Combustion Turbine | GT |  | S | X | X |  |  | 51.4 | 0.85 | 47.3 | 47.3 | 12 | N |  |  | OP | X | 6 | 2001 |  |  | N | Electric Utility | 1 | [14 empty] | 10M | [23 empty] | N |  | N | bar: X X X to RC RC RC
Vintage2001 | natural gas peaker | TRUE | 1015 | Austin Energy | 7900 | Sand Hill | TX | Travis | SH2 | Natural Gas Fired Combustion Turbine | GT |  | S | X | X |  |  | 51.4 | 0.85 | 47.3 | 47.3 | 12 | N |  |  | OP | X | 6 | 2001 |  |  | N | Electric Utility | 1 | [14 empty] | 10M | [23 empty] | N |  | N | bar: X X X to RC RC RC
Vintage2001 | natural gas peaker | TRUE | 1015 | Austin Energy | 7900 | Sand Hill | TX | Travis | SH3 | Natural Gas Fired Combustion Turbine | GT |  | S | X | X |  |  | 51.4 | 0.85 | 47.3 | 47.3 | 12 | N |  |  | OP | X | 6 | 2001 |  |  | N | Electric Utility | 1 | [14 empty] | 10M | [23 empty] | N |  | N | bar: X X X to RC RC RC
Vintage2001 | natural gas peaker | TRUE | 1015 | Austin Energy | 7900 | Sand Hill | TX | Travis | SH4 | Natural Gas Fired Combustion Turbine | GT |  | S | X | X |  |  | 51.4 | 0.85 | 47.3 | 47.3 | 12 | N |  |  | OP | X | 6 | 2001 |  |  | N | Electric Utility | 1 | [14 empty] | 10M | [23 empty] | N |  | N | bar: X X X to RC RC RC
Vintage2010 | natural gas peaker | TRUE | 1015 | Austin Energy | 7900 | Sand Hill | TX | Travis | SH6 | Natural Gas Fired Combustion Turbine | GT |  | S | X | X |  |  | 51.4 | 0.9 | 47.3 | 47.3 | 15 | N |  |  | OP | X | 6 | 2010 |  |  | N | Electric Utility | 1 | [14 empty] | 10M | [23 empty] | N |  | N | bar: X X X to RC RC RC
Vintage2010 | natural gas peaker | TRUE | 1015 | Austin Energy | 7900 | Sand Hill | TX | Travis | SH7 | Natural Gas Fired Combustion Turbine | GT |  | S | X | X |  |  | 51.4 | 0.9 | 47.3 | 47.3 | 12 | N |  |  | OP | X | 6 | 2010 |  |  | N | Electric Utility | 1 | [14 empty] | 10M | [23 empty] | N |  | N | bar: X X X to RC RC RC
Vintage1985 | lignite | TRUE | 17698 | Southwestern Electric Power Co | 7902 | Pirkey | TX | Harrison | 1 | Conventional Steam Coal | ST |  | J | X | X |  |  | 721 | 0.9 | 650 | 650 | 300 | N |  |  | OP | X | 1 | 1985 | 3 | 2023 | N | Electric Utility | 1 | X | LIG | NG | SUB |  |  |  | NG |  |  |  | N |  |  | OVER |  | Y |  |  | Y | [18 empty] | N
Vintage2002 | natural gas peaker | TRUE | 17833 | City Utilities of Springfield - (MO) | 7903 | McCartney | MO | Greene | MGS1 | Natural Gas Fired Combustion Turbine | GT |  | S | X | X | SPRM_MCCT1 |  | 58.9 | 0.85 | 50 | 50 | 30 | N |  |  | OP | X | 7 | 2002 |  |  | N | Electric Utility | 1 | [11 empty] | N | N |  | 10M | [23 empty] | N | bar: X X X to RC RC RC
Vintage2002 | natural gas peaker | TRUE | 17833 | City Utilities of Springfield - (MO) | 7903 | McCartney | MO | Greene | MSG2 | Natural Gas Fired Combustion Turbine | GT |  | S | X | X | SPRM_MCCT2 |  | 58.9 | 0.85 | 50 | 50 | 30 | N |  |  | OP | X | 7 | 2002 |  |  | N | Electric Utility | 1 | [11 empty] | N | N |  | 10M | [23 empty] | N | bar: X X X to RC RC RC
Vintage1984 | hydro | TRUE | 10325 | Kings River Conservation Dist | 7907 | Pine Flat | CA | Fresno | 1 | Conventional Hydroelectric | HY |  | S | X | X |  |  | 55 | 0.95 | 55 | 55 | 5 | N |  |  | OP | X | 1 | 1984 |  |  | N | Electric Utility | 1 | X X X: X; RC RC RC: WAT |  |  |  | N | N | 0 | 1H | [20 empty] | N |  |  | N
Vintage1984 | hydro | TRUE | 10325 | Kings River Conservation Dist | 7907 | Pine Flat | CA | Fresno | 2 | Conventional Hydroelectric | HY |  | S | X | X |  |  | 55 | 0.95 | 55 | 55 | 5 | N |  |  | OP | X | 1 | 1984 |  |  | N | Electric Utility | 1 | X X X: X; RC RC RC: WAT |  |  |  | N | N |  | 1H | [20 empty] | N |  |  | N
Vintage1984 | hydro | TRUE | 10325 | Kings River Conservation Dist | 7907 | Pine Flat | CA | Fresno | 3 | Conventional Hydroelectric | HY |  | S | X | X |  |  | 55 | 0.95 | 55 | 55 | 5 | N |  |  | OP | X | 4 | 1984 |  |  | N | Electric Utility | 1 | X X X: X; RC RC RC: WAT |  |  |  | N | N |  | 1H | [20 empty] | N |  |  | N
Vintage2001 | natural gas peaker | TRUE | 15296 | New York Power Authority | 7909 | Vernon Boulevard | NY | Queens | VG02 | Natural Gas Fired Combustion Turbine | GT |  | S | X | X |  |  | 47 | 1 | 40 | 40 | 1 | N |  |  | OP | X | 8 | 2001 |  |  | N | Electric Utility | 1 | [11 empty] | N | N |  | 1H | [23 empty] | N | N | bar: X X X to RC RC RC
Vintage2001 | natural gas peaker | TRUE | 15296 | New York Power Authority | 7909 | Vernon Boulevard | NY | Queens | VG03 | Natural Gas Fired Combustion Turbine | GT |  | S | X | X |  |  | 47 | 1 | 39.9 | 39.9 | 1 | N |  |  | OP | X | 8 | 2001 |  |  | N | Electric Utility | 1 | [11 empty] | N | N |  | 1H | [23 empty] | N | N | bar: X X X to RC RC RC
Vintage2001 | natural gas peaker | TRUE | 15296 | New York Power Authority | 7910 | Joseph J Seymour Power Project | NY | Kings | 1 | Natural Gas Fired Combustion Turbine | GT |  | S | X | X |  |  | 47 | 1 | 40 | 40 | 1 | N |  |  | OP | X | 7 | 2001 |  |  | N | Electric Utility | 1 | [11 empty] | N | N |  | 1H | [23 empty] | N | N | bar: X X X to RC RC RC
Vintage2001 | natural gas peaker | TRUE | 15296 | New York Power Authority | 7910 | Joseph J Seymour Power Project | NY | Kings | 2 | Natural Gas Fired Combustion Turbine | GT |  | S | X | X |  |  | 47 | 1 | 39.9 | 39.9 | 1 | N |  |  | OP | X | 7 | 2001 |  |  | N | Electric Utility | 1 | [11 empty] | N | N |  | 1H | [23 empty] | N | N | bar: X X X to RC RC RC
Vintage1921 | hydro | TRUE | 64145 | Kern and Tule Hydro LLC | 7911 | Kern Canyon | CA | Kern | 1 | Conventional Hydroelectric | HY |  | S | X | X | KRNCNYN_6_N001 | KRNCNYN_6_N001 | 11.5 | 0.9 | 11.5 | 11.5 | 0 | N |  |  | OS | X | 8 | 1921 |  |  | N | Electric Utility | 1 | X X X: X; RC RC RC: WAT |  |  |  | N |  |  | 10M | [23 empty] | N
Vintage2001 | natural gas peaker | TRUE | 15296 | New York Power Authority | 7912 | Brentwood | NY | Suffolk | 1 | Natural Gas Fired Combustion Turbine | GT |  | S | X | X |  |  | 47 | 1 | 46 | 46 | 1 | N |  |  | OP | X | 7 | 2001 |  |  | N | Electric Utility | 1 | [11 empty] | N | N |  | 1H | [23 empty] | N | N | bar: X X X to RC RC RC
Vintage2001 | natural gas peaker | TRUE | 15296 | New York Power Authority | 7913 | Hell Gate | NY | Bronx | HG01 | Natural Gas Fired Combustion Turbine | GT |  | S | X | X |  |  | 47 | 1 | 39.9 | 39.9 | 1 | N |  |  | OP | X | 7 | 2001 |  |  | N | Electric Utility | 1 | [11 empty] | N | N |  | 1H | [23 empty] | N | N | bar: X X X to RC RC RC
Vintage2001 | natural gas peaker | TRUE | 15296 | New York Power Authority | 7913 | Hell Gate | NY | Bronx | HG02 | Natural Gas Fired Combustion Turbine | GT |  | S | X | X |  |  | 47 | 1 | 40 | 40 | 1 | N |  |  | OP | X | 7 | 2001 |  |  | N | Electric Utility | 1 | [11 empty] | N | N |  | 1H | [23 empty] | N | N | bar: X X X to RC RC RC
Vintage2001 | natural gas peaker | TRUE | 15296 | New York Power Authority | 7914 | Harlem River Yard | NY | Bronx | HR01 | Natural Gas Fired Combustion Turbine | GT |  | S | X | X |  |  | 47 | 1 | 39.9 | 39.9 | 1 | N |  |  | OP | X | 7 | 2001 |  |  | N | Electric Utility | 1 | [11 empty] | N | N |  | 1H | [23 empty] | N | N | bar: X X X to RC RC RC
Vintage2001 | natural gas peaker | TRUE | 15296 | New York Power Authority | 7914 | Harlem River Yard | NY | Bronx | HR02 | Natural Gas Fired Combustion Turbine | GT |  | S | X | X |  |  | 47 | 1 | 40 | 40 | 1 | N |  |  | OP | X | 7 | 2001 |  |  | N | Electric Utility | 1 | [11 empty] | N | N |  | 1H | [23 empty] | N | N | bar: X X X to RC RC RC
Vintage2001 | natural gas peaker | TRUE | 15296 | New York Power Authority | 7915 | North 1st | NY | Kings | N01 | Natural Gas Fired Combustion Turbine | GT |  | S | X | X |  |  | 47 | 1 | 46 | 46 | 1 | N |  |  | OP | X | 8 | 2001 |  |  | N | Electric Utility | 1 | [11 empty] | N | N |  | 1H | [23 empty] | N | N | bar: X X X to RC RC RC
Vintage2002 | natural gas peaker | TRUE | 13994 | Oglethorpe Power Corporation | 7916 | Talbot County Energy | GA | Talbot | 1 | Natural Gas Fired Combustion Turbine | GT |  | S | X | X |  |  | 121 | 0.85 | 97 | 114 | 70 | N |  |  | OP | X | 5 | 2002 |  |  | N | Electric Utility | 1 | [11 empty] | N | N |  | 1H | [23 empty] | N | N | N | bar: X X X to RC RC RC
Vintage2002 | natural gas peaker | TRUE | 13994 | Oglethorpe Power Corporation | 7916 | Talbot County Energy | GA | Talbot | 2 | Natural Gas Fired Combustion Turbine | GT |  | S | X | X |  |  | 121 | 0.85 | 95.8 | 114 | 70 | N |  |  | OP | X | 4 | 2002 |  |  | N | Electric Utility | 1 | [11 empty] | N | N |  | 1H | [23 empty] | N | N | N | bar: X X X to RC RC RC
Vintage2002 | natural gas peaker | TRUE | 13994 | Oglethorpe Power Corporation | 7916 | Talbot County Energy | GA | Talbot | 3 | Natural Gas Fired Combustion Turbine | GT |  | S | X | X |  |  | 121 | 0.85 | 96.2 | 114 | 70 | N |  |  | OP | X | 6 | 2002 |  |  | N | Electric Utility | 1 | [11 empty] | N | N |  | 1H | [23 empty] | N | N | N | bar: X X X to RC RC RC
Vintage2002 | natural gas peaker | TRUE | 13994 | Oglethorpe Power Corporation | 7916 | Talbot County Energy | GA | Talbot | 4 | Natural Gas Fired Combustion Turbine | GT |  | S | X | X |  |  | 121 | 0.85 | 97.3 | 114 | 70 | N |  |  | OP | X | 6 | 2002 |  |  | N | Electric Utility | 1 | [11 empty] | N | N |  | 1H | [23 empty] | N | N | N | bar: X X X to RC RC RC
Vintage2003 | natural gas peaker | TRUE | 13994 | Oglethorpe Power Corporation | 7916 | Talbot County Energy | GA | Talbot | 5 | Natural Gas Fired Combustion Turbine | GT |  | S | X | X |  |  | 121 | 0.85 | 96.5 | 114 | 70 | N |  |  | OP | X | 5 | 2003 |  |  | N | Electric Utility | 1 | X X X: X; RC RC RC: NG; SUB SUB SUB: DFO |  |  |  | N | N |  | 1H | [23 empty] | Y | Y | Y
Vintage2003 | natural gas peaker | TRUE | 13994 | Oglethorpe Power Corporation | 7916 | Talbot County Energy | GA | Talbot | 6 | Natural Gas Fired Combustion Turbine | GT |  | S | X | X |  |  | 121 | 0.85 | 96.3 | 114 | 70 | N |  |  | OP | X | 5 | 2003 |  |  | N | Electric Utility | 1 | X X X: X; RC RC RC: NG; SUB SUB SUB: DFO |  |  |  | N | N |  | 1H | [23 empty] | Y | Y | Y
Vintage2003 | natural gas combined cycle | TRUE | 13994 | Oglethorpe Power Corporation | 7917 | Chattahoochee Energy Facility | GA | Heard | 1 | Natural Gas Fired Combined Cycle | CT | 2224 | S | X | N |  |  | 176 | 0.85 | 145.5 | 169.5 | 65 | N |  |  | OP | X | 2 | 2003 |  |  | N | Electric Utility | 1 | [11 empty] | N | N |  | 12H | [23 empty] | N | N | bar: X X X to RC RC RC
Vintage2003 | natural gas combined cycle | TRUE | 13994 | Oglethorpe Power Corporation | 7917 | Chattahoochee Energy Facility | GA | Heard | 2 | Natural Gas Fired Combined Cycle | CT | 2224 | S | X | N |  |  | 176 | 0.85 | 141.5 | 167.5 | 130 | N |  |  | OP | X | 2 | 2003 |  |  | N | Electric Utility | 1 | [11 empty] | N | N |  | 12H | [23 empty] | N | N | bar: X X X to RC RC RC
Vintage2003 | natural gas combined cycle | TRUE | 13994 | Oglethorpe Power Corporation | 7917 | Chattahoochee Energy Facility | GA | Heard | 3 | Natural Gas Fired Combined Cycle | CA | 2224 | S | Y | X |  |  | 187.7 | 0.85 | 179 | 189 | 130 | N |  |  | OP | X | 2 | 2003 |  |  | N | Electric Utility | 1 | [11 empty] | N | N |  | 12H | [23 empty] | N | N | bar: X X X to RC RC RC
Vintage2001 | petroleum | TRUE | 40577 | American Mun Power-Ohio, Inc | 7918 | Galion | OH | Crawford | 1 | Petroleum Liquids | IC |  | J | X | X |  |  | 1.8 | 0.8 | 1.8 | 1.8 | 1.8 | N |  |  | OP | X | 7 | 2001 |  |  | N | Electric Utility | 1 | X X X: X; RC RC RC: DFO |  |  |  | N | N |  | 10M | [23 empty] | N | N | N
Vintage2001 | petroleum | TRUE | 40577 | American Mun Power-Ohio, Inc | 7918 | Galion | OH | Crawford | 2 | Petroleum Liquids | IC |  | J | X | X |  |  | 1.8 | 0.8 | 1.8 | 1.8 | 1.8 | N |  |  | OP | X | 7 | 2001 |  |  | N | Electric Utility | 1 | X X X: X; RC RC RC: DFO |  |  |  | N | N |  | 10M | [23 empty] | N | N | N
Vintage2001 | petroleum | TRUE | 40577 | American Mun Power-Ohio, Inc | 7918 | Galion | OH | Crawford | 3 | Petroleum Liquids | IC |  | J | X | X |  |  | 1.8 | 0.8 | 1.8 | 1.8 | 1.8 | N |  |  | OP | X | 7 | 2001 |  |  | N | Electric Utility | 1 | X X X: X; RC RC RC: DFO |  |  |  | N | N |  | 10M | [23 empty] | N | N | N
Vintage2001 | petroleum | TRUE | 40577 | American Mun Power-Ohio, Inc | 7919 | Seville | OH | Medina | 1 | Petroleum Liquids | IC |  | J | X | X |  |  | 1.8 | 0.8 | 1.8 | 1.8 | 1.8 | N |  |  | OP | X | 6 | 2001 |  |  | N | Electric Utility | 1 | X X X: X; RC RC RC: DFO |  |  |  | N | N |  | 10M | [23 empty] | N | N | N
Vintage2001 | petroleum | TRUE | 40577 | American Mun Power-Ohio, Inc | 7919 | Seville | OH | Medina | 2 | Petroleum Liquids | IC |  | J | X | X |  |  | 1.8 | 0.8 | 1.8 | 1.8 | 1.8 | N |  |  | OP | X | 6 | 2001 |  |  | N | Electric Utility | 1 | X X X: X; RC RC RC: DFO |  |  |  | N | N |  | 10M | [23 empty] | N | N | N
Vintage2001 | petroleum | TRUE | 40577 | American Mun Power-Ohio, Inc | 7919 | Seville | OH | Medina | 3 | Petroleum Liquids | IC |  | J | X | X |  |  | 1.8 | 0.8 | 1.8 | 1.8 | 1.8 | N |  |  | OP | X | 6 | 2001 |  |  | N | Electric Utility | 1 | X X X: X; RC RC RC: DFO |  |  |  | N | N |  | 10M | [23 empty] | N | N | N
Vintage2001 | petroleum | TRUE | 19062 | City of Traer - (IA) | 7920 | Traer South | IA | Tama | 5 | Petroleum Liquids | IC |  | S | X | X |  |  | 2 | 0.8 | 1.8 | 1.8 | 1.6 | N |  |  | SB | Y | 4 | 2001 |  |  | N | Electric Utility | 1 | X X X: X; RC RC RC: DFO |  |  |  | N |  |  | 1H | [23 empty] | N
Vintage2001 | petroleum | TRUE | 11611 | City of Maquoketa - (IA) | 7921 | Maquoketa 2 | IA | Jackson | 11 | Petroleum Liquids | IC |  | S | X | X |  |  | 2 | 0.95 | 1.2 | 1.2 | 0.6 | N |  |  | SB | Y | 7 | 2001 |  |  | N | Electric Utility | 1 | X X X: X; RC RC RC: DFO |  |  |  | N | N |  | 10M | [23 empty] | N | N | N
Vintage2001 | petroleum | TRUE | 11611 | City of Maquoketa - (IA) | 7921 | Maquoketa 2 | IA | Jackson | 12 | Petroleum Liquids | IC |  | S | X | X |  |  | 2 | 0.95 | 1.3 | 1.3 | 0.6 | N |  |  | SB | Y | 7 | 2001 |  |  | N | Electric Utility | 1 | X X X: X; RC RC RC: DFO |  |  |  | N | N |  | 10M | [23 empty] | N | N | N
Vintage2002 | petroleum | TRUE | 11611 | City of Maquoketa - (IA) | 7921 | Maquoketa 2 | IA | Jackson | 13 | Petroleum Liquids | IC |  | S | X | X |  |  | 2 | 0.95 | 1.3 | 1.3 | 0.6 | N |  |  | SB | Y | 6 | 2002 |  |  | N | Electric Utility | 1 | X X X: X; RC RC RC: DFO |  |  |  | N | N |  | 10M | [23 empty] | N | N | N
Vintage2002 | petroleum | TRUE | 11611 | City of Maquoketa - (IA) | 7921 | Maquoketa 2 | IA | Jackson | 14 | Petroleum Liquids | IC |  | S | X | X |  |  | 2 | 0.95 | 1.3 | 1.3 | 0.6 | N |  |  | SB | Y | 6 | 2002 |  |  | N | Electric Utility | 1 | X X X: X; RC RC RC: DFO |  |  |  | N | N |  | 10M | [23 empty] | N | N | N
Vintage2000 | petroleum | TRUE | 241 | Albertville Municipal Utilities Board | 7924 | Albertville | AL | Marshall | DG1 | Petroleum Liquids | IC |  | S | X | X |  |  | 1 | 0.8 | 0.9 | 0.9 | 0.3 | N |  |  | OP | X | 2 | 2000 |  |  | N | Electric Utility | 1 | X X X: X; RC RC RC: DFO |  |  |  | N |  |  | 1H | [23 empty] | N
Vintage2000 | petroleum | TRUE | 241 | Albertville Municipal Utilities Board | 7924 | Albertville | AL | Marshall | DG2 | Petroleum Liquids | IC |  | S | X | X |  |  | 1 | 0.8 | 0.9 | 0.9 | 0.3 | N |  |  | OP | X | 2 | 2000 |  |  | N | Electric Utility | 1 | X X X: X; RC RC RC: DFO |  |  |  | N |  |  | 1H | [23 empty] | N
Vintage2000 | petroleum | TRUE | 241 | Albertville Municipal Utilities Board | 7924 | Albertville | AL | Marshall | DG3 | Petroleum Liquids | IC |  | S | X | X |  |  | 1 | 0.8 | 0.9 | 0.9 | 0.3 | N |  |  | OP | X | 2 | 2000 |  |  | N | Electric Utility | 1 | X X X: X; RC RC RC: DFO |  |  |  | N |  |  | 1H | [23 empty] | N
Vintage2000 | petroleum | TRUE | 241 | Albertville Municipal Utilities Board | 7924 | Albertville | AL | Marshall | DG4 | Petroleum Liquids | IC |  | S | X | X |  |  | 1 | 0.8 | 0.9 | 0.9 | 0.3 | N |  |  | OP | X | 2 | 2000 |  |  | N | Electric Utility | 1 | X X X: X; RC RC RC: DFO |  |  |  | N |  |  | 1H | [23 empty] | N
Vintage2001 | natural gas peaker | TRUE | 7570 | Great River Energy | 7925 | Lakefield Junction | MN | Martin | 1 | Natural Gas Fired Combustion Turbine | GT |  | S | X | X | GRE.LKFLGR1 | GRE.LKFLGR1 | 89.3 | 0.85 | 77.5 | 91.7 | 45 | N |  |  | OP | X | 6 | 2001 |  |  | N | Electric Utility | 1 | X X X: X; RC RC RC: NG; SUB SUB SUB: DFO |  |  |  | N | N |  | 1H | [23 empty] | Y | N | Y
Vintage2001 | natural gas peaker | TRUE | 7570 | Great River Energy | 7925 | Lakefield Junction | MN | Martin | 2 | Natural Gas Fired Combustion Turbine | GT |  | S | X | X | GRE.LKFLGR2 | GRE.LKFLGR2 | 89.3 | 0.85 | 77.7 | 91.7 | 45 | N |  |  | OP | X | 6 | 2001 |  |  | N | Electric Utility | 1 | X X X: X; RC RC RC: NG; SUB SUB SUB: DFO |  |  |  | N | N |  | 1H | [23 empty] | Y | N | Y
Vintage2001 | natural gas peaker | TRUE | 7570 | Great River Energy | 7925 | Lakefield Junction | MN | Martin | 3 | Natural Gas Fired Combustion Turbine | GT |  | S | X | X | GRE.LKFLGR3 | GRE,LKFLGR3 | 89.3 | 0.85 | 77.3 | 91.7 | 45 | N |  |  | OP | X | 6 | 2001 |  |  | N | Electric Utility | 1 | X X X: X; RC RC RC: NG; SUB SUB SUB: DFO |  |  |  | N | N |  | 1H | [23 empty] | Y | N | Y
Vintage2001 | natural gas peaker | TRUE | 7570 | Great River Energy | 7925 | Lakefield Junction | MN | Martin | 4 | Natural Gas Fired Combustion Turbine | GT |  | S | X | X | GRE.LKFLGR4 | GRE.LKFLGR4 | 89.3 | 0.85 | 77.7 | 91.7 | 45 | N |  |  | OP | X | 6 | 2001 |  |  | N | Electric Utility | 1 | X X X: X; RC RC RC: NG; SUB SUB SUB: DFO |  |  |  |  | N |  | 1H | [23 empty] | Y | N | Y
Vintage2001 | natural gas peaker | TRUE | 7570 | Great River Energy | 7925 | Lakefield Junction | MN | Martin | 5 | Natural Gas Fired Combustion Turbine | GT |  | S | X | X | GRE.LKFLGR5 | GRE.LKFLGR5 | 89.3 | 0.85 | 78 | 91.7 | 45 | N |  |  | OP | X | 6 | 2001 |  |  | N | Electric Utility | 1 | X X X: X; RC RC RC: NG; SUB SUB SUB: DFO |  |  |  |  | N |  | 1H | [23 empty] | Y | N | Y
Vintage2001 | natural gas peaker | TRUE | 7570 | Great River Energy | 7925 | Lakefield Junction | MN | Martin | 6 | Natural Gas Fired Combustion Turbine | GT |  | S | X | X | GRE.LKFLGR6 | GRE.LKFLGR6 | 89.3 | 0.85 | 77.4 | 91.7 | 45 | N |  |  | OP | X | 6 | 2001 |  |  | N | Electric Utility | 1 | X X X: X; RC RC RC: NG; SUB SUB SUB: DFO |  |  |  |  | N |  | 1H | [23 empty] | Y | N | Y
Vintage2002 | petroleum | TRUE | 7570 | Great River Energy | 7925 | Lakefield Junction | MN | Martin | 7 | Petroleum Liquids | IC |  | S | X | X |  |  | 2 | 0.8 | 2 | 2 | 2 | N |  |  | SB | N | 4 | 2002 |  |  | N | Electric Utility | 1 | X X X: X; RC RC RC: DFO |  |  |  |  | N |  | 10M | [23 empty] | N | N
Vintage2002 | petroleum | TRUE | 18204 | City of Strawberry Point | 7926 | South Strawberry | IA | Clayton | 1A | Petroleum Liquids | IC |  | S | X | X |  |  | 1.8 | 1 | 1.8 | 1.8 | 1.8 | N |  |  | SB | Y | 1 | 2002 |  |  | N | Electric Utility | 1 | X X X: X; RC RC RC: DFO |  |  |  | N | N |  | 1H | [20 empty] | N |  |  | N | N | N
Vintage2002 | petroleum | TRUE | 18204 | City of Strawberry Point | 7926 | South Strawberry | IA | Clayton | 2A | Petroleum Liquids | IC |  | S | X | X |  |  | 1.8 | 1 | 1.8 | 1.8 | 1.8 | N |  |  | SB | Y | 1 | 2002 |  |  | N | Electric Utility | 1 | X X X: X; RC RC RC: DFO |  |  |  | N | N |  | 1H | [23 empty] | N | N | N
Vintage2000 | onshore wind | TRUE | 18642 | Tennessee Valley Authority | 7927 | Buffalo Mountain | TN | Anderson | 1 | Onshore Wind Turbine | WT |  | S | X | X |  |  | 0.6 |  | 0.7 | 0.7 | 0 | N |  |  | OP | X | 10 | 2000 |  |  | N | Electric Utility | 1 | X X X: X; RC RC RC: WND |  |  |  | N |  | 1
Vintage2000 | onshore wind | TRUE | 18642 | Tennessee Valley Authority | 7927 | Buffalo Mountain | TN | Anderson | 2 | Onshore Wind Turbine | WT |  | S | X | X |  |  | 0.6 |  | 0.7 | 0.7 | 0 | N |  |  | OP | X | 10 | 2000 |  |  | N | Electric Utility | 1 | X X X: X; RC RC RC: WND |  |  |  | N |  | 1
Vintage2000 | onshore wind | TRUE | 18642 | Tennessee Valley Authority | 7927 | Buffalo Mountain | TN | Anderson | 3 | Onshore Wind Turbine | WT |  | S | X | X |  |  | 0.6 |  | 0.7 | 0.7 | 0 | N |  |  | OP | X | 10 | 2000 |  |  | N | Electric Utility | 1 | X X X: X; RC RC RC: WND |  |  |  | N |  | 1
Vintage2003 | natural gas peaker | TRUE | 10000 | Evergy Metro | 7928 | Osawatomie | KS | Miami | 1 | Natural Gas Fired Combustion Turbine | GT |  | S | X | X | KCPLPAOLAUNOSA1 | PAOLAUNOSA1 | 102 | 0.85 | 75.7 |  | 50 | N |  |  | OP | X | 6 | 2003 |  |  | N | Electric Utility | 1 | [11 empty] | N | N |  | 1H | [23 empty] | N | bar: X X X to RC RC RC
Vintage2003 | natural gas peaker | TRUE | 10000 | Evergy Metro | 7929 | West Gardner | KS | Johnson | 1 | Natural Gas Fired Combustion Turbine | GT |  | S | X | X | KCPLBULLCRK5UNWGR1 | BULLCRK5UNWGR1 | 102 | 0.85 | 79.5 |  | 30 | N |  |  | OP | X | 6 | 2003 |  |  | N | Electric Utility | 1 | [11 empty] | N | N |  | 1H | [23 empty] | N | bar: X X X to RC RC RC
Vintage2003 | natural gas peaker | TRUE | 10000 | Evergy Metro | 7929 | West Gardner | KS | Johnson | 2 | Natural Gas Fired Combustion Turbine | GT |  | S | X | X | KCPLBULLCRK5UNWGR2 | BULLCRK5UNWGR2 | 102 | 0.85 | 78.6 |  | 30 | N |  |  | OP | X | 6 | 2003 |  |  | N | Electric Utility | 1 | [11 empty] | N | N |  | 1H | [23 empty] | N | bar: X X X to RC RC RC
Vintage2003 | natural gas peaker | TRUE | 10000 | Evergy Metro | 7929 | West Gardner | KS | Johnson | 3 | Natural Gas Fired Combustion Turbine | GT |  | S | X | X | KCPLBULLCRK5UNWGR3 | BULLCRK5UNWGR3 | 102 | 0.85 | 77.3 |  | 30 | N |  |  | OP | X | 6 | 2003 |  |  | N | Electric Utility | 1 | [11 empty] | N | N |  | 1H | [23 empty] | N | bar: X X X to RC RC RC
Vintage2003 | natural gas peaker | TRUE | 10000 | Evergy Metro | 7929 | West Gardner | KS | Johnson | 4 | Natural Gas Fired Combustion Turbine | GT |  | S | X | X | KCPLBULLCRK5UNWGR4 | BULLCRK5UNWGR4 | 102 | 0.85 | 77.5 |  | 30 | N |  |  | OP | X | 6 | 2003 |  |  | N | Electric Utility | 1 | [11 empty] | N | N |  | 1H | [23 empty] | N | bar: X X X to RC RC RC
Vintage2002 | natural gas peaker | TRUE | 16440 | City of Russell - (KS) | 7930 | Russell Energy Center | KS | Russell | T-1 | Natural Gas Fired Combustion Turbine | GT |  | S | X | X | KMEA_EMP2_RUSS1 | KMEA_EMP2_RUSS2 | 7.5 | 0.8 | 6 | 7.9 | 4.7 | N |  |  | OP | X | 2 | 2002 |  |  | Y | Electric Utility | 1 | [11 empty] | N | N |  | 1H | [23 empty] | N | N | N | bar: X X X to RC RC RC
Vintage2002 | natural gas peaker | TRUE | 16440 | City of Russell - (KS) | 7930 | Russell Energy Center | KS | Russell | T-2 | Natural Gas Fired Combustion Turbine | GT |  | S | X | X | KMEA_EMP2_RUSS1 | KMEA_EMP2_RUSS2 | 7.5 | 0.8 | 6 | 7.9 | 4.7 | N |  |  | OP | X | 2 | 2002 |  |  | Y | Electric Utility | 1 | [11 empty] | N | N |  | 1H | [23 empty] | N | N | N | bar: X X X to RC RC RC
Vintage2003 | natural gas combined cycle | TRUE | 20169 | Avista Corp | 7931 | Coyote Springs II | OR | Morrow | 1 | Natural Gas Fired Combined Cycle | CT | U2CT | S | X | N |  |  | 170 | 0.85 | 173 | 207 | 65 | N |  |  | OP | X | 7 | 2003 |  |  | N | Electric Utility | 1 | [11 empty] | N | N |  | 12H | [20 empty] | N |  |  | N | N | N | bar: X X X to RC RC RC; DFO DFO DFO
Vintage2003 | natural gas combined cycle | TRUE | 20169 | Avista Corp | 7931 | Coyote Springs II | OR | Morrow | 2 | Natural Gas Fired Combined Cycle | CA | U2CT | S | Y | X |  |  | 117 | 0.9 | 117 | 117 | 57 | N |  |  | OP | X | 7 | 2003 |  |  | N | Electric Utility | 1 | [11 empty] | N | N |  | 12H | [20 empty] | N |  |  | N | N | N | bar: X X X to RC RC RC; DFO DFO DFO
Vintage2001 | natural gas peaker | TRUE | 20910 | Wolverine Power Supply Coop | 7932 | Gaylord - Wolverine | MI | Otsego | 1 | Natural Gas Fired Combustion Turbine | GT |  | S | X | X | CONS.GYRD1WPSC |  | 23.4 | 0.8 | 20.2 | 27.1 | 11.7 | N |  |  | OP | X | 6 | 2001 |  |  | N | Electric Utility | 1 | [11 empty] | N |  |  | 1H | [23 empty] | N | bar: X X X to RC RC RC
Vintage2001 | natural gas peaker | TRUE | 20910 | Wolverine Power Supply Coop | 7932 | Gaylord - Wolverine | MI | Otsego | 2 | Natural Gas Fired Combustion Turbine | GT |  | S | X | X | CONS.GYRD2WPSC |  | 23.4 | 0.8 | 20.2 | 27.1 | 11.7 | N |  |  | OP | X | 6 | 2001 |  |  | N | Electric Utility | 1 | [11 empty] | N |  |  | 1H | [23 empty] | N | bar: X X X to RC RC RC
Vintage2001 | natural gas peaker | TRUE | 20910 | Wolverine Power Supply Coop | 7932 | Gaylord - Wolverine | MI | Otsego | 3 | Natural Gas Fired Combustion Turbine | GT |  | S | X | X | CONS.GYRD3WPSC |  | 23.4 | 0.8 | 20.2 | 27.1 | 11.7 | N |  |  | OP | X | 6 | 2001 |  |  | N | Electric Utility | 1 | [11 empty] | N |  |  | 1H | [23 empty] | N | bar: X X X to RC RC RC
Vintage2001 | petroleum | TRUE | 16198 | City of Rock Falls - (IL) | 7934 | Industrial Park | IL | Whiteside | 3 | Petroleum Liquids | IC |  | S | X | X | PJM/ComEd.ROCKFALLS | PJM/ComEd.ROCKFALLS | 1.8 | 0.8 | 1.8 | 1.8 | 0.5 | N |  |  | OP | X | 7 | 2001 |  |  | N | Electric Utility | 1 | X X X: X; RC RC RC: DFO |  |  |  | N | N |  | 10M | [23 empty] | N | N | N
Vintage2001 | petroleum | TRUE | 16198 | City of Rock Falls - (IL) | 7934 | Industrial Park | IL | Whiteside | 4 | Petroleum Liquids | IC |  | S | X | X | PJM/ComEd.ROCKFALLS | PJM/ComEd.ROCKFALLS | 1.8 | 0.8 | 1.8 | 1.8 | 0.5 | N |  |  | OP | X | 7 | 2001 |  |  | N | Electric Utility | 1 | X X X: X; RC RC RC: DFO |  |  |  | N | N |  | 10M | [23 empty] | N | N | N
Vintage2001 | petroleum | TRUE | 16198 | City of Rock Falls - (IL) | 7934 | Industrial Park | IL | Whiteside | 5 | Petroleum Liquids | IC |  | S | X | X | PJM/ComEd.ROCKFALLS | PJM/ComEd.ROCKFALLS | 1.8 | 0.8 | 1.8 | 1.8 | 0.5 | N |  |  | OP | X | 7 | 2001 |  |  | N | Electric Utility | 1 | X X X: X; RC RC RC: DFO |  |  |  | N | N |  | 10M | [23 empty] | N | N | N
Vintage2002 | petroleum | TRUE | 16198 | City of Rock Falls - (IL) | 7934 | Industrial Park | IL | Whiteside | 6 | Petroleum Liquids | IC |  | S | X | X | PJM/ComEd.ROCKFALLS | PJM/ComEd.ROCKFALLS | 1.8 | 0.8 | 1.8 | 1.8 | 0.5 | N |  |  | OP | X | 6 | 2002 |  |  | N | Electric Utility | 1 | X X X: X; RC RC RC: DFO |  |  |  | N | N |  | 10M | [23 empty] | N | N | N
Vintage2002 | petroleum | TRUE | 16198 | City of Rock Falls - (IL) | 7934 | Industrial Park | IL | Whiteside | 7 | Petroleum Liquids | IC |  | S | X | X | PJM/ComEd.ROCKFALLS | PJM/ComEd.ROCKFALLS | 1.8 | 0.8 | 1.8 | 1.8 | 0.5 | N |  |  | OP | X | 6 | 2002 |  |  | N | Electric Utility | 1 | X X X: X; RC RC RC: DFO |  |  |  | N | N |  | 10M | [23 empty] | N | N | N
Vintage2011 | petroleum | TRUE | 16198 | City of Rock Falls - (IL) | 7934 | Industrial Park | IL | Whiteside | 8 | Petroleum Liquids | IC |  | S | X | X | PJM/ComEd.ROCKFALLS | PJM/ComEd.ROCKFALLS | 2.2 | 0.8 | 2.2 | 2.2 | 0.5 | N |  |  | OP | X | 7 | 2011 |  |  | N | Electric Utility | 1 | X X X: X; RC RC RC: DFO |  |  |  |  | N |  | 10M | [23 empty] | N | N | N
Vintage2011 | petroleum | TRUE | 16198 | City of Rock Falls - (IL) | 7934 | Industrial Park | IL | Whiteside | 9 | Petroleum Liquids | IC |  | S | X | X | PJM/ComEd.ROCKFALLS | PJM/ComEd.ROCKFALLS | 2.2 | 0.8 | 2.2 | 2.2 | 0.5 | N |  |  | OP | X | 7 | 2011 |  |  | N | Electric Utility | 1 | X X X: X; RC RC RC: DFO |  |  |  |  | N |  | 10M | [23 empty] | N | N | N
Vintage2000 | petroleum | TRUE | 19150 | Trenton Municipal Utilities - (MO) | 7935 | Trenton South | MO | Grundy | 1 | Petroleum Liquids | IC |  | S | X | X |  |  | 2 | 0.8 | 1.8 | 1.8 | 0.7 | N |  |  | OP | X | 7 | 2000 |  |  | N | Electric Utility | 1 | X X X: X; RC RC RC: DFO |  |  |  | N | N |  | 10M | [23 empty] | N
Vintage2000 | petroleum | TRUE | 19150 | Trenton Municipal Utilities - (MO) | 7935 | Trenton South | MO | Grundy | 2 | Petroleum Liquids | IC |  | S | X | X |  |  | 2 | 0.8 | 1.8 | 1.8 | 0.7 | N |  |  | OP | X | 7 | 2000 |  |  | N | Electric Utility | 1 | X X X: X; RC RC RC: DFO |  |  |  | N | N |  | 10M | [23 empty] | N
Vintage2000 | petroleum | TRUE | 19150 | Trenton Municipal Utilities - (MO) | 7935 | Trenton South | MO | Grundy | 3 | Petroleum Liquids | IC |  | S | X | X |  |  | 2 | 0.8 | 1.8 | 1.8 | 0.7 | N |  |  | OP | X | 7 | 2000 |  |  | N | Electric Utility | 1 | X X X: X; RC RC RC: DFO |  |  |  | N | N |  | 10M | [23 empty] | N
Vintage2000 | petroleum | TRUE | 19150 | Trenton Municipal Utilities - (MO) | 7935 | Trenton South | MO | Grundy | 4 | Petroleum Liquids | IC |  | S | X | X |  |  | 2 | 0.8 | 1.8 | 1.8 | 0.7 | N |  |  | OP | X | 7 | 2000 |  |  | N | Electric Utility | 1 | X X X: X; RC RC RC: DFO |  |  |  | N | N |  | 10M | [23 empty] | N
Vintage2004 | petroleum | TRUE | 19150 | Trenton Municipal Utilities - (MO) | 7935 | Trenton South | MO | Grundy | 5 | Petroleum Liquids | IC |  | S | X | X |  |  | 2 | 0.8 | 2 | 2 | 0.7 | N |  |  | OP | X | 4 | 2004 |  |  | N | Electric Utility | 1 | X X X: X; RC RC RC: DFO |  |  |  | N | N |  | 10M | [23 empty] | N
Vintage2004 | petroleum | TRUE | 19150 | Trenton Municipal Utilities - (MO) | 7935 | Trenton South | MO | Grundy | 6 | Petroleum Liquids | IC |  | S | X | X |  |  | 2 | 0.8 | 2 | 2 | 0.7 | N |  |  | OP | X | 4 | 2004 |  |  | N | Electric Utility | 1 | X X X: X; RC RC RC: DFO |  |  |  | N | N |  | 10M | [23 empty] | N
Vintage2004 | petroleum | TRUE | 19150 | Trenton Municipal Utilities - (MO) | 7935 | Trenton South | MO | Grundy | 7 | Petroleum Liquids | IC |  | S | X | X |  |  | 2 | 0.8 | 2 | 2 | 0.7 | N |  |  | OP | X | 4 | 2004 |  |  | N | Electric Utility | 1 | X X X: X; RC RC RC: DFO |  |  |  | N | N |  | 10M | [23 empty] | N
Vintage2002 | onshore wind | TRUE | 20160 | Energy Northwest | 7936 | Nine Canyon | WA | Benton | 1 | Onshore Wind Turbine | WT |  | S | X | X |  |  | 95.9 |  | 95 | 95 | 0 | N |  |  | OP | X | 9 | 2002 |  |  | N | Electric Utility | 1 | X X X: X; RC RC RC: WND |  |  |  | N |  | 63 | [24 empty] | N
Vintage2002 | petroleum | TRUE | 40229 | Old Dominion Electric Coop | 7940 | Ponton Diesel Generating Facility | VA | Amelia | 1 | Petroleum Liquids | IC |  | S | X | X |  |  | 2 | 0.8 | 2 | 2 | 0.2 | N |  |  | SB | Y | 12 | 2002 |  |  | N | Electric Utility | 1 | X X X: X; RC RC RC: DFO |  |  |  | N | N |  | 10M | [20 empty] | N |  |  | N | N
Vintage2002 | petroleum | TRUE | 40229 | Old Dominion Electric Coop | 7940 | Ponton Diesel Generating Facility | VA | Amelia | 2 | Petroleum Liquids | IC |  | S | X | X |  |  | 2 | 0.8 | 2 | 2 | 0.2 | N |  |  | SB | Y | 12 | 2002 |  |  | N | Electric Utility | 1 | X X X: X; RC RC RC: DFO |  |  |  | N | N |  | 10M | [20 empty] | N |  |  | N | N
Vintage2002 | petroleum | TRUE | 40229 | Old Dominion Electric Coop | 7941 | Nottoway Diesel Generating Facility | VA | Southampton | 1 | Petroleum Liquids | IC |  | S | X | X |  |  | 2 | 0.8 | 2 | 2 | 0.2 | N |  |  | SB | Y | 11 | 2002 |  |  | N | Electric Utility | 1 | X X X: X; RC RC RC: DFO |  |  |  | N | N |  | 10M | [20 empty] | N |  |  | N | N
Vintage2002 | petroleum | TRUE | 40229 | Old Dominion Electric Coop | 7941 | Nottoway Diesel Generating Facility | VA | Southampton | 2 | Petroleum Liquids | IC |  | S | X | X |  |  | 2 | 0.8 | 2 | 2 | 0.2 | N |  |  | SB | Y | 11 | 2002 |  |  | N | Electric Utility | 1 | X X X: X; RC RC RC: DFO |  |  |  | N | N |  | 10M | [20 empty] | N |  |  | N | N
Vintage2001 | hydro | TRUE | 12397 | Metropolitan Water District of S CA | 7942 | Diamond Valley Lake | CA | Riverside | 10 | Conventional Hydroelectric | HY |  | S | X | X |  |  | 3.3 | 0.9 | 3.3 | 3.3 | 2 | N |  |  | OP | X | 12 | 2001 |  |  | N | Electric Utility | 1 | X X X: X; RC RC RC: WAT | [6 empty] | 10M
Vintage2001 | hydro | TRUE | 12397 | Metropolitan Water District of S CA | 7942 | Diamond Valley Lake | CA | Riverside | 11 | Conventional Hydroelectric | HY |  | S | X | X |  |  | 3.3 | 0.9 | 3.3 | 3.3 | 2 | N |  |  | OP | X | 12 | 2001 |  |  | N | Electric Utility | 1 | X X X: X; RC RC RC: WAT | [6 empty] | 10M
Vintage2001 | hydro | TRUE | 12397 | Metropolitan Water District of S CA | 7942 | Diamond Valley Lake | CA | Riverside | 12 | Conventional Hydroelectric | HY |  | S | X | X |  |  | 3.3 | 0.9 | 3.3 | 3.3 | 2 | N |  |  | OP | X | 12 | 2001 |  |  | N | Electric Utility | 1 | X X X: X; RC RC RC: WAT | [6 empty] | 10M
Vintage2001 | hydro | TRUE | 12397 | Metropolitan Water District of S CA | 7942 | Diamond Valley Lake | CA | Riverside | 2 | Conventional Hydroelectric | HY |  | S | X | X |  |  | 3.3 | 0.9 | 3.3 | 3.3 | 2 | N |  |  | OP | X | 5 | 2001 |  |  | N | Electric Utility | 1 | X X X: X; RC RC RC: WAT | [6 empty] | 10M
Vintage2001 | hydro | TRUE | 12397 | Metropolitan Water District of S CA | 7942 | Diamond Valley Lake | CA | Riverside | 3 | Conventional Hydroelectric | HY |  | S | X | X |  |  | 3.3 | 0.9 | 3.3 | 3.3 | 2 | N |  |  | OP | X | 5 | 2001 |  |  | N | Electric Utility | 1 | X X X: X; RC RC RC: WAT | [6 empty] | 10M
Vintage2001 | hydro | TRUE | 12397 | Metropolitan Water District of S CA | 7942 | Diamond Valley Lake | CA | Riverside | 4 | Conventional Hydroelectric | HY |  | S | X | X |  |  | 3.3 | 0.9 | 3.3 | 3.3 | 2 | N |  |  | OP | X | 5 | 2001 |  |  | N | Electric Utility | 1 | X X X: X; RC RC RC: WAT | [6 empty] | 10M
Vintage2001 | hydro | TRUE | 12397 | Metropolitan Water District of S CA | 7942 | Diamond Valley Lake | CA | Riverside | 6 | Conventional Hydroelectric | HY |  | S | X | X |  |  | 3.3 | 0.9 | 3.3 | 3.3 | 2 | N |  |  | OP | X | 12 | 2001 |  |  | N | Electric Utility | 1 | X X X: X; RC RC RC: WAT | [6 empty] | 10M
Vintage2001 | hydro | TRUE | 12397 | Metropolitan Water District of S CA | 7942 | Diamond Valley Lake | CA | Riverside | 7 | Conventional Hydroelectric | HY |  | S | X | X |  |  | 3.3 | 0.9 | 3.3 | 3.3 | 2 | N |  |  | OP | X | 12 | 2001 |  |  | N | Electric Utility | 1 | X X X: X; RC RC RC: WAT | [6 empty] | 10M
Vintage2001 | hydro | TRUE | 12397 | Metropolitan Water District of S CA | 7942 | Diamond Valley Lake | CA | Riverside | 8 | Conventional Hydroelectric | HY |  | S | X | X |  |  | 3.3 | 0.9 | 3.3 | 3.3 | 2 | N |  |  | OP | X | 12 | 2001 |  |  | N | Electric Utility | 1 | X X X: X; RC RC RC: WAT | [6 empty] | 10M
Vintage2004 | natural gas combined cycle | TRUE | 13100 | Municipal Electric Authority | 7946 | Wansley Unit 9 | GA | Heard | CT1 | Natural Gas Fired Combined Cycle | CT | CC1 | S | X | N |  |  | 183.6 | 0.85 | 139 | 165.1 | 110 | N |  |  | OP | X | 6 | 2004 |  |  | N | Electric Utility | 1 | [11 empty] | N | N |  | 12H | [23 empty] | N | N | N | bar: X X X to RC RC RC; DFO DFO DFO
Vintage2004 | natural gas combined cycle | TRUE | 13100 | Municipal Electric Authority | 7946 | Wansley Unit 9 | GA | Heard | CT2 | Natural Gas Fired Combined Cycle | CT | CC1 | S | X | N |  |  | 183.6 | 0.85 | 140.1 | 167.9 | 110 | N |  |  | OP | X | 6 | 2004 |  |  | N | Electric Utility | 1 | [11 empty] | N | N |  | 12H | [23 empty] | N | N | N | bar: X X X to RC RC RC; DFO DFO DFO
Vintage2004 | natural gas combined cycle | TRUE | 13100 | Municipal Electric Authority | 7946 | Wansley Unit 9 | GA | Heard | ST1 | Natural Gas Fired Combined Cycle | CA | CC1 | S | Y | X |  |  | 226.9 | 0.85 | 199.2 | 212.6 | 65 | N |  |  | OP | X | 6 | 2004 |  |  | N | Electric Utility | 1 | [11 empty] | N | N |  | 12H | [23 empty] | N | N | N | bar: X X X to RC RC RC; DFO DFO DFO
Vintage2003 | natural gas peaker | TRUE | 14232 | Otter Tail Power Co | 7947 | Solway CT | MN | Beltrami | 1 | Natural Gas Fired Combustion Turbine | GT |  | S | X | X | OTP.SLWAY01 | OTP.SLWAY01 | 50 | 0.85 | 44 | 48 | 15 | N |  |  | OP | X | 5 | 2003 |  |  | N | Electric Utility | 1 | X X X: X; RC RC RC: NG; SUB SUB SUB: DFO |  |  |  | N | N |  | 10M | [23 empty] | Y | N | Y
Vintage2005 | petroleum | TRUE | 14232 | Otter Tail Power Co | 7947 | Solway CT | MN | Beltrami | D1 | Petroleum Liquids | IC |  | S | X | X |  |  | 1.3 | 0.8 | 1.3 | 1.3 | 0.1 | N |  |  | OP | X | 8 | 2005 |  |  | N | Electric Utility | 1 | X X X: X; RC RC RC: DFO |  |  |  | N |  |  | 10M | [23 empty] | N
Vintage2005 | natural gas peaker | TRUE | 9267 | Hoosier Energy R E C, Inc | 7948 | Lawrence County Station | IN | Lawrence | 1 | Natural Gas Fired Combustion Turbine | GT |  | S | X | X | HE.07LCPGEN1 | HE.07LCPGEN1 | 67 | 0.85 | 43.8 | 50 | 20 | N |  |  | OP | X | 5 | 2005 |  |  | N | Electric Utility | 1 | [11 empty] | N |  |  | 1H | [23 empty] | N | bar: X X X to RC RC RC
Vintage2005 | natural gas peaker | TRUE | 9267 | Hoosier Energy R E C, Inc | 7948 | Lawrence County Station | IN | Lawrence | 2 | Natural Gas Fired Combustion Turbine | GT |  | S | X | X | HE.07LCPGEN2 | HE.07LCPGEN2 | 67 | 0.85 | 43.8 | 50 | 20 | N |  |  | OP | X | 5 | 2005 |  |  | N | Electric Utility | 1 | [11 empty] | N |  |  | 1H | [23 empty] | N | bar: X X X to RC RC RC
Vintage2005 | natural gas peaker | TRUE | 9267 | Hoosier Energy R E C, Inc | 7948 | Lawrence County Station | IN | Lawrence | 3 | Natural Gas Fired Combustion Turbine | GT |  | S | X | X | HE.07LCPGEN3 | HE.07LCPGEN3 | 67 | 0.85 | 43.8 | 50 | 20 | N |  |  | OP | X | 5 | 2005 |  |  | N | Electric Utility | 1 | [11 empty] | N |  |  | 1H | [23 empty] | N | bar: X X X to RC RC RC
Vintage2005 | natural gas peaker | TRUE | 9267 | Hoosier Energy R E C, Inc | 7948 | Lawrence County Station | IN | Lawrence | 4 | Natural Gas Fired Combustion Turbine | GT |  | S | X | X | HE.07LCPGEN4 | HE.07LCPGEN4 | 67 | 0.85 | 43.8 | 50 | 20 | N |  |  | OP | X | 5 | 2005 |  |  | N | Electric Utility | 1 | [11 empty] | N |  |  | 1H | [23 empty] | N | bar: X X X to RC RC RC
Vintage2005 | natural gas peaker | TRUE | 9267 | Hoosier Energy R E C, Inc | 7948 | Lawrence County Station | IN | Lawrence | 5 | Natural Gas Fired Combustion Turbine | GT |  | W | X | X | HE.07LCPGEN5 | HE.07LCPGEN5 | 67 | 0.85 | 43.8 | 50 | 20 | N |  |  | OP | X | 5 | 2005 |  |  | N | Electric Utility | 1 | [11 empty] | N |  |  | 1H | [23 empty] | N | bar: X X X to RC RC RC
Vintage2005 | natural gas peaker | TRUE | 9267 | Hoosier Energy R E C, Inc | 7948 | Lawrence County Station | IN | Lawrence | 6 | Natural Gas Fired Combustion Turbine | GT |  | W | X | X | HE.07LCPGEN6 | HE.07LCPGEN6 | 67 | 0.85 | 43.8 | 50 | 20 | N |  |  | OP | X | 5 | 2005 |  |  | N | Electric Utility | 1 | [11 empty] | N |  |  | 1H | [23 empty] | N | bar: X X X to RC RC RC
Vintage2008 | natural gas peaker | TRUE | 9191 | Idaho Power Co | 7953 | Evander Andrews Power Complex | ID | Elmore | 1 | Natural Gas Fired Combustion Turbine | GT |  | S | X | X | DNPR_GNODE011 | DNPR_2_G011 | 179.1 | 0.9 | 170.2 | 172.7 | 125.3 | N |  |  | OP | X | 2 | 2008 |  |  | N | Electric Utility | 1 | [11 empty] | N | N |  | 1H | [23 empty] | N | N | N | bar: X X X to RC RC RC
Vintage2001 | natural gas peaker | TRUE | 9191 | Idaho Power Co | 7953 | Evander Andrews Power Complex | ID | Elmore | 2 | Natural Gas Fired Combustion Turbine | GT |  | S | X | X | DNPR_GNODE012 | DNPR_2_G012 | 45.9 | 0.9 | 42.8 | 28.8 | 31 | N |  |  | OP | X | 9 | 2001 |  |  | N | Electric Utility | 1 | [11 empty] | N | N |  | 1H | [23 empty] | N | N | N | bar: X X X to RC RC RC
Vintage2001 | natural gas peaker | TRUE | 9191 | Idaho Power Co | 7953 | Evander Andrews Power Complex | ID | Elmore | 3 | Natural Gas Fired Combustion Turbine | GT |  | S | X | X | DNPR_GNODE013 | DNPR_2_G013 | 45.9 | 0.9 | 42.2 | 32.6 | 29.3 | N |  |  | OP | X | 9 | 2001 |  |  | N | Electric Utility | 1 | [11 empty] | N | N |  | 1H | [23 empty] | N | N | N | bar: X X X to RC RC RC
Vintage2001 | petroleum | TRUE | 56152 | New Smyrna Beach Utilities Commission | 7954 | Field Street | FL | Volusia | 1 | Petroleum Liquids | GT |  | S | X | X |  |  | 24 | 0.9 | 22 | 24 | 12 | N |  |  | OS | X | 5 | 2001 |  |  | N | Electric Utility | 1 | X X X: X; RC RC RC: DFO |  |  |  | N |  |  | 12H | [23 empty] | N | N | N
Vintage2001 | petroleum | TRUE | 56152 | New Smyrna Beach Utilities Commission | 7954 | Field Street | FL | Volusia | 2 | Petroleum Liquids | GT |  | S | X | X |  |  | 24 | 0.9 | 22 | 24 | 12 | N |  |  | OP | X | 5 | 2001 |  |  | N | Electric Utility | 1 | X X X: X; RC RC RC: DFO |  |  |  | N |  |  | 12H | [23 empty] | N | N | N
Vintage2002 | biomass | TRUE | 14127 | Omaha Public Power District | 7955 | Elk City Station | NE | Douglas | 1 | Landfill Gas | IC |  | S | X | X | ELK_CITY_1 |  | 0.8 | 0.8 | 0.8 | 0.8 | 0.8 | N |  |  | OP | X | 4 | 2002 |  |  | N | Electric Utility | 1 | X X X: X; RC RC RC: LFG |  |  |  | N | N |  | 10M | [23 empty] | N
Vintage2002 | biomass | TRUE | 14127 | Omaha Public Power District | 7955 | Elk City Station | NE | Douglas | 2 | Landfill Gas | IC |  | S | X | X | ELK_CITY_1 |  | 0.8 | 0.8 | 0.8 | 0.8 | 0.8 | N |  |  | OP | X | 4 | 2002 |  |  | N | Electric Utility | 1 | X X X: X; RC RC RC: LFG |  |  |  | N | N |  | 10M | [23 empty] | N
Vintage2002 | biomass | TRUE | 14127 | Omaha Public Power District | 7955 | Elk City Station | NE | Douglas | 3 | Landfill Gas | IC |  | S | X | X | ELK_CITY_1 |  | 0.8 | 0.8 | 0.8 | 0.8 | 0.8 | N |  |  | OP | X | 4 | 2002 |  |  | N | Electric Utility | 1 | X X X: X; RC RC RC: LFG |  |  |  | N | N |  | 10M | [23 empty] | N
Vintage2002 | biomass | TRUE | 14127 | Omaha Public Power District | 7955 | Elk City Station | NE | Douglas | 4 | Landfill Gas | IC |  | S | X | X | ELK_CITY_1 |  | 0.8 | 0.8 | 0.8 | 0.8 | 0.8 | N |  |  | OP | X | 4 | 2002 |  |  | N | Electric Utility | 1 | X X X: X; RC RC RC: LFG |  |  |  |  | N |  | 10M | [23 empty] | N
Vintage2006 | biomass | TRUE | 14127 | Omaha Public Power District | 7955 | Elk City Station | NE | Douglas | 5 | Landfill Gas | IC |  | S | X | X | ELK_CITY_2 |  | 0.8 | 0.8 | 0.8 | 0.8 | 0.8 | N |  |  | OP | X | 6 | 2006 |  |  | N | Electric Utility | 1 | X X X: X; RC RC RC: LFG |  |  |  | N | N |  | 10M | [23 empty] | N
Vintage2006 | biomass | TRUE | 14127 | Omaha Public Power District | 7955 | Elk City Station | NE | Douglas | 6 | Landfill Gas | IC |  | S | X | X | ELK_CITY_2 |  | 0.8 | 0.8 | 0.7 | 0.7 | 0.7 | N |  |  | OP | X | 6 | 2006 |  |  | N | Electric Utility | 1 | X X X: X; RC RC RC: LFG |  |  |  | N | N |  | 10M | [23 empty] | N
Vintage2006 | biomass | TRUE | 14127 | Omaha Public Power District | 7955 | Elk City Station | NE | Douglas | 7 | Landfill Gas | IC |  | S | X | X | ELK_CITY_2 |  | 0.8 | 0.8 | 0.7 | 0.7 | 0.7 | N |  |  | OP | X | 8 | 2006 |  |  | N | Electric Utility | 1 | X X X: X; RC RC RC: LFG |  |  |  | N | N |  | 10M | [23 empty] | N
Vintage2009 | biomass | TRUE | 14127 | Omaha Public Power District | 7955 | Elk City Station | NE | Douglas | 8 | Landfill Gas | IC |  | S | X | X | ELK_CITY_2 |  | 0.8 | 0.8 | 0.8 | 0.8 | 0.8 | N |  |  | OP | X | 8 | 2009 |  |  | N | Electric Utility | 1 | X X X: X; RC RC RC: LFG |  |  |  | N | N |  | 10M | [23 empty] | N
Vintage2003 | petroleum | TRUE | 59159 | Central Electric Power | 7957 | Sediver | SC | York | 1 | Petroleum Liquids | IC |  | S | X | X |  |  | 2.9 | 0.8 | 2.4 | 2.4 | 2 | N |  |  | OP | X | 7 | 2003 |  |  | N | Electric Utility | 1 | X X X: X; RC RC RC: DFO |  |  |  | N |  |  | 10M | [23 empty] | N
Vintage2001 | biomass | TRUE | 17543 | South Carolina Public Service Authority | 7958 | Horry Land Fill Gas Site | SC | Horry | HG1 | Landfill Gas | IC |  | S | X | X |  |  | 1 | 1 | 1.1 | 1.1 | 0.5 | N |  |  | OP | X | 8 | 2001 |  |  | N | Electric Utility | 1 | X X X: X; RC RC RC: LFG |  |  |  | N | N |  | 10M | [23 empty] | N | N | N
Vintage2001 | biomass | TRUE | 17543 | South Carolina Public Service Authority | 7958 | Horry Land Fill Gas Site | SC | Horry | HG2 | Landfill Gas | IC |  | S | X | X |  |  | 1 | 1 | 1.1 | 1.1 | 0.5 | N |  |  | OP | X | 8 | 2001 |  |  | N | Electric Utility | 1 | X X X: X; RC RC RC: LFG |  |  |  | N | N |  | 10M | [23 empty] | N | N | N
Vintage2003 | biomass | TRUE | 17543 | South Carolina Public Service Authority | 7958 | Horry Land Fill Gas Site | SC | Horry | HG3 | Landfill Gas | IC |  | S | X | X |  |  | 1.1 | 1 | 1.1 | 1.1 | 0.5 | N |  |  | OP | X | 3 | 2003 |  |  | N | Electric Utility | 1 | X X X: X; RC RC RC: LFG |  |  |  | N | N |  | 10M | [23 empty] | N | N | N
Vintage2002 | natural gas peaker | TRUE | 18642 | Tennessee Valley Authority | 7960 | Kemper County | MS | Kemper | GT1 | Natural Gas Fired Combustion Turbine | GT |  | S | X | X |  |  | 93 | 0.9 | 73.3 | 93.6 | 60 | N |  |  | OP | X | 7 | 2002 |  |  | N | Electric Utility | 1 | X X X: X; RC RC RC: NG; SUB SUB SUB: DFO |  |  |  | N | N |  | 1H | [23 empty] | Y | N | Y
Vintage2002 | natural gas peaker | TRUE | 18642 | Tennessee Valley Authority | 7960 | Kemper County | MS | Kemper | GT2 | Natural Gas Fired Combustion Turbine | GT |  | S | X | X |  |  | 93 | 0.9 | 73.3 | 93.6 | 60 | N |  |  | OP | X | 7 | 2002 |  |  | N | Electric Utility | 1 | X X X: X; RC RC RC: NG; SUB SUB SUB: DFO |  |  |  | N | N |  | 1H | [23 empty] | Y | N | Y
Vintage2002 | natural gas peaker | TRUE | 18642 | Tennessee Valley Authority | 7960 | Kemper County | MS | Kemper | GT3 | Natural Gas Fired Combustion Turbine | GT |  | S | X | X |  |  | 93 | 0.9 | 73.3 | 93.6 | 60 | N |  |  | OP | X | 7 | 2002 |  |  | N | Electric Utility | 1 | X X X: X; RC RC RC: NG; SUB SUB SUB: DFO |  |  |  | N | N |  | 1H | [23 empty] | Y | N | Y
Vintage2002 | natural gas peaker | TRUE | 18642 | Tennessee Valley Authority | 7960 | Kemper County | MS | Kemper | GT4 | Natural Gas Fired Combustion Turbine | GT |  | S | X | X |  |  | 93 | 0.9 | 73.3 | 93.6 | 60 | N |  |  | OP | X | 7 | 2002 |  |  | N | Electric Utility | 1 | X X X: X; RC RC RC: NG; SUB SUB SUB: DFO |  |  |  | N | N |  | 1H | [23 empty] | Y | N | Y
Vintage2002 | natural gas peaker | TRUE | 5084 | Delaware Municipal Electric Corp | 7962 | Warren F Sam Beasley Generation Station | DE | Kent | 001 | Natural Gas Fired Combustion Turbine | GT |  | S | X | X | Clayton 13 KV G1 |  | 45 | 0.85 | 48 | 48 | 2 | N |  |  | OP | X | 4 | 2002 |  |  | N | Electric Utility | 1 | X X X: X; RC RC RC: NG; SUB SUB SUB: DFO |  |  |  | N | N |  | 1H | [23 empty] | Y | N | Y
Vintage2012 | natural gas peaker | TRUE | 5084 | Delaware Municipal Electric Corp | 7962 | Warren F Sam Beasley Generation Station | DE | Kent | 002 | Natural Gas Fired Combustion Turbine | GT |  | S | X | X | Clayton 13 KV G2 |  | 51 | 0.85 | 50 | 50 | 2 | N |  |  | OP | X | 11 | 2012 |  |  | N | Electric Utility | 1 | X X X: X; RC RC RC: NG; SUB SUB SUB: DFO |  |  |  | N | N |  | 1H | [23 empty] | Y | N | Y
Vintage2002 | natural gas peaker | TRUE | 19436 | Union Electric Co - (MO) | 7964 | Peno Creek | MO | Pike | GT1 | Natural Gas Fired Combustion Turbine | GT |  | S | X | X | AMMO.PENOCTG1 | AMMO.PENOCTG1 | 60 | 0.85 | 47 | 58 | 38 | N |  |  | OP | X | 5 | 2002 |  |  | N | Electric Utility | 1 | X X X: X; RC RC RC: NG; SUB SUB SUB: DFO |  |  |  | N |  |  | 10M | [23 empty] | Y | N | Y
Vintage2002 | natural gas peaker | TRUE | 19436 | Union Electric Co - (MO) | 7964 | Peno Creek | MO | Pike | GT2 | Natural Gas Fired Combustion Turbine | GT |  | S | X | X | AMMO.PENOCTG2 | AMMO.PENOCTG2 | 60 | 0.85 | 47 | 58 | 38 | N |  |  | OP | X | 5 | 2002 |  |  | N | Electric Utility | 1 | X X X: X; RC RC RC: NG; SUB SUB SUB: DFO |  |  |  | N |  |  | 10M | [23 empty] | Y | N | Y
Vintage2002 | natural gas peaker | TRUE | 19436 | Union Electric Co - (MO) | 7964 | Peno Creek | MO | Pike | GT3 | Natural Gas Fired Combustion Turbine | GT |  | S | X | X | AMMO.PENOCTG3 | AMMO.PENOCTG3 | 60 | 0.85 | 47 | 58 | 38 | N |  |  | OP | X | 5 | 2002 |  |  | N | Electric Utility | 1 | X X X: X; RC RC RC: NG; SUB SUB SUB: DFO |  |  |  | N |  |  | 10M | [23 empty] | Y | N | Y
Vintage2002 | natural gas peaker | TRUE | 19436 | Union Electric Co - (MO) | 7964 | Peno Creek | MO | Pike | GT4 | Natural Gas Fired Combustion Turbine | GT |  | S | X | X | AMMO.PENOCTG4 | AMMOCTG4 | 60 | 0.85 | 47 | 58 | 38 | N |  |  | OP | X | 5 | 2002 |  |  | N | Electric Utility | 1 | X X X: X; RC RC RC: NG; SUB SUB SUB: DFO |  |  |  | N |  |  | 10M | [23 empty] | Y | N | Y
Vintage1998 | onshore wind | TRUE | 11018 | Lincoln Electric System | 7965 | Salt Valley Wind Plant | NE | Lancaster | G1 | Onshore Wind Turbine | WT |  | S | X | X |  |  | 0.6 |  | 0.7 | 0.7 | 0.1 | N |  |  | OP | X | 12 | 1998 |  |  | N | Electric Utility | 1 | X X X: X; RC RC RC: WND |  |  |  | N | N | 1
Vintage1999 | onshore wind | TRUE | 11018 | Lincoln Electric System | 7965 | Salt Valley Wind Plant | NE | Lancaster | G2 | Onshore Wind Turbine | WT |  | S | X | X |  |  | 0.6 |  | 0.7 | 0.7 | 0.1 | N |  |  | OP | X | 10 | 1999 |  |  | N | Electric Utility | 1 | X X X: X; RC RC RC: WND |  |  |  | N | N | 1
Vintage2000 | onshore wind | TRUE | 309 | City of Algona - (IA) | 7966 | Iowa Distributed Wind Generation Project | IA | Kossuth | IDWG | Onshore Wind Turbine | WT |  | S | X | X | WAUEALGONAMUNALGONA_1_UNIT_RA | WAUEALGONAMUNALGONA_1_UNIT_RA | 2.3 |  | 2.3 | 2.3 | 0.1 | N |  |  | OP | X | 6 | 2000 |  |  | N | Electric Utility | 1 | X X X: X; RC RC RC: WND |  |  |  | N | N | 3 | [24 empty] | N
Vintage2002 | natural gas peaker | TRUE | 15473 | Public Service Co of NM | 7967 | Lordsburg Generating | NM | Hidalgo | GT1 | Natural Gas Fired Combustion Turbine | GT |  | S | X | X |  |  | 44 | 0.9 | 41.3 | 42.7 | 10 | N |  |  | OP | X | 6 | 2002 |  |  | N | Electric Utility | 1 | [11 empty] | N | N |  | 10M | [23 empty] | N | N | N | bar: X X X to RC RC RC; DFO DFO DFO
Vintage2002 | natural gas peaker | TRUE | 15473 | Public Service Co of NM | 7967 | Lordsburg Generating | NM | Hidalgo | GT2 | Natural Gas Fired Combustion Turbine | GT |  | S | X | X |  |  | 44 | 0.9 | 41.3 | 42.7 | 10 | N |  |  | OP | X | 6 | 2002 |  |  | N | Electric Utility | 1 | [11 empty] | N | N |  | 10M | [23 empty] | N | N | N | bar: X X X to RC RC RC; DFO DFO DFO
Vintage2003 | petroleum | TRUE | 14645 | City of Pella - (IA) | 7971 | Pella Peaking | IA | Marion | 10 | Petroleum Liquids | IC |  | S | X | X | MEC.MRES.PELLA | MEC.MRES.PELLA | 2 | 0.98 | 1.8 | 1.8 | 1 | N |  |  | OP | X | 6 | 2003 |  |  | N | Electric Utility | 1 | X X X: X; RC RC RC: DFO |  |  |  | N | N |  | 1H | [23 empty] | N | N | N
Vintage2003 | petroleum | TRUE | 14645 | City of Pella - (IA) | 7971 | Pella Peaking | IA | Marion | 11 | Petroleum Liquids | IC |  | S | X | X | MEC.MRES.PELLA | MEC.MRES.PELLA | 2 | 0.98 | 1.8 | 1.8 | 1 | N |  |  | OP | X | 6 | 2003 |  |  | N | Electric Utility | 1 | X X X: X; RC RC RC: DFO |  |  |  | N | N |  | 1H | [23 empty] | N | N | N
Vintage2003 | petroleum | TRUE | 14645 | City of Pella - (IA) | 7971 | Pella Peaking | IA | Marion | 12 | Petroleum Liquids | IC |  | S | X | X | MEC.MRES.PELLA | MEC.MRES.PELLA | 2 | 0.98 | 1.8 | 1.8 | 1 | N |  |  | OP | X | 6 | 2003 |  |  | N | Electric Utility | 1 | X X X: X; RC RC RC: DFO |  |  |  | N | N |  | 1H | [23 empty] | N | N | N
Vintage2003 | petroleum | TRUE | 14645 | City of Pella - (IA) | 7971 | Pella Peaking | IA | Marion | 13 | Petroleum Liquids | IC |  | S | X | X | MEC.MRES.PELLA | MEC.MRES.PELLA | 2 | 0.98 | 1.8 | 1.8 | 1 | N |  |  | OP | X | 6 | 2003 |  |  | N | Electric Utility | 1 | X X X: X; RC RC RC: DFO |  |  |  | N | N |  | 1H | [23 empty] | N | N | N
Vintage2003 | petroleum | TRUE | 14645 | City of Pella - (IA) | 7971 | Pella Peaking | IA | Marion | 14 | Petroleum Liquids | IC |  | S | X | X | MEC.MRES.PELLA | MEC.MRES.PELLA | 2 | 0.98 | 1.8 | 1.8 | 1 | N |  |  | OP | X | 6 | 2003 |  |  | N | Electric Utility | 1 | X X X: X; RC RC RC: DFO |  |  |  | N | N |  | 1H | [23 empty] | N | N | N
Vintage2003 | petroleum | TRUE | 14645 | City of Pella - (IA) | 7971 | Pella Peaking | IA | Marion | 15 | Petroleum Liquids | IC |  | S | X | X | MEC.MRES.PELLA | MEC.MRES.PELLA | 2 | 0.98 | 1.8 | 1.8 | 1 | N |  |  | OP | X | 6 | 2003 |  |  | N | Electric Utility | 1 | X X X: X; RC RC RC: DFO |  |  |  | N | N |  | 1H | [23 empty] | N | N | N
Vintage2003 | petroleum | TRUE | 14645 | City of Pella - (IA) | 7971 | Pella Peaking | IA | Marion | 16 | Petroleum Liquids | IC |  | S | X | X | MEC.MRES.PELLA | MEC.MRES.PELLA | 2 | 0.98 | 1.8 | 1.8 | 1 | N |  |  | OP | X | 6 | 2003 |  |  | N | Electric Utility | 1 | X X X: X; RC RC RC: DFO |  |  |  | N | N |  | 1H | [23 empty] | N | N | N
Vintage2003 | petroleum | TRUE | 14645 | City of Pella - (IA) | 7971 | Pella Peaking | IA | Marion | 3 | Petroleum Liquids | IC |  | S | X | X | MEC.MRES.PELLA | MEC.MRES.PELLA | 2 | 0.98 | 1.8 | 1.8 | 1 | N |  |  | OP | X | 6 | 2003 |  |  | N | Electric Utility | 1 | X X X: X; RC RC RC: DFO |  |  |  | N | N |  | 1H | [23 empty] | N | N | N
Vintage2003 | petroleum | TRUE | 14645 | City of Pella - (IA) | 7971 | Pella Peaking | IA | Marion | 4 | Petroleum Liquids | IC |  | S | X | X | MEC.MRES.PELLA | MEC.MRES.PELLA | 2 | 0.98 | 1.8 | 1.8 | 1 | N |  |  | OP | X | 6 | 2003 |  |  | N | Electric Utility | 1 | X X X: X; RC RC RC: DFO |  |  |  | N | N |  | 1H | [23 empty] | N | N | N
Vintage2003 | petroleum | TRUE | 14645 | City of Pella - (IA) | 7971 | Pella Peaking | IA | Marion | 5 | Petroleum Liquids | IC |  | S | X | X | MEC.MRES.PELLA | MEC.MRES.PELLA | 2 | 0.98 | 1.8 | 1.8 | 1 | N |  |  | OP | X | 6 | 2003 |  |  | N | Electric Utility | 1 | X X X: X; RC RC RC: DFO |  |  |  | N | N |  | 1H | [23 empty] | N | N | N
Vintage2003 | petroleum | TRUE | 14645 | City of Pella - (IA) | 7971 | Pella Peaking | IA | Marion | 6 | Petroleum Liquids | IC |  | S | X | X | MEC.MRES.PELLA | MEC.MRES.PELLA | 2 | 0.98 | 1.8 | 1.8 | 1 | N |  |  | OP | X | 6 | 2003 |  |  | N | Electric Utility | 1 | X X X: X; RC RC RC: DFO |  |  |  | N | N |  | 1H | [23 empty] | N | N | N
Vintage2003 | petroleum | TRUE | 14645 | City of Pella - (IA) | 7971 | Pella Peaking | IA | Marion | 7 | Petroleum Liquids | IC |  | S | X | X | MEC.MRES.PELLA | MEC.MRES.PELLA | 2 | 0.98 | 1.8 | 1.8 | 1 | N |  |  | OP | X | 6 | 2003 |  |  | N | Electric Utility | 1 | X X X: X; RC RC RC: DFO |  |  |  | N | N |  | 1H | [23 empty] | N | N | N
Vintage2003 | petroleum | TRUE | 14645 | City of Pella - (IA) | 7971 | Pella Peaking | IA | Marion | 8 | Petroleum Liquids | IC |  | S | X | X | MEC.MRES.PELLA | MEC.MRES.PELLA | 2 | 0.98 | 1.8 | 1.8 | 1 | N |  |  | OP | X | 6 | 2003 |  |  | N | Electric Utility | 1 | X X X: X; RC RC RC: DFO |  |  |  | N | N |  | 1H | [23 empty] | N | N | N
Vintage2003 | petroleum | TRUE | 14645 | City of Pella - (IA) | 7971 | Pella Peaking | IA | Marion | 9 | Petroleum Liquids | IC |  | S | X | X | MEC.MRES.PELLA | MEC.MRES.PELLA | 2 | 0.98 | 1.8 | 1.8 | 1 | N |  |  | OP | X | 6 | 2003 |  |  | N | Electric Utility | 1 | X X X: X; RC RC RC: DFO |  |  |  | N | N |  | 1H | [23 empty] | N | N | N
Vintage2002 | natural gas peaker | TRUE | 20910 | Wolverine Power Supply Coop | 7972 | Sumpter | MI | Wayne | 1 | Natural Gas Fired Combustion Turbine | GT |  | S | X | X | DECO.JUDD11 |  | 85 | 0.83 | 77 | 93.9 | 45 | N |  |  | OP | X | 7 | 2002 |  |  | N | Electric Utility | 1 | [11 empty] | N |  |  | 1H | [23 empty] | N | N | bar: X X X to RC RC RC
Vintage2002 | natural gas peaker | TRUE | 20910 | Wolverine Power Supply Coop | 7972 | Sumpter | MI | Wayne | 2 | Natural Gas Fired Combustion Turbine | GT |  | S | X | X | DECO.JUDD12 |  | 85 | 0.83 | 77.5 | 94.2 | 45 | N |  |  | OP | X | 7 | 2002 |  |  | N | Electric Utility | 1 | [11 empty] | N |  |  | 1H | [23 empty] | N | N | bar: X X X to RC RC RC
Vintage2002 | natural gas peaker | TRUE | 20910 | Wolverine Power Supply Coop | 7972 | Sumpter | MI | Wayne | 3 | Natural Gas Fired Combustion Turbine | GT |  | S | X | X | DECO.JUDD13 |  | 85 | 0.83 | 76.6 | 93.1 | 45 | N |  |  | OP | X | 7 | 2002 |  |  | N | Electric Utility | 1 | [11 empty] | N |  |  | 1H | [23 empty] | N | N | bar: X X X to RC RC RC
Vintage2002 | natural gas peaker | TRUE | 20910 | Wolverine Power Supply Coop | 7972 | Sumpter | MI | Wayne | 4 | Natural Gas Fired Combustion Turbine | GT |  | S | X | X | DECO.JUDD14 |  | 85 | 0.83 | 77.3 | 93.8 | 45 | N |  |  | OP | X | 7 | 2002 |  |  | N | Electric Utility | 1 | [11 empty] | N |  |  | 1H | [23 empty] | N | N | bar: X X X to RC RC RC
Vintage2002 | petroleum | TRUE | 9961 | Kansas Electric Power Coop Inc | 7973 | Sharpe | KS | Coffey | 1 | Petroleum Liquids | IC |  | S | X | X | WR.SHARPE.KEPC | WR.SHARPE.KEPC | 2 | 0.8 | 2 | 2 | 0.3 | N |  |  | OP | X | 7 | 2002 |  |  | N | Electric Utility | 1 | X X X: X; RC RC RC: DFO |  |  |  | N | N |  | 10M | [23 empty] | N | N | N
Vintage2002 | petroleum | TRUE | 9961 | Kansas Electric Power Coop Inc | 7973 | Sharpe | KS | Coffey | 10 | Petroleum Liquids | IC |  | S | X | X | WR.SHARPE.KEPC | WR.SHARPE.KEPC | 2 | 0.8 | 2 | 2 | 0.3 | N |  |  | OP | X | 7 | 2002 |  |  | N | Electric Utility | 1 | X X X: X; RC RC RC: DFO |  |  |  | N | N |  | 10M | [23 empty] | N | N | N
Vintage2002 | petroleum | TRUE | 9961 | Kansas Electric Power Coop Inc | 7973 | Sharpe | KS | Coffey | 2 | Petroleum Liquids | IC |  | S | X | X | WR.SHARPE.KEPC | WR.SHARPE.KEPC | 2 | 0.8 | 2 | 2 | 0.3 | N |  |  | OP | X | 7 | 2002 |  |  | N | Electric Utility | 1 | X X X: X; RC RC RC: DFO |  |  |  | N | N |  | 10M | [23 empty] | N | N | N
Vintage2002 | petroleum | TRUE | 9961 | Kansas Electric Power Coop Inc | 7973 | Sharpe | KS | Coffey | 3 | Petroleum Liquids | IC |  | S | X | X | WR.SHARPE.KEPC | WR.SHARPE.KEPC | 2 | 0.8 | 2 | 2 | 0.3 | N |  |  | OP | X | 7 | 2002 |  |  | N | Electric Utility | 1 | X X X: X; RC RC RC: DFO |  |  |  | N | N |  | 10M | [23 empty] | N | N | N
Vintage2002 | petroleum | TRUE | 9961 | Kansas Electric Power Coop Inc | 7973 | Sharpe | KS | Coffey | 4 | Petroleum Liquids | IC |  | S | X | X | WR.SHARPE.KEPC | WR.SHARPE.KEPC | 2 | 0.8 | 2 | 2 | 0.3 | N |  |  | OP | X | 7 | 2002 |  |  | N | Electric Utility | 1 | X X X: X; RC RC RC: DFO |  |  |  | N | N |  | 10M | [23 empty] | N | N | N
Vintage2002 | petroleum | TRUE | 9961 | Kansas Electric Power Coop Inc | 7973 | Sharpe | KS | Coffey | 5 | Petroleum Liquids | IC |  | S | X | X | WR.SHARPE.KEPC | WR.SHARPE.KEPC | 2 | 0.8 | 2 | 2 | 0.3 | N |  |  | OP | X | 7 | 2002 |  |  | N | Electric Utility | 1 | X X X: X; RC RC RC: DFO |  |  |  | N | N |  | 10M | [23 empty] | N | N | N
Vintage2002 | petroleum | TRUE | 9961 | Kansas Electric Power Coop Inc | 7973 | Sharpe | KS | Coffey | 6 | Petroleum Liquids | IC |  | S | X | X | WR.SHARPE.KEPC | WR.SHARPE.KEPC | 2 | 0.8 | 2 | 2 | 0.3 | N |  |  | OP | X | 7 | 2002 |  |  | N | Electric Utility | 1 | X X X: X; RC RC RC: DFO |  |  |  | N | N |  | 10M | [23 empty] | N | N | N
Vintage2002 | petroleum | TRUE | 9961 | Kansas Electric Power Coop Inc | 7973 | Sharpe | KS | Coffey | 7 | Petroleum Liquids | IC |  | S | X | X | WR.SHARPE.KEPC | WR.SHARPE.KEPC | 2 | 0.8 | 2 | 2 | 0.3 | N |  |  | OP | X | 7 | 2002 |  |  | N | Electric Utility | 1 | X X X: X; RC RC RC: DFO |  |  |  | N | N |  | 10M | [23 empty] | N | N | N
Vintage2002 | petroleum | TRUE | 9961 | Kansas Electric Power Coop Inc | 7973 | Sharpe | KS | Coffey | 8 | Petroleum Liquids | IC |  | S | X | X | WR.SHARPE.KEPC | WR.SHARPE.KEPC | 2 | 0.8 | 2 | 2 | 0.3 | N |  |  | OP | X | 7 | 2002 |  |  | N | Electric Utility | 1 | X X X: X; RC RC RC: DFO |  |  |  | N | N |  | 10M | [23 empty] | N | N | N
Vintage2002 | petroleum | TRUE | 9961 | Kansas Electric Power Coop Inc | 7973 | Sharpe | KS | Coffey | 9 | Petroleum Liquids | IC |  | S | X | X | WR.SHARPE.KEPC | WR.SHARPE.KEPC | 2 | 0.8 | 2 | 2 | 0.3 | N |  |  | OP | X | 7 | 2002 |  |  | N | Electric Utility | 1 | X X X: X; RC RC RC: DFO |  |  |  | N | N |  | 10M | [23 empty] | N | N | N
Vintage2001 | onshore wind | TRUE | 1307 | Basin Electric Power Coop | 7974 | Chamberlain Wind Project | SD | Brule | WTC1 | Onshore Wind Turbine | WT |  | S | X | X | WAUELAKPLATUNCHAMBERLAIN_RA | WAUE.BEPM.CHAMBERLAIN | 1.3 |  | 1.3 | 1.3 | 0 | N |  |  | OP | X | 11 | 2001 |  |  | N | Electric Utility | 1 | X X X: X; RC RC RC: WND |  |  |  | N | N | 1 | [24 empty] | N
Vintage2001 | onshore wind | TRUE | 1307 | Basin Electric Power Coop | 7974 | Chamberlain Wind Project | SD | Brule | WTC2 | Onshore Wind Turbine | WT |  | S | X | X | WAUELAKPLATUNCHAMBERLAIN_RA | WAUE.BEPM.CHAMBERLAIN | 1.3 |  | 1.3 | 1.3 | 0 | N |  |  | OP | X | 11 | 2001 |  |  | N | Electric Utility | 1 | X X X: X; RC RC RC: WND |  |  |  | N | N | 1 | [24 empty] | N
Vintage2003 | natural gas peaker | TRUE | 30151 | Tri-State G & T Assn, Inc | 7975 | Pyramid | NM | Hidalgo | 1 | Natural Gas Fired Combustion Turbine | GT |  | S | X | X |  |  | 46.5 | 0.85 | 39.5 | 45.6 | 25 | N |  |  | OP | X | 3 | 2003 |  |  | N | Electric Utility | 1 | X X X: X; RC RC RC: NG; SUB SUB SUB: DFO |  |  |  | N | N |  | 10M | [23 empty] | Y | N | Y
Vintage2003 | natural gas peaker | TRUE | 30151 | Tri-State G & T Assn, Inc | 7975 | Pyramid | NM | Hidalgo | 2 | Natural Gas Fired Combustion Turbine | GT |  | S | X | X |  |  | 46.5 | 0.85 | 39.5 | 45.6 | 25 | N |  |  | OP | X | 3 | 2003 |  |  | N | Electric Utility | 1 | X X X: X; RC RC RC: NG; SUB SUB SUB: DFO |  |  |  | N | N |  | 10M | [23 empty] | Y | N | Y
Vintage2003 | natural gas peaker | TRUE | 30151 | Tri-State G & T Assn, Inc | 7975 | Pyramid | NM | Hidalgo | 3 | Natural Gas Fired Combustion Turbine | GT |  | S | X | X |  |  | 46.5 | 0.85 | 39.5 | 45.6 | 25 | N |  |  | OP | X | 5 | 2003 |  |  | N | Electric Utility | 1 | X X X: X; RC RC RC: NG; SUB SUB SUB: DFO |  |  |  | N | N |  | 10M | [23 empty] | Y | N | Y
Vintage2003 | natural gas peaker | TRUE | 30151 | Tri-State G & T Assn, Inc | 7975 | Pyramid | NM | Hidalgo | 4 | Natural Gas Fired Combustion Turbine | GT |  | S | X | X |  |  | 46.5 | 0.85 | 39.5 | 45.6 | 25 | N |  |  | OP | X | 4 | 2003 |  |  | N | Electric Utility | 1 | X X X: X; RC RC RC: NG; SUB SUB SUB: DFO |  |  |  | N | N |  | 10M | [23 empty] | Y | N | Y
Vintage2003 | petroleum | TRUE | 13095 | City of Mulvane - (KS) | 7976 | Mulvane 2 | KS | Sedgwick | 10 | Petroleum Liquids | IC |  | S | X | X |  |  | 4.1 | 0.8 | 3.8 | 3.8 | 1.5 | N |  |  | OP | X | 9 | 2003 |  |  | N | Electric Utility | 1 | X X X: X; RC RC RC: DFO |  |  |  | N | N |  | 12H | [20 empty] | N |  |  | N |  | N
Vintage2003 | petroleum | TRUE | 13095 | City of Mulvane - (KS) | 7976 | Mulvane 2 | KS | Sedgwick | 11 | Petroleum Liquids | IC |  | S | X | X |  |  | 4.1 | 0.8 | 3.8 | 3.8 | 1.5 | N |  |  | OS | X | 9 | 2003 |  |  | N | Electric Utility | 1 | X X X: X; RC RC RC: DFO |  |  |  | N | N |  | 12H | [20 empty] | N |  |  | N |  | N
Vintage2003 | petroleum | TRUE | 13095 | City of Mulvane - (KS) | 7976 | Mulvane 2 | KS | Sedgwick | 9 | Petroleum Liquids | IC |  | S | X | X |  |  | 1 | 0.8 | 1 | 1 | 0.4 | N |  |  | OP | X | 9 | 2003 |  |  | N | Electric Utility | 1 | X X X: X; RC RC RC: DFO |  |  |  | N | N |  | 12H | [20 empty] | N |  |  | N |  | N
Vintage2003 | petroleum | TRUE | 7494 | City of Granite Falls - (MN) | 7977 | Granite Falls 2 | MN | Yellow Medicine | 1 | Petroleum Liquids | IC |  | S | X | X |  |  | 2 | 0.8 | 2 | 2 | 2 | N |  |  | SB | Y | 5 | 2003 |  |  | N | Electric Utility | 1 | X X X: X; RC RC RC: DFO |  |  |  | N | N |  | 10M | [23 empty] | N
Vintage2003 | petroleum | TRUE | 7494 | City of Granite Falls - (MN) | 7977 | Granite Falls 2 | MN | Yellow Medicine | 2 | Petroleum Liquids | IC |  | S | X | X |  |  | 2 | 0.8 | 2 | 2 | 2 | N |  |  | SB | Y | 5 | 2003 |  |  | N | Electric Utility | 1 | X X X: X; RC RC RC: DFO |  |  |  | N | N |  | 10M | [23 empty] | N
Vintage2003 | petroleum | TRUE | 7494 | City of Granite Falls - (MN) | 7977 | Granite Falls 2 | MN | Yellow Medicine | 3 | Petroleum Liquids | IC |  | S | X | X |  |  | 2 | 0.8 | 2 | 2 | 2 | N |  |  | SB | Y | 5 | 2003 |  |  | N | Electric Utility | 1 | X X X: X; RC RC RC: DFO |  |  |  | N | N |  | 10M | [23 empty] | N
Vintage2002 | natural gas peaker | TRUE | 5416 | Duke Energy Carolinas, LLC | 7981 | Mill Creek (SC) | SC | Cherokee | 1 | Natural Gas Fired Combustion Turbine | GT |  | S | X | X |  |  | 99.9 | 0.85 | 71 | 94 | 71 | N |  |  | OP | X | 12 | 2002 |  |  | N | Electric Utility | 1 | X X X: X; RC RC RC: NG; SUB SUB SUB: DFO |  |  |  | N | N |  | 1H | [23 empty] | Y | N | Y
Vintage2002 | natural gas peaker | TRUE | 5416 | Duke Energy Carolinas, LLC | 7981 | Mill Creek (SC) | SC | Cherokee | 2 | Natural Gas Fired Combustion Turbine | GT |  | S | X | X |  |  | 99.9 | 0.85 | 70 | 94 | 70 | N |  |  | OP | X | 12 | 2002 |  |  | N | Electric Utility | 1 | X X X: X; RC RC RC: NG; SUB SUB SUB: DFO |  |  |  | N | N |  | 1H | [23 empty] | Y | N | Y
Vintage2002 | natural gas peaker | TRUE | 5416 | Duke Energy Carolinas, LLC | 7981 | Mill Creek (SC) | SC | Cherokee | 3 | Natural Gas Fired Combustion Turbine | GT |  | S | X | X |  |  | 99.9 | 0.85 | 71 | 95 | 71 | N |  |  | OP | X | 12 | 2002 |  |  | N | Electric Utility | 1 | X X X: X; RC RC RC: NG; SUB SUB SUB: DFO |  |  |  | N | N |  | 1H | [23 empty] | Y | N | Y
Vintage2002 | natural gas peaker | TRUE | 5416 | Duke Energy Carolinas, LLC | 7981 | Mill Creek (SC) | SC | Cherokee | 4 | Natural Gas Fired Combustion Turbine | GT |  | S | X | X |  |  | 99.9 | 0.85 | 70 | 94 | 70 | N |  |  | OP | X | 12 | 2002 |  |  | N | Electric Utility | 1 | X X X: X; RC RC RC: NG; SUB SUB SUB: DFO |  |  |  | N | N |  | 1H | [23 empty] | Y | N | Y
Vintage2003 | natural gas peaker | TRUE | 5416 | Duke Energy Carolinas, LLC | 7981 | Mill Creek (SC) | SC | Cherokee | 5 | Natural Gas Fired Combustion Turbine | GT |  | S | X | X |  |  | 99.9 | 0.85 | 69 | 94 | 69 | N |  |  | OP | X | 5 | 2003 |  |  | N | Electric Utility | 1 | X X X: X; RC RC RC: NG; SUB SUB SUB: DFO |  |  |  | N | N |  | 1H | [23 empty] | Y | N | Y
Vintage2003 | natural gas peaker | TRUE | 5416 | Duke Energy Carolinas, LLC | 7981 | Mill Creek (SC) | SC | Cherokee | 6 | Natural Gas Fired Combustion Turbine | GT |  | S | X | X |  |  | 99.9 | 0.85 | 71 | 92 | 71 | N |  |  | OP | X | 5 | 2003 |  |  | N | Electric Utility | 1 | X X X: X; RC RC RC: NG; SUB SUB SUB: DFO |  |  |  | N | N |  | 1H | [23 empty] | Y | N | Y
Vintage2003 | natural gas peaker | TRUE | 5416 | Duke Energy Carolinas, LLC | 7981 | Mill Creek (SC) | SC | Cherokee | 7 | Natural Gas Fired Combustion Turbine | GT |  | S | X | X |  |  | 99.9 | 0.85 | 70 | 95 | 70 | N |  |  | OP | X | 5 | 2003 |  |  | N | Electric Utility | 1 | X X X: X; RC RC RC: NG; SUB SUB SUB: DFO |  |  |  | N | N |  | 1H | [23 empty] | Y | N | Y
Vintage2003 | natural gas peaker | TRUE | 5416 | Duke Energy Carolinas, LLC | 7981 | Mill Creek (SC) | SC | Cherokee | 8 | Natural Gas Fired Combustion Turbine | GT |  | S | X | X |  |  | 99.9 | 0.85 | 71 | 93 | 71 | N |  |  | OP | X | 5 | 2003 |  |  | N | Electric Utility | 1 | X X X: X; RC RC RC: NG; SUB SUB SUB: DFO |  |  |  | N | N |  | 1H | [23 empty] | Y | N | Y
Vintage2003 | petroleum | TRUE | 15793 | Redwood Falls Public Util Comm | 7982 | South Generation | MN | Redwood | 3 | Petroleum Liquids | IC |  | S | X | X |  |  | 2.2 | 0.8 | 2 | 2 | 0.1 | N |  |  | OP | X | 3 | 2003 |  |  | N | Electric Utility | 1 | X X X: X; RC RC RC: DFO |  |  |  | N |  |  | 10M | [23 empty] | N | N | N
Vintage2003 | petroleum | TRUE | 15793 | Redwood Falls Public Util Comm | 7982 | South Generation | MN | Redwood | 4 | Petroleum Liquids | IC |  | S | X | X |  |  | 2.2 | 0.8 | 2 | 2 | 0.1 | N |  |  | OP | X | 3 | 2003 |  |  | N | Electric Utility | 1 | X X X: X; RC RC RC: DFO |  |  |  | N |  |  | 10M | [23 empty] | N | N | N
Vintage2003 | petroleum | TRUE | 15793 | Redwood Falls Public Util Comm | 7982 | South Generation | MN | Redwood | 5 | Petroleum Liquids | IC |  | S | X | X |  |  | 2.2 | 0.8 | 2.2 | 2 | 0.1 | N |  |  | OP | X | 3 | 2003 |  |  | N | Electric Utility | 1 | X X X: X; RC RC RC: DFO |  |  |  | N |  |  | 10M | [23 empty] | N | N | N
Vintage2002 | natural gas peaker | TRUE | 40582 | Michigan Public Power Agency | 7984 | Kalkaska CT #1 | MI | Kalkaska | 001 | Natural Gas Fired Combustion Turbine | GT |  | S | X | X | CONS.KALK | CONS.KALK | 60.5 | 0.85 | 48.3 | 61.4 | 20 | N |  |  | OP | X | 12 | 2002 |  |  | N | Electric Utility | 1 | [11 empty] | N | N |  | 1H | [23 empty] | N | N | N | bar: X X X to RC RC RC
Vintage2003 | natural gas combined cycle | TRUE | 12341 | MidAmerican Energy Co | 7985 | Greater Des Moines | IA | Polk | GT1 | Natural Gas Fired Combined Cycle | CT | CC1 | S | X | N | MEC.CC.GDM1&2 | MEC.CC.GDM1&2 | 190.4 | 0.85 | 155.7 | 197.6 | 120 | Y | 1 | 2021 | OP | X | 5 | 2003 |  |  | N | Electric Utility | 1 | [11 empty] | N |  |  | OVER | [23 empty] | N | bar: X X X to RC RC RC
Vintage2003 | natural gas combined cycle | TRUE | 12341 | MidAmerican Energy Co | 7985 | Greater Des Moines | IA | Polk | GT2 | Natural Gas Fired Combined Cycle | CT | CC1 | S | X | N | MEC.CC.GDM1&2 | MEC.CC.GDM1& 2 | 190.4 | 0.85 | 149.4 | 202.4 | 120 | Y | 1 | 2021 | OP | X | 5 | 2003 |  |  | N | Electric Utility | 1 | [11 empty] | N |  |  | OVER | [23 empty] | N | bar: X X X to RC RC RC
Vintage2004 | natural gas combined cycle | TRUE | 12341 | MidAmerican Energy Co | 7985 | Greater Des Moines | IA | Polk | ST1 | Natural Gas Fired Combined Cycle | CA | CC1 | S | N | X | MEC.CC.GDM1&2 | MEC.CC.GDM1&2 | 195.5 | 0.85 | 174.8 | 178 | 55 | N |  |  | OP | X | 12 | 2004 |  |  | N | Electric Utility | 1 | [11 empty] | N |  |  | OVER | [23 empty] | N | bar: X X X to RC RC RC
Vintage2002 | natural gas peaker | TRUE | 2507 | City of Burbank Water and Power | 7987 | Lake One | CA | Los Angeles | L1 | Natural Gas Fired Combustion Turbine | GT |  | S | X | X |  |  | 60.5 | 0.85 | 48 | 48 | 10 | N |  |  | OP | X | 6 | 2002 |  |  | N | Electric Utility | 1 | [11 empty] | N | N |  | 10M | [20 empty] | N |  |  | N | N | N | bar: X X X to RC RC RC
Vintage2003 | natural gas peaker | TRUE | 17568 | Cooperative Energy | 7988 | Silver Creek | MS | Jefferson Davis | 1 | Natural Gas Fired Combustion Turbine | GT |  | S | X | X | SME.SLVRCRK_1 |  | 83.5 | 0.85 | 75 | 83.5 | 53 | N |  |  | OP | X | 6 | 2003 |  |  | N | Electric Utility | 1 | [11 empty] | N |  |  | 1H | [23 empty] | N | N | bar: X X X to RC RC RC
Vintage2004 | natural gas peaker | TRUE | 17568 | Cooperative Energy | 7988 | Silver Creek | MS | Jefferson Davis | 2 | Natural Gas Fired Combustion Turbine | GT |  | S | X | X | SME.SLVRCRK_2 |  | 83.5 | 0.85 | 75 | 83.5 | 53 | N |  |  | OP | X | 6 | 2004 |  |  | N | Electric Utility | 1 | [11 empty] | N |  |  | 1H | [23 empty] | N | N | bar: X X X to RC RC RC
Vintage2005 | natural gas peaker | TRUE | 17568 | Cooperative Energy | 7988 | Silver Creek | MS | Jefferson Davis | 3 | Natural Gas Fired Combustion Turbine | GT |  | S | X | X | SME.SLVRCRK_3 |  | 83.5 | 0.85 | 75 | 83.5 | 53 | N |  |  | OP | X | 6 | 2005 |  |  | N | Electric Utility | 1 | [11 empty] | N |  |  | 1H | [23 empty] | N | N | bar: X X X to RC RC RC
Vintage2003 | natural gas peaker | TRUE | 17568 | Cooperative Energy | 7989 | Sylvarena | MS | Smith | 1 | Natural Gas Fired Combustion Turbine | GT |  | S | X | X | SME.SYLV_1 |  | 47 | 0.85 | 43 | 47 | 24 | N |  |  | OP | X | 7 | 2003 |  |  | N | Electric Utility | 1 | [11 empty] | N |  |  | 1H | [23 empty] | N | bar: X X X to RC RC RC
Vintage2003 | natural gas peaker | TRUE | 17568 | Cooperative Energy | 7989 | Sylvarena | MS | Smith | 2 | Natural Gas Fired Combustion Turbine | GT |  | S | X | X | SME.SYLV_2 |  | 47 | 0.85 | 43 | 47 | 24 | N |  |  | OP | X | 7 | 2003 |  |  | N | Electric Utility | 1 | [11 empty] | N |  |  | 1H | [23 empty] | N | bar: X X X to RC RC RC
Vintage2003 | natural gas peaker | TRUE | 17568 | Cooperative Energy | 7989 | Sylvarena | MS | Smith | 3 | Natural Gas Fired Combustion Turbine | GT |  | S | X | X | SME.SYLV_3 |  | 47 | 0.85 | 43 | 47 | 24 | N |  |  | OP | X | 7 | 2003 |  |  | N | Electric Utility | 1 | [11 empty] | N |  |  | 1H | [23 empty] | N | bar: X X X to RC RC RC
Vintage2002 | petroleum | TRUE | 406 | City of Altamont - (IL) | 7990 | Altamont | IL | Effingham | 1 | Petroleum Liquids | IC |  | S | X | X | AMIL.IP.IMEA | AMIL.IP.IMEA | 1.8 | 0.8 | 1.8 | 1.8 | 0.5 | N |  |  | SB | Y | 1 | 2002 |  |  | N | Electric Utility | 1 | X X X: X; RC RC RC: DFO |  |  |  | N | N |  | 10M | [23 empty] | N | N | N
Vintage2002 | petroleum | TRUE | 406 | City of Altamont - (IL) | 7990 | Altamont | IL | Effingham | 2 | Petroleum Liquids | IC |  | S | X | X | AMIL.IP.IMEA | AMIL.IP.IMEA | 1.8 | 0.8 | 1.8 | 1.8 | 0.5 | N |  |  | SB | Y | 1 | 2002 |  |  | N | Electric Utility | 1 | X X X: X; RC RC RC: DFO |  |  |  | N | N |  | 10M | [23 empty] | N | N | N
Vintage2002 | petroleum | TRUE | 406 | City of Altamont - (IL) | 7990 | Altamont | IL | Effingham | 3 | Petroleum Liquids | IC |  | S | X | X | AMIL.IP.IMEA | AMIL.IP.IMEA | 1.8 | 0.8 | 1.8 | 1.8 | 0.5 | N |  |  | SB | Y | 1 | 2002 |  |  | N | Electric Utility | 1 | X X X: X; RC RC RC: DFO |  |  |  | N | N |  | 10M | [23 empty] | N | N | N
Vintage2006 | petroleum | TRUE | 406 | City of Altamont - (IL) | 7990 | Altamont | IL | Effingham | 4 | Petroleum Liquids | IC |  | S | X | X | AMIL.IP.IMEA | AMIL.IP.IMEA | 1.8 | 0.8 | 1.8 | 1.8 | 0.5 | N |  |  | SB | Y | 11 | 2006 |  |  | N | Electric Utility | 1 | X X X: X; RC RC RC: DFO |  |  |  | N | N |  | 10M | [23 empty] | N |  | N
Vintage2005 | natural gas combined cycle | TRUE | 11479 | Madison Gas & Electric Co | 7991 | West Campus Cogeneration Facility | WI | Dane | 1 | Natural Gas Fired Combined Cycle | CT | CC1 | S | X | N | MGE.CC.WCCF | MGE.CC.WCCF | 54 | 0.9 | 28.4 | 28.4 | 27 | N |  |  | OP | X | 4 | 2005 |  |  | Y | Electric Utility | 1 | X X X: T; RC RC RC: NG; SUB SUB SUB: DFO; DFO DFO DFO: NG | DFO |  |  | N | N |  | 12H | [20 empty] | N |  |  | Y | N | Y
Vintage2005 | natural gas combined cycle | TRUE | 11479 | Madison Gas & Electric Co | 7991 | West Campus Cogeneration Facility | WI | Dane | CT2 | Natural Gas Fired Combined Cycle | CT | CC1 | S | X | N | MGE.CC.WCCF | MGE.CC.WCCF | 54 | 0.9 | 32 | 32 | 27 | N |  |  | OP | X | 4 | 2005 |  |  | Y | Electric Utility | 1 | X X X: T; RC RC RC: NG; SUB SUB SUB: DFO; DFO DFO DFO: NG | DFO |  |  | N | N |  | 12H | [20 empty] | N |  |  | Y | N | Y
Vintage2005 | natural gas combined cycle | TRUE | 11479 | Madison Gas & Electric Co | 7991 | West Campus Cogeneration Facility | WI | Dane | STG1 | Natural Gas Fired Combined Cycle | CA | CC1 | J | Y | X | MGE.CC.WCCF | MGE.CC.WCCF | 61.3 | 0.9 | 67.8 | 67.8 | 11 | N |  |  | OP | X | 4 | 2005 |  |  | Y | Electric Utility | 1 | X X X: T; RC RC RC: NG; SUB SUB SUB: DFO; DFO DFO DFO: NG | DFO |  |  | N | N |  | 12H | [20 empty] | N |  |  | Y | N | Y
Vintage2002 | petroleum | TRUE | 56146 | Black Hills Colorado Electric, LLC | 7995 | Airport Industrial | CO | Pueblo | IC1 | Petroleum Liquids | IC |  | S | X | X |  |  | 2.5 | 0.8 | 2.5 | 2.5 | 2 | N |  |  | OP | X | 1 | 2002 |  |  | N | Electric Utility | 1 | X X X: X; RC RC RC: DFO |  |  |  | N | N |  | 10M | [20 empty] | N |  |  | N | N | N
Vintage2002 | petroleum | TRUE | 56146 | Black Hills Colorado Electric, LLC | 7995 | Airport Industrial | CO | Pueblo | IC2 | Petroleum Liquids | IC |  | S | X | X |  |  | 2.5 | 0.8 | 2.5 | 2.5 | 2 | N |  |  | OP | X | 1 | 2002 |  |  | N | Electric Utility | 1 | X X X: X; RC RC RC: DFO |  |  |  | N | N |  | 10M | [20 empty] | N |  |  | N | N | N
Vintage2002 | petroleum | TRUE | 56146 | Black Hills Colorado Electric, LLC | 7995 | Airport Industrial | CO | Pueblo | IC3 | Petroleum Liquids | IC |  | S | X | X |  |  | 2.5 | 0.8 | 2.5 | 2.5 | 2 | N |  |  | OP | X | 1 | 2002 |  |  | N | Electric Utility | 1 | X X X: X; RC RC RC: DFO |  |  |  | N | N |  | 10M | [20 empty] | N |  |  | N | N | N
Vintage2002 | petroleum | TRUE | 56146 | Black Hills Colorado Electric, LLC | 7995 | Airport Industrial | CO | Pueblo | IC4 | Petroleum Liquids | IC |  | S | X | X |  |  | 2.5 | 0.8 | 2.5 | 2.5 | 2 | N |  |  | OP | X | 1 | 2002 |  |  | N | Electric Utility | 1 | X X X: X; RC RC RC: DFO |  |  |  | N | N |  | 10M | [20 empty] | N |  |  | N | N | N
Vintage2001 | petroleum | TRUE | 10623 | City of Lakeland - (FL) | 7997 | Winston | FL | Polk | WD01 | Petroleum Liquids | IC |  | S | X | X |  |  | 2.5 | 1 | 2.5 | 2.5 | 2.5 | N |  |  | OP | X | 12 | 2001 |  |  | N | Electric Utility | 1 | X X X: X; RC RC RC: DFO |  |  |  | N | N |  | 1H | [23 empty] | N | N
Vintage2001 | petroleum | TRUE | 10623 | City of Lakeland - (FL) | 7997 | Winston | FL | Polk | WD02 | Petroleum Liquids | IC |  | S | X | X |  |  | 2.5 | 1 | 2.5 | 2.5 | 2.5 | N |  |  | OP | X | 12 | 2001 |  |  | N | Electric Utility | 1 | X X X: X; RC RC RC: DFO |  |  |  | N | N |  | 1H | [23 empty] | N | N
Vintage2001 | petroleum | TRUE | 10623 | City of Lakeland - (FL) | 7997 | Winston | FL | Polk | WD03 | Petroleum Liquids | IC |  | S | X | X |  |  | 2.5 | 1 | 2.5 | 2.5 | 2.5 | N |  |  | OP | X | 12 | 2001 |  |  | N | Electric Utility | 1 | X X X: X; RC RC RC: DFO |  |  |  | N | N |  | 1H | [23 empty] | N | N
Vintage2001 | petroleum | TRUE | 10623 | City of Lakeland - (FL) | 7997 | Winston | FL | Polk | WD04 | Petroleum Liquids | IC |  | S | X | X |  |  | 2.5 | 1 | 2.5 | 2.5 | 2.5 | N |  |  | OP | X | 12 | 2001 |  |  | N | Electric Utility | 1 | X X X: X; RC RC RC: DFO |  |  |  | N | N |  | 1H | [23 empty] | N
Vintage2001 | petroleum | TRUE | 10623 | City of Lakeland - (FL) | 7997 | Winston | FL | Polk | WD05 | Petroleum Liquids | IC |  | S | X | X |  |  | 2.5 | 1 | 2.5 | 2.5 | 2.5 | N |  |  | OP | X | 12 | 2001 |  |  | N | Electric Utility | 1 | X X X: X; RC RC RC: DFO |  |  |  | N | N |  | 1H | [23 empty] | N
Vintage2001 | petroleum | TRUE | 10623 | City of Lakeland - (FL) | 7997 | Winston | FL | Polk | WD06 | Petroleum Liquids | IC |  | S | X | X |  |  | 2.5 | 1 | 2.5 | 2.5 | 2.5 | N |  |  | OP | X | 12 | 2001 |  |  | N | Electric Utility | 1 | X X X: X; RC RC RC: DFO |  |  |  | N | N |  | 1H | [23 empty] | N
Vintage2001 | petroleum | TRUE | 10623 | City of Lakeland - (FL) | 7997 | Winston | FL | Polk | WD07 | Petroleum Liquids | IC |  | S | X | X |  |  | 2.5 | 1 | 2.5 | 2.5 | 2.5 | N |  |  | OP | X | 12 | 2001 |  |  | N | Electric Utility | 1 | X X X: X; RC RC RC: DFO |  |  |  | N | N |  | 1H | [23 empty] | N
Vintage2001 | petroleum | TRUE | 10623 | City of Lakeland - (FL) | 7997 | Winston | FL | Polk | WD08 | Petroleum Liquids | IC |  | S | X | X |  |  | 2.5 | 1 | 2.5 | 2.5 | 2.5 | N |  |  | OP | X | 12 | 2001 |  |  | N | Electric Utility | 1 | X X X: X; RC RC RC: DFO |  |  |  | N | N |  | 1H | [23 empty] | N
Vintage2001 | petroleum | TRUE | 10623 | City of Lakeland - (FL) | 7997 | Winston | FL | Polk | WD09 | Petroleum Liquids | IC |  | S | X | X |  |  | 2.5 | 1 | 2.5 | 2.5 | 2.5 | N |  |  | OP | X | 12 | 2001 |  |  | N | Electric Utility | 1 | X X X: X; RC RC RC: DFO |  |  |  | N | N |  | 1H | [23 empty] | N
Vintage2001 | petroleum | TRUE | 10623 | City of Lakeland - (FL) | 7997 | Winston | FL | Polk | WD10 | Petroleum Liquids | IC |  | S | X | X |  |  | 2.5 | 1 | 2.5 | 2.5 | 2.5 | N |  |  | OP | X | 12 | 2001 |  |  | N | Electric Utility | 1 | X X X: X; RC RC RC: DFO |  |  |  | N | N |  | 1H | [23 empty] | N
Vintage2001 | petroleum | TRUE | 10623 | City of Lakeland - (FL) | 7997 | Winston | FL | Polk | WD11 | Petroleum Liquids | IC |  | S | X | X |  |  | 2.5 | 1 | 2.5 | 2.5 | 2.5 | N |  |  | OP | X | 12 | 2001 |  |  | N | Electric Utility | 1 | X X X: X; RC RC RC: DFO |  |  |  | N | N |  | 1H | [23 empty] | N
Vintage2001 | petroleum | TRUE | 10623 | City of Lakeland - (FL) | 7997 | Winston | FL | Polk | WD12 | Petroleum Liquids | IC |  | S | X | X |  |  | 2.5 | 1 | 2.5 | 2.5 | 2.5 | N |  |  | OP | X | 12 | 2001 |  |  | N | Electric Utility | 1 | X X X: X; RC RC RC: DFO |  |  |  | N | N |  | 1H | [23 empty] | N
Vintage2001 | petroleum | TRUE | 10623 | City of Lakeland - (FL) | 7997 | Winston | FL | Polk | WD13 | Petroleum Liquids | IC |  | S | X | X |  |  | 2.5 | 1 | 2.5 | 2.5 | 2.5 | N |  |  | OP | X | 12 | 2001 |  |  | N | Electric Utility | 1 | X X X: X; RC RC RC: DFO |  |  |  | N | N |  | 1H | [23 empty] | N
Vintage2001 | petroleum | TRUE | 10623 | City of Lakeland - (FL) | 7997 | Winston | FL | Polk | WD14 | Petroleum Liquids | IC |  | S | X | X |  |  | 2.5 | 1 | 2.5 | 2.5 | 2.5 | N |  |  | OP | X | 12 | 2001 |  |  | N | Electric Utility | 1 | X X X: X; RC RC RC: DFO |  |  |  | N | N |  | 1H | [23 empty] | N
Vintage2001 | petroleum | TRUE | 10623 | City of Lakeland - (FL) | 7997 | Winston | FL | Polk | WD15 | Petroleum Liquids | IC |  | S | X | X |  |  | 2.5 | 1 | 2.5 | 2.5 | 2.5 | N |  |  | OP | X | 12 | 2001 |  |  | N | Electric Utility | 1 | X X X: X; RC RC RC: DFO |  |  |  | N | N |  | 1H | [23 empty] | N
Vintage2001 | petroleum | TRUE | 10623 | City of Lakeland - (FL) | 7997 | Winston | FL | Polk | WD16 | Petroleum Liquids | IC |  | S | X | X |  |  | 2.5 | 1 | 2.5 | 2.5 | 2.5 | N |  |  | OP | X | 12 | 2001 |  |  | N | Electric Utility | 1 | X X X: X; RC RC RC: DFO |  |  |  | N | N |  | 1H | [23 empty] | N
Vintage2001 | petroleum | TRUE | 10623 | City of Lakeland - (FL) | 7997 | Winston | FL | Polk | WD17 | Petroleum Liquids | IC |  | S | X | X |  |  | 2.5 | 1 | 2.5 | 2.5 | 2.5 | N |  |  | OP | X | 12 | 2001 |  |  | N | Electric Utility | 1 | X X X: X; RC RC RC: DFO |  |  |  | N | N |  | 1H | [23 empty] | N
Vintage2001 | petroleum | TRUE | 10623 | City of Lakeland - (FL) | 7997 | Winston | FL | Polk | WD18 | Petroleum Liquids | IC |  | S | X | X |  |  | 2.5 | 1 | 2.5 | 2.5 | 2.5 | N |  |  | OP | X | 12 | 2001 |  |  | N | Electric Utility | 1 | X X X: X; RC RC RC: DFO |  |  |  | N | N |  | 1H | [23 empty] | N
Vintage2001 | petroleum | TRUE | 10623 | City of Lakeland - (FL) | 7997 | Winston | FL | Polk | WD19 | Petroleum Liquids | IC |  | S | X | X |  |  | 2.5 | 1 | 2.5 | 2.5 | 2.5 | N |  |  | OP | X | 12 | 2001 |  |  | N | Electric Utility | 1 | X X X: X; RC RC RC: DFO |  |  |  | N | N |  | 1H | [23 empty] | N
Vintage2001 | petroleum | TRUE | 10623 | City of Lakeland - (FL) | 7997 | Winston | FL | Polk | WD20 | Petroleum Liquids | IC |  | S | X | X |  |  | 2.5 | 1 | 2.5 | 2.5 | 2.5 | N |  |  | OP | X | 12 | 2001 |  |  | N | Electric Utility | 1 | X X X: X; RC RC RC: DFO |  |  |  | N | N |  | 1H | [23 empty] | N
Vintage2008 | natural gas combined cycle | TRUE | 49893 | Invenergy Services LLC | 7999 | Grays Harbor Energy Facility | WA | Grays Harbor | CT1 | Natural Gas Fired Combined Cycle | CT | CC01 | S | X | N |  |  | 198.9 | 0.85 | 151 | 188 | 100 | N |  |  | OP | X | 5 | 2008 |  |  | N | IPP Non-CHP | 2 | [11 empty] | N | N |  | 12H | [23 empty] | N | bar: X X X to RC RC RC; DFO DFO DFO
Vintage2008 | natural gas combined cycle | TRUE | 49893 | Invenergy Services LLC | 7999 | Grays Harbor Energy Facility | WA | Grays Harbor | CT2 | Natural Gas Fired Combined Cycle | CT | CC01 | S | X | N |  |  | 198.9 | 0.85 | 153 | 190 | 100 | N |  |  | OP | X | 5 | 2008 |  |  | N | IPP Non-CHP | 2 | [11 empty] | N | N |  | 12H | [23 empty] | N | bar: X X X to RC RC RC; DFO DFO DFO
Vintage2008 | natural gas combined cycle | TRUE | 49893 | Invenergy Services LLC | 7999 | Grays Harbor Energy Facility | WA | Grays Harbor | ST1 | Natural Gas Fired Combined Cycle | CA | CC01 | S | Y | X |  |  | 317.1 | 0.85 | 291 | 291 | 100 | N |  |  | OP | X | 5 | 2008 |  |  | N | IPP Non-CHP | 2 | [11 empty] | N | N |  | 12H | [23 empty] | N | bar: X X X to RC RC RC; DFO DFO DFO
Vintage2005 | natural gas combined cycle | TRUE | 13337 | Nebraska Public Power District | 8000 | Beatrice | NE | Gage | CT1 | Natural Gas Fired Combined Cycle | CT | CC1 | S | X | N | NPPD_BPS | NPPD_BPS | 76.6 | 0.85 | 69 | 69 | 0 | N |  |  | OP | X | 1 | 2005 |  |  | N | Electric Utility | 1 | [11 empty] | N | N |  | 12H | [23 empty] | N | N | N | bar: X X X to RC RC RC
Vintage2005 | natural gas combined cycle | TRUE | 13337 | Nebraska Public Power District | 8000 | Beatrice | NE | Gage | CT2 | Natural Gas Fired Combined Cycle | CT | CC1 | S | X | N | NPPD_BPS | NPPD_BPS | 76.6 | 0.85 | 68 | 68 | 0 | N |  |  | OP | X | 1 | 2005 |  |  | N | Electric Utility | 1 | [11 empty] | N | N |  | 12H | [23 empty] | N | N | N | bar: X X X to RC RC RC
Vintage2005 | natural gas combined cycle | TRUE | 13337 | Nebraska Public Power District | 8000 | Beatrice | NE | Gage | ST1 | Natural Gas Fired Combined Cycle | CA | CC1 | S | Y | X | NPPD_BPS | NPPD_BPS | 93.9 | 0.85 | 83 | 83 | 0 | N |  |  | OP | X | 1 | 2005 |  |  | N | Electric Utility | 1 | [11 empty] | N | N |  | 12H | [23 empty] | N | N | N | bar: X X X to RC RC RC
Vintage1974 | natural gas steam turbine | TRUE | 62032 | Granite Shore Power | 8002 | Newington | NH | Rockingham | 1 | Natural Gas Steam Turbine | ST |  | S | X | X | 4002 Z_NewHampshire |  | 414 | 0.9 | 400.2 | 400.2 | 60 | N |  |  | OP | X | 6 | 1974 |  |  | N | IPP Non-CHP | 2 | X X X: X; RC RC RC: NG; SUB SUB SUB: RFO; DFO DFO DFO: DFO |  |  |  | N |  |  | OVER | [23 empty] | Y | Y | Y
Vintage1974 | hydro | TRUE | 54765 | Bear Swamp Power Company LLC | 8004 | Fife Brook | MA | Berkshire | GEN1 | Conventional Hydroelectric | HY |  | J | X | X |  |  | 11.2 | 0.9 | 11.2 | 11.2 | 3 | N |  |  | OP | X | 10 | 1974 |  |  | N | IPP Non-CHP | 2 | X X X: X; RC RC RC: WAT |  |  |  | N |  |  | 10M
Vintage1974 | other | TRUE | 54765 | Bear Swamp Power Company LLC | 8005 | Bear Swamp | MA | Berkshire | GEN1 | Hydroelectric Pumped Storage | PS |  | J | X | X |  |  | 300 | 0.9 | 300 | 300 | 220 | N |  |  | OP | X | 9 | 1974 |  |  | N | IPP Non-CHP | 2 | X X X: X; RC RC RC: WAT |  |  |  | N |  |  | 10M | [7 empty] | 33 | 33 | 11 | 2022
Vintage1974 | other | TRUE | 54765 | Bear Swamp Power Company LLC | 8005 | Bear Swamp | MA | Berkshire | GEN2 | Hydroelectric Pumped Storage | PS |  | J | X | X |  |  | 300 | 0.9 | 333 | 333 | 220 | Y | 11 | 2021 | OP | X | 10 | 1974 |  |  | N | IPP Non-CHP | 2 | X X X: X; RC RC RC: WAT |  |  |  | N |  |  | 10M
Vintage1974 | natural gas steam turbine | TRUE | 5511 | CCI Roseton LLC | 8006 | Roseton Generating Facility | NY | Orange | 1 | Natural Gas Steam Turbine | ST |  | S | X | X | 23587 | 23587 | 621 | 0.9 | 599 | 614.7 | 140 | N |  |  | OP | X | 12 | 1974 |  |  | N | IPP Non-CHP | 2 | X | NG | RFO | DFO |  |  |  | NG |  |  |  | N | N |  | 12H | [23 empty] | Y | Y | Y
Vintage1974 | natural gas steam turbine | TRUE | 5511 | CCI Roseton LLC | 8006 | Roseton Generating Facility | NY | Orange | 2 | Natural Gas Steam Turbine | ST |  | S | X | X | 23588 | 23588 | 621 | 0.9 | 605.7 | 605.7 | 140 | N |  |  | OP | X | 9 | 1974 |  |  | N | IPP Non-CHP | 2 | X | NG | RFO | DFO |  |  |  | NG |  |  |  | N | N |  | 12H | [23 empty] | Y | Y | Y
Vintage1974 | other | TRUE | 56505 | National Grid Generation LLC | 8007 | Holtsville | NY | Suffolk | 1 | Petroleum Liquids | GT |  | S | X | X | 23690 | 23690 | 56.7 | 0.9 | 55.5 | 62.1 | 37.6 | N |  |  | OP | X | 7 | 1974 |  |  | N | Electric Utility | 1 | X X X: X; RC RC RC: KER |  |  |  | N |  |  | 1H | [23 empty] | N | N
Vintage1975 | other | TRUE | 56505 | National Grid Generation LLC | 8007 | Holtsville | NY | Suffolk | 10 | Petroleum Liquids | GT |  | S | X | X | 23699 | 23699 | 56.7 | 0.9 | 54.1 | 65.6 | 40.1 | N |  |  | OP | X | 7 | 1975 |  |  | N | Electric Utility | 1 | X X X: X; RC RC RC: KER |  |  |  | N |  |  | 1H | [23 empty] | N | N
Vintage1974 | other | TRUE | 56505 | National Grid Generation LLC | 8007 | Holtsville | NY | Suffolk | 2 | Petroleum Liquids | GT |  | S | X | X | 23691 | 23691 | 56.7 | 0.9 | 55.6 | 61.3 | 35.1 | N |  |  | OP | X | 7 | 1974 |  |  | N | Electric Utility | 1 | X X X: X; RC RC RC: KER |  |  |  | N |  |  | 1H | [23 empty] | N | N
Vintage1974 | other | TRUE | 56505 | National Grid Generation LLC | 8007 | Holtsville | NY | Suffolk | 3 | Petroleum Liquids | GT |  | S | X | X | 23692 | 23692 | 56.7 | 0.9 | 51 | 64.8 | 35.8 | N |  |  | OP | X | 7 | 1974 |  |  | N | Electric Utility | 1 | X X X: X; RC RC RC: KER |  |  |  | N |  |  | 1H | [23 empty] | N | N
Vintage1974 | other | TRUE | 56505 | National Grid Generation LLC | 8007 | Holtsville | NY | Suffolk | 4 | Petroleum Liquids | GT |  | S | X | X | 23693 | 23693 | 56.7 | 0.9 | 52.4 | 64.3 | 35.9 | N |  |  | OP | X | 7 | 1974 |  |  | N | Electric Utility | 1 | X X X: X; RC RC RC: KER |  |  |  | N |  |  | 1H | [23 empty] | N | N
Vintage1974 | other | TRUE | 56505 | National Grid Generation LLC | 8007 | Holtsville | NY | Suffolk | 5 | Petroleum Liquids | GT |  | S | X | X | 23694 | 23694 | 56.7 | 0.9 | 53.4 | 65 | 40.3 | N |  |  | OP | X | 7 | 1974 |  |  | N | Electric Utility | 1 | X X X: X; RC RC RC: KER |  |  |  | N |  |  | 1H | [23 empty] | N | N
Vintage1975 | other | TRUE | 56505 | National Grid Generation LLC | 8007 | Holtsville | NY | Suffolk | 6 | Petroleum Liquids | GT |  | S | X | X | 23695 | 23695 | 56.7 | 0.9 | 50.4 | 65.4 | 38.5 | N |  |  | OP | X | 7 | 1975 |  |  | N | Electric Utility | 1 | X X X: X; RC RC RC: KER |  |  |  | N |  |  | 1H | [23 empty] | N | N
Vintage1975 | other | TRUE | 56505 | National Grid Generation LLC | 8007 | Holtsville | NY | Suffolk | 7 | Petroleum Liquids | GT |  | S | X | X | 23696 | 23696 | 56.7 | 0.9 | 49.2 | 64.8 | 36.8 | N |  |  | OP | X | 7 | 1975 |  |  | N | Electric Utility | 1 | X X X: X; RC RC RC: KER |  |  |  | N |  |  | 1H | [23 empty] | N | N
Vintage1975 | other | TRUE | 56505 | National Grid Generation LLC | 8007 | Holtsville | NY | Suffolk | 8 | Petroleum Liquids | GT |  | S | X | X | 23697 | 23697 | 56.7 | 0.9 | 55.4 | 66.8 | 41.8 | N |  |  | OP | X | 7 | 1975 |  |  | N | Electric Utility | 1 | X X X: X; RC RC RC: KER |  |  |  | N |  |  | 1H | [23 empty] | N | N
Vintage1975 | other | TRUE | 56505 | National Grid Generation LLC | 8007 | Holtsville | NY | Suffolk | 9 | Petroleum Liquids | GT |  | S | X | X | 23698 | 23698 | 56.7 | 0.9 | 55.3 | 69.1 | 40.4 | N |  |  | OP | X | 7 | 1975 |  |  | N | Electric Utility | 1 | X X X: X; RC RC RC: KER |  |  |  | N |  |  | 1H | [23 empty] | N | N
Vintage1974 | natural gas peaker | TRUE | 56606 | Calpine New Jersey Generation LLC | 8008 | Mickleton Station | NJ | Gloucester | MICK | Natural Gas Fired Combustion Turbine | GT |  | S | X | X |  |  | 71.2 | 0.9 | 63.7 | 78 | 57.3 | N |  |  | OP | X | 6 | 1974 |  |  | N | IPP Non-CHP | 2 | [11 empty] | N |  |  | 1H | [23 empty] | N |  | N | bar: X X X to RC RC RC
Vintage2001 | natural gas peaker | TRUE | 13137 | City of Murray - (UT) | 8010 | Murray Turbine | UT | Salt Lake | 1 | Natural Gas Fired Combustion Turbine | GT |  | S | X | X |  |  | 14 | 1 | 12 | 13 | 7 | N |  |  | OP | X | 6 | 2001 |  |  | N | Electric Utility | 1 | [11 empty] | N | N |  | 1H | [20 empty] | N |  |  | N | N | N | bar: X X X to RC RC RC
Vintage2001 | natural gas peaker | TRUE | 13137 | City of Murray - (UT) | 8010 | Murray Turbine | UT | Salt Lake | 2 | Natural Gas Fired Combustion Turbine | GT |  | S | X | X |  |  | 14 | 1 | 12 | 13 | 7 | N |  |  | OP | X | 10 | 2001 |  |  | N | Electric Utility | 1 | [11 empty] | N | N |  | 1H | [20 empty] | N |  |  | N | N | N | bar: X X X to RC RC RC
Vintage2002 | natural gas peaker | TRUE | 13137 | City of Murray - (UT) | 8010 | Murray Turbine | UT | Salt Lake | 3 | Natural Gas Fired Combustion Turbine | GT |  | S | X | X |  |  | 14 | 1 | 12 | 13 | 7 | N |  |  | OP | X | 1 | 2002 |  |  | N | Electric Utility | 1 | [11 empty] | N | N |  | 1H | [20 empty] | N |  |  | N | N | N | bar: X X X to RC RC RC
Vintage1974 | petroleum | TRUE | 6035 | Exelon Power | 8012 | Croydon CT Generating Station | PA | Bucks | 11 | Petroleum Liquids | GT |  | S | X | X | CROYDON 13 KV UNIT11 | CROYDON 13 KV UNIT11 | 68.3 | 0.9 | 49 | 64 | 10 | N |  |  | OP | X | 6 | 1974 |  |  | N | IPP Non-CHP | 2 | X X X: X; RC RC RC: DFO |  |  |  | N | N |  | 1H | [20 empty] | N |  |  | N
Vintage1974 | petroleum | TRUE | 6035 | Exelon Power | 8012 | Croydon CT Generating Station | PA | Bucks | 12 | Petroleum Liquids | GT |  | S | X | X | CROYDON 13 KV UNIT12 | CROYDON 13 KV UNIT12 | 68.3 | 0.9 | 49 | 64 | 10 | N |  |  | OP | X | 6 | 1974 |  |  | N | IPP Non-CHP | 2 | X X X: X; RC RC RC: DFO |  |  |  | N | N |  | 1H | [20 empty] | N |  |  | N
Vintage1974 | petroleum | TRUE | 6035 | Exelon Power | 8012 | Croydon CT Generating Station | PA | Bucks | 21 | Petroleum Liquids | GT |  | S | X | X | CROYDON 13 KV UNIT21 | CROYDON 13 KV UNIT21 | 68.3 | 0.9 | 49 | 64 | 10 | N |  |  | OP | X | 6 | 1974 |  |  | N | IPP Non-CHP | 2 | X X X: X; RC RC RC: DFO |  |  |  | N | N |  | 1H | [20 empty] | N |  |  | N
Vintage1974 | petroleum | TRUE | 6035 | Exelon Power | 8012 | Croydon CT Generating Station | PA | Bucks | 22 | Petroleum Liquids | GT |  | S | X | X | CROYDON 13 KV UNIT22 | CROYDON 13 KV UNIT22 | 68.3 | 0.9 | 49 | 64 | 10 | N |  |  | OP | X | 6 | 1974 |  |  | N | IPP Non-CHP | 2 | X X X: X; RC RC RC: DFO |  |  |  | N | N |  | 1H | [20 empty] | N |  |  | N
Vintage1974 | petroleum | TRUE | 6035 | Exelon Power | 8012 | Croydon CT Generating Station | PA | Bucks | 31 | Petroleum Liquids | GT |  | S | X | X | CROYDON 13 KV UNIT31 | CROYDON 13 KV UNIT31 | 68.3 | 0.9 | 49 | 64 | 10 | N |  |  | OP | X | 8 | 1974 |  |  | N | IPP Non-CHP | 2 | X X X: X; RC RC RC: DFO |  |  |  | N | N |  | 1H | [20 empty] | N |  |  | N
Vintage1974 | petroleum | TRUE | 6035 | Exelon Power | 8012 | Croydon CT Generating Station | PA | Bucks | 32 | Petroleum Liquids | GT |  | S | X | X | CROYDON 13 KV UNIT32 | CROYDON 13 KV UNIT32 | 68.3 | 0.9 | 48 | 64 | 10 | N |  |  | OP | X | 8 | 1974 |  |  | N | IPP Non-CHP | 2 | X X X: X; RC RC RC: DFO |  |  |  | N | N |  | 1H | [20 empty] | N |  |  | N
Vintage1974 | petroleum | TRUE | 6035 | Exelon Power | 8012 | Croydon CT Generating Station | PA | Bucks | 41 | Petroleum Liquids | GT |  | S | X | X | CROYDON 13 KV UNIT41 | CROYDON 13 KV UNIT41 | 68.3 | 0.9 | 49 | 64 | 10 | N |  |  | OP | X | 7 | 1974 |  |  | N | IPP Non-CHP | 2 | X X X: X; RC RC RC: DFO |  |  |  | N | N |  | 1H | [20 empty] | N |  |  | N
Vintage1974 | petroleum | TRUE | 6035 | Exelon Power | 8012 | Croydon CT Generating Station | PA | Bucks | 42 | Petroleum Liquids | GT |  | S | X | X | CROYDON 13 KV UNIT42 | CROYDON 13 KV UNIT42 | 68.3 | 0.9 | 49 | 64 | 10 | N |  |  | OP | X | 7 | 1974 |  |  | N | IPP Non-CHP | 2 | X X X: X; RC RC RC: DFO |  |  |  | N | N |  | 1H | [20 empty] | N |  |  | N
Vintage2002 | petroleum | TRUE | 13697 | North Central Power Co Inc | 8013 | Winter | WI | Sawyer | IC 1 | Petroleum Liquids | IC |  | S | X | X | nsp.ncpload | nsp.ncpload | 2.8 | 0.8 | 2.8 | 2.8 | 0.1 | N |  |  | OP | X | 8 | 2002 |  |  | N | Electric Utility | 1 | X X X: X; RC RC RC: DFO |  |  |  | N |  |  | 1H | [23 empty] | N | N
Vintage2002 | petroleum | TRUE | 13697 | North Central Power Co Inc | 8013 | Winter | WI | Sawyer | IC 2 | Petroleum Liquids | IC |  | S | X | X | nsp.ncpload | nsp.ncpload | 2.8 | 0.8 | 2.8 | 2.8 | 0.1 | N |  |  | OP | X | 8 | 2002 |  |  | N | Electric Utility | 1 | X X X: X; RC RC RC: DFO |  |  |  | N |  |  | 1H | [23 empty] | N | N
Vintage2001 | natural gas peaker | TRUE | 14446 | Paragould Light & Water Comm | 8015 | Paragould Reciprocating | AR | Greene | 011 | Natural Gas Internal Combustion Engine | IC |  | S | X | X | PARAGOULD | PARAGOULD | 6.4 | 0.8 | 6 | 6 | 6 | N |  |  | OP | X | 7 | 2001 |  |  | N | Electric Utility | 1 | [12 empty] | N |  | 12H | [23 empty] | N |  | N | bar: X X X to RC RC RC
Vintage2001 | natural gas peaker | TRUE | 14446 | Paragould Light & Water Comm | 8015 | Paragould Reciprocating | AR | Greene | 021 | Natural Gas Internal Combustion Engine | IC |  | S | X | X | PARAGOULD | PARAGOULD | 6.4 | 0.8 | 6 | 6 | 6 | N |  |  | OP | X | 7 | 2001 |  |  | N | Electric Utility | 1 | [12 empty] | N |  | 12H | [23 empty] | N |  | N | bar: X X X to RC RC RC
Vintage2001 | natural gas peaker | TRUE | 14446 | Paragould Light & Water Comm | 8015 | Paragould Reciprocating | AR | Greene | 031 | Natural Gas Internal Combustion Engine | IC |  | S | X | X | PARAGOULD | PARAGOULD | 6.4 | 0.8 | 6 | 6 | 6 | N |  |  | OP | X | 7 | 2001 |  |  | N | Electric Utility | 1 | [12 empty] | N |  | 12H | [23 empty] | N |  | N | bar: X X X to RC RC RC
Vintage1973 | petroleum | TRUE | 17828 | City of Springfield - (IL) | 8016 | Factory | IL | Sangamon | 1 | Petroleum Liquids | GT |  | S | X | X | CWLP.FACTOR91 | CWLP.FACTOR91 | 26.6 | 0.9 | 16.8 | 19 | 1 | N |  |  | OP | X | 8 | 1973 |  |  | N | Electric Utility | 1 | X X X: X; RC RC RC: DFO |  |  |  | N | N |  | 1H | [20 empty] | N |  |  | N | N | N
Vintage2004 | petroleum | TRUE | 1148 | City of Baldwin City- (KS) | 8020 | Baldwin City Plant No 2 | KS | Douglas | 7 | Petroleum Liquids | IC |  | S | X | X |  |  | 3.2 | 0.8 | 3 | 3 | 1 | N |  |  | OP | X | 8 | 2004 |  |  | N | Electric Utility | 1 | X X X: X; RC RC RC: DFO; SUB SUB SUB: NG |  |  |  | N | N |  | 1H | [23 empty] | Y | N | Y
Vintage2004 | petroleum | TRUE | 1148 | City of Baldwin City- (KS) | 8020 | Baldwin City Plant No 2 | KS | Douglas | 8 | Petroleum Liquids | IC |  | S | X | X |  |  | 3.2 | 0.8 | 3 | 3 | 1 | N |  |  | OP | X | 8 | 2004 |  |  | N | Electric Utility | 1 | X X X: X; RC RC RC: DFO; SUB SUB SUB: NG |  |  |  | N | N |  | 1H | [23 empty] | Y | N | Y
Vintage2002 | natural gas peaker | TRUE | 20169 | Avista Corp | 8022 | Boulder Park | WA | Spokane | 1 | Natural Gas Internal Combustion Engine | IC |  | S | X | X |  |  | 4.1 | 0.8 | 4.1 | 4.1 | 4.1 | N |  |  | OP | X | 5 | 2002 |  |  | N | Electric Utility | 1 | [11 empty] | N | N |  | 1H | [20 empty] | N |  |  | N | N | N | bar: X X X to RC RC RC; DFO DFO DFO
Vintage2002 | natural gas peaker | TRUE | 20169 | Avista Corp | 8022 | Boulder Park | WA | Spokane | 2 | Natural Gas Internal Combustion Engine | IC |  | S | X | X |  |  | 4.1 | 0.8 | 4.1 | 4.1 | 4.1 | N |  |  | OP | X | 5 | 2002 |  |  | N | Electric Utility | 1 | [11 empty] | N | N |  | 1H | [20 empty] | N |  |  | N | N | N | bar: X X X to RC RC RC; DFO DFO DFO
Vintage2002 | natural gas peaker | TRUE | 20169 | Avista Corp | 8022 | Boulder Park | WA | Spokane | 3 | Natural Gas Internal Combustion Engine | IC |  | S | X | X |  |  | 4.1 | 0.8 | 4.1 | 4.1 | 4.1 | N |  |  | OP | X | 5 | 2002 |  |  | N | Electric Utility | 1 | [11 empty] | N | N |  | 1H | [20 empty] | N |  |  | N | N | N | bar: X X X to RC RC RC; DFO DFO DFO
Vintage2002 | natural gas peaker | TRUE | 20169 | Avista Corp | 8022 | Boulder Park | WA | Spokane | 4 | Natural Gas Internal Combustion Engine | IC |  | S | X | X |  |  | 4.1 | 0.8 | 4.1 | 4.1 | 4.1 | N |  |  | OP | X | 5 | 2002 |  |  | N | Electric Utility | 1 | [11 empty] | N | N |  | 1H | [20 empty] | N |  |  | N | N | N | bar: X X X to RC RC RC; DFO DFO DFO
Vintage2002 | natural gas peaker | TRUE | 20169 | Avista Corp | 8022 | Boulder Park | WA | Spokane | 5 | Natural Gas Internal Combustion Engine | IC |  | S | X | X |  |  | 4.1 | 0.8 | 4.1 | 4.1 | 4.1 | N |  |  | OP | X | 5 | 2002 |  |  | N | Electric Utility | 1 | [11 empty] | N | N |  | 1H | [20 empty] | N |  |  | N | N | N | bar: X X X to RC RC RC; DFO DFO DFO
Vintage2002 | natural gas peaker | TRUE | 20169 | Avista Corp | 8022 | Boulder Park | WA | Spokane | 6 | Natural Gas Internal Combustion Engine | IC |  | S | X | X |  |  | 4.1 | 0.8 | 4.1 | 4.1 | 4.1 | N |  |  | OP | X | 5 | 2002 |  |  | N | Electric Utility | 1 | [11 empty] | N | N |  | 1H | [20 empty] | N |  |  | N | N | N | bar: X X X to RC RC RC; DFO DFO DFO
Vintage1975 | hard coal | TRUE | 20856 | Wisconsin Power & Light Co | 8023 | Columbia (WI) | WI | Columbia | 1 | Conventional Steam Coal | ST |  | J | X | X | ALTE.COLUMBIA1 | ALTE.COLUMBIA1 | 556 | 0.9 | 579.3 | 582.3 | 130 | N |  |  | OP | X | 5 | 1975 | 12 | 2023 | N | Electric Utility | 1 | X | RC | DFO | BIT | SUB |  |  | DFO |  |  |  | N | N |  | OVER |  | Y |  |  | Y | [15 empty] | N |  |  | N | N
Vintage1978 | hard coal | TRUE | 20856 | Wisconsin Power & Light Co | 8023 | Columbia (WI) | WI | Columbia | 2 | Conventional Steam Coal | ST |  | J | X | X | ALTE.COLUMBIA2 | ALTE.COLUMBIA2 | 556 | 0.9 | 572.5 | 580.3 | 130 | N |  |  | OP | X | 5 | 1978 | 12 | 2024 | N | Electric Utility | 1 | X | RC | DFO | BIT | SUB |  |  | DFO |  |  |  | N | N |  | OVER |  | Y |  |  | Y | [15 empty] | N |  |  | N | N
Vintage2002 | natural gas peaker | TRUE | 1307 | Basin Electric Power Coop | 8026 | Hartzog | WY | Campbell | 1 | Natural Gas Fired Combustion Turbine | GT |  | S | X | X |  |  | 7.5 | 0.8 | 5 | 6 | 0.5 | N |  |  | OP | X | 8 | 2002 |  |  | N | Electric Utility | 1 | [11 empty] | N | N |  | 10M | [23 empty] | N | N | N | bar: X X X to RC RC RC
Vintage2002 | natural gas peaker | TRUE | 1307 | Basin Electric Power Coop | 8026 | Hartzog | WY | Campbell | 2 | Natural Gas Fired Combustion Turbine | GT |  | S | X | X |  |  | 7.5 | 0.8 | 5 | 6 | 0.5 | N |  |  | OP | X | 8 | 2002 |  |  | N | Electric Utility | 1 | [11 empty] | N | N |  | 10M | [23 empty] | N | N | N | bar: X X X to RC RC RC
Vintage2002 | natural gas peaker | TRUE | 1307 | Basin Electric Power Coop | 8026 | Hartzog | WY | Campbell | 3 | Natural Gas Fired Combustion Turbine | GT |  | S | X | X |  |  | 7.5 | 0.8 | 5 | 6 | 0.5 | N |  |  | OP | X | 8 | 2002 |  |  | N | Electric Utility | 1 | [11 empty] | N | N |  | 10M | [23 empty] | N | N | N | bar: X X X to RC RC RC
Vintage1974 | petroleum | TRUE | 13781 | Northern States Power Co - Minnesota | 8027 | Blue Lake | MN | Scott | 1 | Petroleum Liquids | GT |  | S | X | X | NSP BLUE_LK BLUE_L_1_UNIT | NSP BLUE_LK BLUE_L_1_UNIT | 56.7 | 0.9 | 39 | 50 | 19 | N |  |  | OP | X | 3 | 1974 | 12 | 2023 | N | Electric Utility | 1 | X X X: X; RC RC RC: DFO |  |  |  | N | N |  | 1H | [23 empty] | N | N | N
Vintage1974 | petroleum | TRUE | 13781 | Northern States Power Co - Minnesota | 8027 | Blue Lake | MN | Scott | 2 | Petroleum Liquids | GT |  | S | X | X | NSP BLUE_LK BLUE_L_2_UNIT | NSP BLUE_LK BLUE_L_2_UNIT | 56.7 | 0.9 | 39 | 50 | 19 | N |  |  | OP | X | 3 | 1974 | 12 | 2023 | N | Electric Utility | 1 | X X X: X; RC RC RC: DFO |  |  |  | N | N |  | 1H | [23 empty] | N | N | N
Vintage1974 | petroleum | TRUE | 13781 | Northern States Power Co - Minnesota | 8027 | Blue Lake | MN | Scott | 3 | Petroleum Liquids | GT |  | S | X | X | NSP BLUE_LK BLUE_L_3_UNIT | NSP BLUE_LK BLUE_L_3_UNIT | 56.7 | 0.9 | 36 | 46 | 19 | N |  |  | OP | X | 3 | 1974 | 12 | 2023 | N | Electric Utility | 1 | X X X: X; RC RC RC: DFO |  |  |  | N | N |  | 1H | [23 empty] | N | N | N
Vintage1974 | petroleum | TRUE | 13781 | Northern States Power Co - Minnesota | 8027 | Blue Lake | MN | Scott | 4 | Petroleum Liquids | GT |  | S | X | X | NSP BLUE_LK BLUE_L_4_UNIT | NSP BLUE_LK BLUE_L_4_UNIT | 56.7 | 0.9 | 39 | 48 | 32 | N |  |  | OP | X | 4 | 1974 | 12 | 2023 | N | Electric Utility | 1 | X X X: X; RC RC RC: DFO |  |  |  | N | N |  | 1H | [23 empty] | N | N | N
Vintage2005 | natural gas peaker | TRUE | 13781 | Northern States Power Co - Minnesota | 8027 | Blue Lake | MN | Scott | 7 | Natural Gas Fired Combustion Turbine | GT |  | S | X | X | NSP BLUE_LK BLUE_L_7_UNIT | NSP BLUE_LK BLUE_L_7_UNIT | 166.3 | 0.85 | 150 | 174 | 100 | N |  |  | OP | X | 6 | 2005 |  |  | N | Electric Utility | 1 | [11 empty] | N | N |  | 1H | [23 empty] | N | N | N | bar: X X X to RC RC RC
Vintage2005 | natural gas peaker | TRUE | 13781 | Northern States Power Co - Minnesota | 8027 | Blue Lake | MN | Scott | 8 | Natural Gas Fired Combustion Turbine | GT |  | S | X | X | NSP BLUE_LK BLUE_L_8_UNIT | NSP BLUE_LK BLUE_L_8_UNIT | 166.3 | 0.85 | 150 | 177 | 100 | N |  |  | OP | X | 6 | 2005 |  |  | N | Electric Utility | 1 | [11 empty] | N | N |  | 12H | [23 empty] | N | N | N | bar: X X X to RC RC RC
Vintage2002 | natural gas peaker | TRUE | 1307 | Basin Electric Power Coop | 8028 | Arvada | WY | Sheridan | 1 | Natural Gas Fired Combustion Turbine | GT |  | S | X | X |  |  | 7.5 | 0.8 | 5 | 6 | 0.5 | N |  |  | OP | X | 9 | 2002 |  |  | N | Electric Utility | 1 | [11 empty] | N | N |  | 10M | [23 empty] | N | N | N | bar: X X X to RC RC RC
Vintage2002 | natural gas peaker | TRUE | 1307 | Basin Electric Power Coop | 8028 | Arvada | WY | Sheridan | 2 | Natural Gas Fired Combustion Turbine | GT |  | S | X | X |  |  | 7.5 | 0.8 | 5 | 6 | 0.5 | N |  |  | OP | X | 9 | 2002 |  |  | N | Electric Utility | 1 | [11 empty] | N | N |  | 10M | [23 empty] | N | N | N | bar: X X X to RC RC RC
Vintage1974 | natural gas peaker | TRUE | 12341 | MidAmerican Energy Co | 8029 | Sycamore (IA) | IA | Polk | 1 | Natural Gas Fired Combustion Turbine | GT |  | S | X | X | MEC.SYCAMO 1 | MEC.SYCAMO 1 | 78.8 | 0.9 | 71.5 | 95 | 6 | N |  |  | OP | X | 8 | 1974 |  |  | N | Electric Utility | 1 | X X X: X; RC RC RC: NG; SUB SUB SUB: DFO |  |  |  | N |  |  | 1H | [23 empty] | Y | Y | Y
Vintage1974 | natural gas peaker | TRUE | 12341 | MidAmerican Energy Co | 8029 | Sycamore (IA) | IA | Polk | 2 | Natural Gas Fired Combustion Turbine | GT |  | S | X | X | MEC.SYCAMO 2 | MEC.SYCAMO 2 | 78.8 | 0.9 | 72.7 | 95 | 6 | N |  |  | OP | X | 11 | 1974 |  |  | N | Electric Utility | 1 | X X X: X; RC RC RC: NG; SUB SUB SUB: DFO |  |  |  | N |  |  | 1H | [23 empty] | Y | Y | Y
Vintage2002 | natural gas peaker | TRUE | 1307 | Basin Electric Power Coop | 8030 | Barber Creek | WY | Campbell | 1 | Natural Gas Fired Combustion Turbine | GT |  | S | X | X |  |  | 7.5 | 0.8 | 5 | 6 | 0.5 | N |  |  | OP | X | 9 | 2002 |  |  | N | Electric Utility | 1 | [11 empty] | N | N |  | 10M | [23 empty] | N | N | N | bar: X X X to RC RC RC
Vintage2002 | natural gas peaker | TRUE | 1307 | Basin Electric Power Coop | 8030 | Barber Creek | WY | Campbell | 2 | Natural Gas Fired Combustion Turbine | GT |  | S | X | X |  |  | 7.5 | 0.8 | 5 | 6 | 0.5 | N |  |  | OP | X | 9 | 2002 |  |  | N | Electric Utility | 1 | [11 empty] | N | N |  | 10M | [23 empty] | N | N | N | bar: X X X to RC RC RC
Vintage2002 | natural gas peaker | TRUE | 1307 | Basin Electric Power Coop | 8030 | Barber Creek | WY | Campbell | 3 | Natural Gas Fired Combustion Turbine | GT |  | S | X | X |  |  | 7.5 | 0.8 | 5 | 6 | 0.5 | N |  |  | OP | X | 9 | 2002 |  |  | N | Electric Utility | 1 | [11 empty] | N | N |  | 10M | [23 empty] | N | N | N | bar: X X X to RC RC RC
Vintage2004 | natural gas combined cycle | TRUE | 9417 | Interstate Power and Light Co | 8031 | Emery Station | IA | Cerro Gordo | 11 | Natural Gas Fired Combined Cycle | CT | G821 | S | X | Y | ALTW.CC.EMERY1 | ALTW.CC.EMERY1 | 173.4 | 0.85 | 150.3 | 177.3 | 95 | N |  |  | OP | X | 5 | 2004 |  |  | N | Electric Utility | 1 | [11 empty] | N | N |  | 12H | [20 empty] | N |  |  | N | N | N | bar: X X X to RC RC RC
Vintage2004 | natural gas combined cycle | TRUE | 9417 | Interstate Power and Light Co | 8031 | Emery Station | IA | Cerro Gordo | 12 | Natural Gas Fired Combined Cycle | CT | G821 | S | X | Y | ALTW.CC.EMERY2 | ALTW.CC.EMERY2 | 173.4 | 0.85 | 152.1 | 179.4 | 95 | N |  |  | OP | X | 5 | 2004 |  |  | N | Electric Utility | 1 | [11 empty] | N | N |  | 12H | [20 empty] | N |  |  | N | N | N | bar: X X X to RC RC RC
Vintage2004 | natural gas combined cycle | TRUE | 9417 | Interstate Power and Light Co | 8031 | Emery Station | IA | Cerro Gordo | ST1 | Natural Gas Fired Combined Cycle | CA | G821 | S | Y | X |  |  | 256 | 0.85 | 239.9 | 256.1 | 63 | N |  |  | OP | X | 5 | 2004 |  |  | N | Electric Utility | 1 | [11 empty] | N | N |  | 12H | [20 empty] | N |  |  | N | N | N | bar: X X X to RC RC RC
Vintage1974 | natural gas peaker | TRUE | 13809 | NorthWestern Energy - (SD) | 8034 | Yankton | SD | Yankton | 1 | Natural Gas Internal Combustion Engine | IC |  | S | X | X |  | WAUE_NWPS_NTWK | 2.2 | 0.8 | 2.2 | 2.2 | 1 | N |  |  | SB | Y | 8 | 1974 |  |  | N | Electric Utility | 1 | X X X: X; RC RC RC: NG; SUB SUB SUB: DFO |  |  |  | N |  |  | 1H | [23 empty] | Y | N | Y
Vintage1974 | petroleum | TRUE | 13809 | NorthWestern Energy - (SD) | 8034 | Yankton | SD | Yankton | 2 | Petroleum Liquids | IC |  | S | X | X |  | WAUE_NWPS_NTWK | 2.7 | 0.8 | 2.8 | 2.8 | 1.2 | N |  |  | SB | Y | 8 | 1974 |  |  | N | Electric Utility | 1 | X X X: X; RC RC RC: DFO |  |  |  | N |  |  | 1H | [23 empty] | N
Vintage1975 | natural gas peaker | TRUE | 13809 | NorthWestern Energy - (SD) | 8034 | Yankton | SD | Yankton | 3 | Natural Gas Internal Combustion Engine | IC |  | S | X | X |  | WAUE_NWPS_NTWK | 6.5 | 0.8 | 6.5 | 6.5 | 3 | N |  |  | SB | Y | 3 | 1975 |  |  | N | Electric Utility | 1 | X X X: X; RC RC RC: NG; SUB SUB SUB: DFO |  |  |  | N |  |  | 1H | [23 empty] | Y | N | Y
Vintage1963 | petroleum | TRUE | 13809 | NorthWestern Energy - (SD) | 8034 | Yankton | SD | Yankton | 4 | Petroleum Liquids | IC |  | S | X | X |  | WAUE_NWPS_NTWK | 2 | 0.8 | 2 | 2 | 0.9 | N |  |  | SB | Y | 2 | 1963 |  |  | N | Electric Utility | 1 | X X X: X; RC RC RC: DFO |  |  |  | N |  |  | 1H | [23 empty] | N
Vintage1974 | nuclear | TRUE | 13337 | Nebraska Public Power District | 8036 | Cooper Nuclear Station | NE | Nemaha | 1 | Nuclear | ST |  | S | X | X | NPPD_COOPR | NPPD_COOPR | 801 | 0.85 | 770 | 770 | 0 | N |  |  | OP | X | 3 | 1974 |  |  | N | Electric Utility | 1 | X X X: X; RC RC RC: NUC; DFO DFO DFO: NUC |  |  |  | N | N |  | OVER | [23 empty] | N | N | N
Vintage1974 | natural gas peaker | TRUE | 18315 | Sunflower Electric Power Corp | 8037 | Clifton | KS | Washington | 1 | Natural Gas Fired Combustion Turbine | GT |  | S | X | X | MKECCLIFTON_UN1 | MKECCLIFTON_UN1 | 85 | 0.9 | 75.6 | 75.6 | 10 | N |  |  | OP | X | 12 | 1974 |  |  | N | Electric Utility | 1 | [11 empty] | N | N |  | 1H | [23 empty] | N | N | N | bar: X X X to RC RC RC
Vintage1974 | petroleum | TRUE | 18315 | Sunflower Electric Power Corp | 8037 | Clifton | KS | Washington | 2 | Petroleum Liquids | IC |  | S | X | X |  |  | 2.5 | 0.8 | 2.5 | 2.5 | 2.5 | N |  |  | SB | Y | 8 | 1974 |  |  | N | Electric Utility | 1 | X X X: X; RC RC RC: DFO |  |  |  | N | N |  | 1H | [23 empty] | N | N | N
Vintage1974 | hard coal | TRUE | 5416 | Duke Energy Carolinas, LLC | 8042 | Belews Creek | NC | Stokes | 1 | Conventional Steam Coal | ST |  | S | X | X |  |  | 1245.6 | 0.9 | 1110 | 1110 | 300 | N |  |  | OP | X | 8 | 1974 |  |  | N | Electric Utility | 1 | X | BIT | NG | DFO |  |  |  | NG |  |  |  | N | N |  | OVER |  | Y |  |  |  | Y | [17 empty] | Y | Y | N
Vintage1975 | hard coal | TRUE | 5416 | Duke Energy Carolinas, LLC | 8042 | Belews Creek | NC | Stokes | 2 | Conventional Steam Coal | ST |  | S | X | X |  |  | 1245.6 | 0.9 | 1110 | 1110 | 675 | N |  |  | OP | X | 12 | 1975 |  |  | N | Electric Utility | 1 | X | BIT | NG | DFO |  |  |  | DFO |  |  |  | N | N |  | OVER |  | Y |  |  |  | Y | [17 empty] | Y | N
Vintage1974 | natural gas steam turbine | TRUE | 6455 | Duke Energy Florida, LLC | 8048 | Anclote | FL | Pasco | 1 | Natural Gas Steam Turbine | ST |  | S | X | X |  |  | 556.2 | 0.9 | 508 | 521 | 80 | N |  |  | OP | X | 10 | 1974 |  |  | N | Electric Utility | 1 | X X X: X; RC RC RC: NG; SUB SUB SUB: RFO; DFO DFO DFO: DFO | NG |  |  | N | N |  | OVER | [23 empty] | Y | N | Y
Vintage1978 | natural gas steam turbine | TRUE | 6455 | Duke Energy Florida, LLC | 8048 | Anclote | FL | Pasco | 2 | Natural Gas Steam Turbine | ST |  | S | X | X |  |  | 556.2 | 0.9 | 505 | 514 | 80 | N |  |  | OP | X | 10 | 1978 |  |  | N | Electric Utility | 1 | X X X: X; RC RC RC: NG; SUB SUB SUB: RFO; DFO DFO DFO: DFO | NG |  |  | N | N |  | OVER | [23 empty] | Y | N | Y
Vintage1974 | petroleum | TRUE | 6455 | Duke Energy Florida, LLC | 8049 | Intercession City | FL | Osceola | P1 | Petroleum Liquids | GT |  | S | X | X |  |  | 56.7 | 0.9 | 45 | 61 | 30 | N |  |  | OP | X | 5 | 1974 |  |  | N | Electric Utility | 1 | X X X: X; RC RC RC: DFO |  |  |  | N | N |  | 10M | [23 empty] | N
Vintage1993 | natural gas peaker | TRUE | 6455 | Duke Energy Florida, LLC | 8049 | Intercession City | FL | Osceola | P10 | Natural Gas Fired Combustion Turbine | GT |  | S | X | X |  |  | 103.5 | 0.85 | 74 | 86 | 40 | N |  |  | OP | X | 10 | 1993 |  |  | N | Electric Utility | 1 | X X X: X; RC RC RC: NG; SUB SUB SUB: DFO |  |  |  | N | N |  | 1H | [23 empty] | Y | N | Y
Vintage1997 | petroleum | TRUE | 6455 | Duke Energy Florida, LLC | 8049 | Intercession City | FL | Osceola | P11 | Petroleum Liquids | GT |  | J | X | X |  |  | 148.5 | 0.9 | 140 | 161 | 60 | N |  |  | OP | X | 1 | 1997 |  |  | N | Electric Utility | 1 | X X X: X; RC RC RC: DFO |  |  |  | N | N |  | 1H | [23 empty] | N
Vintage2000 | natural gas peaker | TRUE | 6455 | Duke Energy Florida, LLC | 8049 | Intercession City | FL | Osceola | P12 | Natural Gas Fired Combustion Turbine | GT |  | S | X | X |  |  | 98.2 | 0.85 | 73 | 89 | 50 | N |  |  | OP | X | 12 | 2000 |  |  | N | Electric Utility | 1 | X X X: X; RC RC RC: NG; SUB SUB SUB: DFO |  |  |  | N | N |  | 1H | [23 empty] | Y | N | Y
Vintage2000 | natural gas peaker | TRUE | 6455 | Duke Energy Florida, LLC | 8049 | Intercession City | FL | Osceola | P13 | Natural Gas Fired Combustion Turbine | GT |  | S | X | X |  |  | 98.2 | 0.85 | 73 | 91 | 50 | N |  |  | OP | X | 12 | 2000 |  |  | N | Electric Utility | 1 | X X X: X; RC RC RC: NG; SUB SUB SUB: DFO |  |  |  | N | N |  | 1H | [23 empty] | Y | N | Y
Vintage2000 | natural gas peaker | TRUE | 6455 | Duke Energy Florida, LLC | 8049 | Intercession City | FL | Osceola | P14 | Natural Gas Fired Combustion Turbine | GT |  | S | X | X |  |  | 98.2 | 0.85 | 73 | 90 | 50 | N |  |  | OP | X | 12 | 2000 |  |  | N | Electric Utility | 1 | X X X: X; RC RC RC: NG; SUB SUB SUB: DFO |  |  |  | N | N |  | 1H | [23 empty] | Y | N | Y
Vintage1974 | petroleum | TRUE | 6455 | Duke Energy Florida, LLC | 8049 | Intercession City | FL | Osceola | P2 | Petroleum Liquids | GT |  | S | X | X |  |  | 56.7 | 0.9 | 46 | 60 | 30 | N |  |  | OP | X | 5 | 1974 |  |  | N | Electric Utility | 1 | X X X: X; RC RC RC: DFO |  |  |  | N | N |  | 10M | [23 empty] | N
Vintage1974 | petroleum | TRUE | 6455 | Duke Energy Florida, LLC | 8049 | Intercession City | FL | Osceola | P3 | Petroleum Liquids | GT |  | S | X | X |  |  | 56.7 | 0.9 | 46 | 61 | 30 | N |  |  | OP | X | 5 | 1974 |  |  | N | Electric Utility | 1 | X X X: X; RC RC RC: DFO |  |  |  | N | N |  | 10M | [23 empty] | N
Vintage1974 | petroleum | TRUE | 6455 | Duke Energy Florida, LLC | 8049 | Intercession City | FL | Osceola | P4 | Petroleum Liquids | GT |  | S | X | X |  |  | 56.7 | 0.9 | 46 | 62 | 30 | N |  |  | OP | X | 5 | 1974 |  |  | N | Electric Utility | 1 | X X X: X; RC RC RC: DFO |  |  |  | N | N |  | 10M | [23 empty] | N
Vintage1974 | petroleum | TRUE | 6455 | Duke Energy Florida, LLC | 8049 | Intercession City | FL | Osceola | P5 | Petroleum Liquids | GT |  | S | X | X |  |  | 56.7 | 0.9 | 45 | 59 | 30 | N |  |  | OP | X | 5 | 1974 |  |  | N | Electric Utility | 1 | X X X: X; RC RC RC: DFO |  |  |  | N | N |  | 10M | [23 empty] | N
Vintage1974 | petroleum | TRUE | 6455 | Duke Energy Florida, LLC | 8049 | Intercession City | FL | Osceola | P6 | Petroleum Liquids | GT |  | S | X | X |  |  | 56.7 | 0.9 | 47 | 60 | 30 | N |  |  | OP | X | 5 | 1974 |  |  | N | Electric Utility | 1 | X X X: X; RC RC RC: DFO |  |  |  | N | N |  | 10M | [23 empty] | N
Vintage1993 | natural gas peaker | TRUE | 6455 | Duke Energy Florida, LLC | 8049 | Intercession City | FL | Osceola | P7 | Natural Gas Fired Combustion Turbine | GT |  | S | X | X |  |  | 103.5 | 0.85 | 78 | 90 | 40 | N |  |  | OP | X | 10 | 1993 |  |  | N | Electric Utility | 1 | X X X: X; RC RC RC: NG; SUB SUB SUB: DFO |  |  |  | N | N |  | 1H | [23 empty] | Y | N | Y
Vintage1993 | natural gas peaker | TRUE | 6455 | Duke Energy Florida, LLC | 8049 | Intercession City | FL | Osceola | P8 | Natural Gas Fired Combustion Turbine | GT |  | S | X | X |  |  | 103.5 | 0.85 | 77 | 88 | 40 | N |  |  | OP | X | 10 | 1993 |  |  | N | Electric Utility | 1 | X X X: X; RC RC RC: NG; SUB SUB SUB: DFO |  |  |  | N | N |  | 1H | [23 empty] | Y | N | Y
Vintage1993 | natural gas peaker | TRUE | 6455 | Duke Energy Florida, LLC | 8049 | Intercession City | FL | Osceola | P9 | Natural Gas Fired Combustion Turbine | GT |  | S | X | X |  |  | 103.5 | 0.85 | 77 | 88 | 40 | N |  |  | OP | X | 10 | 1993 |  |  | N | Electric Utility | 1 | X X X: X; RC RC RC: NG; SUB SUB SUB: DFO |  |  |  | N | N |  | 1H | [23 empty] | Y | N | Y
Vintage2001 | natural gas peaker | TRUE | 15296 | New York Power Authority | 8053 | Pouch | NY | Richmond | N01 | Natural Gas Fired Combustion Turbine | GT |  | S | X | X |  |  | 47 | 1 | 45.1 | 46 | 1 | N |  |  | OP | X | 8 | 2001 |  |  | N | Electric Utility | 1 | [11 empty] | N | N |  | 1H | [23 empty] | N | N | N | bar: X X X to RC RC RC
Vintage1975 | natural gas steam turbine | TRUE | 12685 | Entergy Mississippi LLC | 8054 | Gerald Andrus | MS | Washington | 1 | Natural Gas Steam Turbine | ST |  | S | X | X | EES.G_ANDRUS1 | EES.G_ANDRUS1 | 781.4 | 0.9 | 706.5 | 725 | 205 | N |  |  | OP | X | 1 | 1975 | 6 | 2035 | N | Electric Utility | 1 | [8 empty] | DFO |  |  | N |  |  | OVER | [23 empty] | N | N | N | bar: X X X to RC RC RC; DFO DFO DFO
Vintage1974 | nuclear | TRUE | 814 | Entergy Arkansas LLC | 8055 | Arkansas Nuclear One | AR | Pope | 1 | Nuclear | ST |  | S | X | X | EAI.ANO1 | EAI.ANO1 | 902.5 | 0.9 | 833.3 | 852 | 250 | N |  |  | OP | X | 12 | 1974 |  |  | N | Electric Utility | 1 | X X X: X; RC RC RC: NUC; DFO DFO DFO: DFO | [6 empty] | OVER | [23 empty] | N
Vintage1980 | nuclear | TRUE | 814 | Entergy Arkansas LLC | 8055 | Arkansas Nuclear One | AR | Pope | 2 | Nuclear | ST |  | S | X | X | EAI.ANO2 | EAIANO2 | 942.5 | 0.95 | 984.5 | 1002 | 250 | N |  |  | OP | X | 3 | 1980 |  |  | N | Electric Utility | 1 | X X X: X; RC RC RC: NUC | [6 empty] | OVER | [23 empty] | N
Vintage1975 | natural gas steam turbine | TRUE | 11241 | Entergy Louisiana LLC | 8056 | Waterford 1 & 2 | LA | St Charles | 1 | Natural Gas Steam Turbine | ST |  | S | X | X | EES.WATRFD1 | EES.WATRFD1 | 445.5 | 0.9 | 409.5 | 411.1 | 125 | N |  |  | OP | X | 7 | 1975 |  |  | N | Electric Utility | 1 | X X X: X; RC RC RC: NG; SUB SUB SUB: RFO; DFO DFO DFO: NG |  |  |  | N |  |  | OVER | [23 empty] | Y | Y | Y
Vintage1975 | natural gas steam turbine | TRUE | 11241 | Entergy Louisiana LLC | 8056 | Waterford 1 & 2 | LA | St Charles | 2 | Natural Gas Steam Turbine | ST |  | S | X | X | EES.WATRFD2 | EES.WATRFD2 | 445.5 | 0.9 | 422.4 | 426.4 | 125 | N |  |  | OP | X | 10 | 1975 | 6 | 2024 | N | Electric Utility | 1 | X X X: X; RC RC RC: NG; SUB SUB SUB: RFO; DFO DFO DFO: NG |  |  |  | N |  |  | OVER | [23 empty] | Y | Y | Y
Vintage2009 | petroleum | TRUE | 11241 | Entergy Louisiana LLC | 8056 | Waterford 1 & 2 | LA | St Charles | 4 | Petroleum Liquids | GT |  | S | X | X | EES.WATRFD4_CT | EES.WATRFD4_CT | 41 | 0.95 | 32.1 | 35.7 | 31.9 | N |  |  | SB | Y | 9 | 2009 |  |  | N | Electric Utility | 1 | X X X: X; RC RC RC: DFO; DFO DFO DFO: DFO |  |  |  | N |  |  | 12H | [23 empty] | N
Vintage1973 | natural gas combined cycle | TRUE | 15474 | Public Service Co of Oklahoma | 8059 | Comanche (OK) | OK | Comanche | 1G1 | Natural Gas Fired Combined Cycle | CT | CC1 | S | X | N |  |  | 85 | 0.9 | 78 | 78 | 30 | N |  |  | OP | X | 12 | 1973 |  |  | N | Electric Utility | 1 | [12 empty] | N |  | 1H | [23 empty] | N | N | N | bar: X X X to RC RC RC
Vintage1973 | natural gas combined cycle | TRUE | 15474 | Public Service Co of Oklahoma | 8059 | Comanche (OK) | OK | Comanche | 1G2 | Natural Gas Fired Combined Cycle | CT | CC1 | S | X | N |  |  | 85 | 0.9 | 78 | 78 | 30 | N |  |  | OP | X | 8 | 1973 |  |  | N | Electric Utility | 1 | [12 empty] | N |  | 1H | [23 empty] | N | N | N | bar: X X X to RC RC RC
Vintage1974 | natural gas combined cycle | TRUE | 15474 | Public Service Co of Oklahoma | 8059 | Comanche (OK) | OK | Comanche | 1S | Natural Gas Fired Combined Cycle | CA | CC1 | S | N | X |  |  | 120 | 0.9 | 104 | 114 | 34 | N |  |  | OP | X | 2 | 1974 |  |  | N | Electric Utility | 1 | [12 empty] | N |  | 1H | [23 empty] | N | N | N | bar: X X X to RC RC RC
Vintage1962 | petroleum | TRUE | 15474 | Public Service Co of Oklahoma | 8059 | Comanche (OK) | OK | Comanche | IC1 | Petroleum Liquids | IC |  | S | X | X |  |  | 4 | 0.85 | 4 | 4 | 2 | N |  |  | OS | X | 5 | 1962 |  |  | N | Electric Utility | 1 | X X X: X; RC RC RC: DFO | [6 empty] | 1H | [23 empty] | N | N | N
Vintage1990 | natural gas peaker | TRUE | 55983 | Luminant Generation Company LLC | 8063 | DeCordova Steam Electric Station | TX | Hood | CT1 | Natural Gas Fired Combustion Turbine | GT |  | W | X | X |  |  | 89.4 | 0.9 | 69 | 88 | 60 | N |  |  | OP | X | 3 | 1990 |  |  | N | IPP Non-CHP | 2 | X X X: X; RC RC RC: NG; SUB SUB SUB: DFO |  |  |  | N | N |  | 1H | [23 empty] | Y | N | Y
Vintage1990 | natural gas peaker | TRUE | 55983 | Luminant Generation Company LLC | 8063 | DeCordova Steam Electric Station | TX | Hood | CT2 | Natural Gas Fired Combustion Turbine | GT |  | W | X | X |  |  | 89.4 | 0.9 | 68 | 87 | 60 | N |  |  | OP | X | 3 | 1990 |  |  | N | IPP Non-CHP | 2 | X X X: X; RC RC RC: NG; SUB SUB SUB: DFO |  |  |  | N | N |  | 1H | [23 empty] | Y | N | Y
Vintage1990 | natural gas peaker | TRUE | 55983 | Luminant Generation Company LLC | 8063 | DeCordova Steam Electric Station | TX | Hood | CT3 | Natural Gas Fired Combustion Turbine | GT |  | W | X | X |  |  | 89.4 | 0.9 | 68 | 86 | 60 | N |  |  | OP | X | 3 | 1990 |  |  | N | IPP Non-CHP | 2 | X X X: X; RC RC RC: NG; SUB SUB SUB: DFO |  |  |  | N | N |  | 1H | [23 empty] | Y | N | Y
Vintage1990 | natural gas peaker | TRUE | 55983 | Luminant Generation Company LLC | 8063 | DeCordova Steam Electric Station | TX | Hood | CT4 | Natural Gas Fired Combustion Turbine | GT |  | W | X | X |  |  | 89.4 | 0.9 | 69 | 86 | 60 | N |  |  | OP | X | 3 | 1990 |  |  | N | IPP Non-CHP | 2 | X X X: X; RC RC RC: NG; SUB SUB SUB: DFO |  |  |  | N | N |  | 1H | [23 empty] | Y | N | Y
Vintage1974 | hard coal | TRUE | 14354 | PacifiCorp | 8066 | Jim Bridger | WY | Sweetwater | 1 | Conventional Steam Coal | ST |  | J | X | X |  |  | 608.3 | 0.95 | 531 | 531 | 50 | N |  |  | OP | X | 11 | 1974 | 12 | 2037 | N | Electric Utility | 1 | X X X: X; RC RC RC: SUB; SUB SUB SUB: DFO; DFO DFO DFO: DFO |  |  |  | N |  |  | OVER |  | Y |  |  | Y | [15 empty] | Y | 12 | 2025 | N
Vintage1975 | hard coal | TRUE | 14354 | PacifiCorp | 8066 | Jim Bridger | WY | Sweetwater | 2 | Conventional Steam Coal | ST |  | J | X | X |  |  | 617 | 0.95 | 539 | 539 | 40 | N |  |  | OP | X | 12 | 1975 | 12 | 2037 | N | Electric Utility | 1 | X X X: X; RC RC RC: SUB; SUB SUB SUB: DFO; DFO DFO DFO: DFO |  |  |  | N |  |  | OVER |  | Y |  |  | Y | [15 empty] | Y | 12 | 2025 | N
Vintage1976 | hard coal | TRUE | 14354 | PacifiCorp | 8066 | Jim Bridger | WY | Sweetwater | 3 | Conventional Steam Coal | ST |  | J | X | X |  |  | 608.3 | 0.95 | 523 | 523 | 65 | N |  |  | OP | X | 9 | 1976 | 12 | 2037 | N | Electric Utility | 1 | X X X: X; RC RC RC: SUB; SUB SUB SUB: DFO; DFO DFO DFO: DFO |  |  |  | N |  |  | OVER |  | Y |  |  | Y | [18 empty] | N
Vintage1979 | hard coal | TRUE | 14354 | PacifiCorp | 8066 | Jim Bridger | WY | Sweetwater | 4 | Conventional Steam Coal | ST |  | J | X | X |  |  | 608.3 | 0.96 | 526 | 526 | 80 | N |  |  | OP | X | 11 | 1979 | 12 | 2037 | N | Electric Utility | 1 | X X X: X; RC RC RC: SUB; SUB SUB SUB: DFO; DFO DFO DFO: DFO |  |  |  | N |  |  | OVER |  | Y |  |  | Y | [18 empty] | N
Vintage1972 | natural gas peaker | TRUE | 15466 | Public Service Co of Colorado | 8067 | Fort Lupton | CO | Weld | 1 | Natural Gas Fired Combustion Turbine | GT |  | S | X | X |  |  | 50.4 | 0.9 | 44 | 50 | 10 | N |  |  | OP | X | 4 | 1972 | 12 | 2026 | N | Electric Utility | 1 | X X X: X; RC RC RC: NG; SUB SUB SUB: DFO |  |  |  | N | N |  | 10M | [23 empty] | Y | N | Y
Vintage1972 | natural gas peaker | TRUE | 15466 | Public Service Co of Colorado | 8067 | Fort Lupton | CO | Weld | 2 | Natural Gas Fired Combustion Turbine | GT |  | S | X | X |  |  | 50.4 | 0.9 | 44 | 50 | 10 | N |  |  | OP | X | 4 | 1972 | 12 | 2026 | N | Electric Utility | 1 | X X X: X; RC RC RC: NG; SUB SUB SUB: DFO |  |  |  | N | N |  | 10M | [23 empty] | Y | N | Y
Vintage1974 | natural gas combined cycle | TRUE | 16572 | Salt River Project | 8068 | Santan | AZ | Maricopa | ST1 | Natural Gas Fired Combined Cycle | CS |  | S | N | N |  |  | 103.5 | 0.9 | 92 | 103.5 | 80 | N |  |  | OP | X | 10 | 1974 |  |  | N | Electric Utility | 1 | [11 empty] | N | N |  | 1H | [20 empty] | N |  |  | N | N | N | bar: X X X to RC RC RC; DFO DFO DFO
Vintage1974 | natural gas combined cycle | TRUE | 16572 | Salt River Project | 8068 | Santan | AZ | Maricopa | ST2 | Natural Gas Fired Combined Cycle | CS |  | S | N | N |  |  | 103.5 | 0.9 | 92 | 103.5 | 80 | N |  |  | OP | X | 12 | 1974 |  |  | N | Electric Utility | 1 | [11 empty] | N | N |  | 1H | [20 empty] | N |  |  | N | N | N | bar: X X X to RC RC RC; DFO DFO DFO
Vintage1974 | natural gas combined cycle | TRUE | 16572 | Salt River Project | 8068 | Santan | AZ | Maricopa | ST3 | Natural Gas Fired Combined Cycle | CS |  | S | N | N |  |  | 103.5 | 0.9 | 92 | 103.5 | 80 | N |  |  | OP | X | 10 | 1974 |  |  | N | Electric Utility | 1 | [11 empty] | N | N |  | 1H | [20 empty] | N |  |  | N | N | N | bar: X X X to RC RC RC; DFO DFO DFO
Vintage1975 | natural gas combined cycle | TRUE | 16572 | Salt River Project | 8068 | Santan | AZ | Maricopa | ST4 | Natural Gas Fired Combined Cycle | CS |  | S | N | N |  |  | 103.5 | 0.9 | 92 | 103.5 | 80 | N |  |  | OP | X | 5 | 1975 |  |  | N | Electric Utility | 1 | [11 empty] | N | N |  | 1H | [20 empty] | N |  |  | N | N | N | bar: X X X to RC RC RC; DFO DFO DFO
Vintage2005 | natural gas combined cycle | TRUE | 16572 | Salt River Project | 8068 | Santan | AZ | Maricopa | ST5A | Natural Gas Fired Combined Cycle | CT | STS5 | S | X | Y |  |  | 153.8 | 0.85 | 151 | 203 | 90 | N |  |  | OP | X | 4 | 2005 |  |  | N | Electric Utility | 1 | [11 empty] | N | N |  | 12H | [20 empty] | Y | 12 | 2023 | N | N | N | bar: X X X to RC RC RC; DFO DFO DFO
Vintage2005 | natural gas combined cycle | TRUE | 16572 | Salt River Project | 8068 | Santan | AZ | Maricopa | ST5B | Natural Gas Fired Combined Cycle | CT | STS5 | S | X | Y |  |  | 153.8 | 0.85 | 151 | 200 | 90 | N |  |  | OP | X | 4 | 2005 |  |  | N | Electric Utility | 1 | [11 empty] | N | N |  | 12H | [20 empty] | Y | 12 | 2023 | N | N | N | bar: X X X to RC RC RC; DFO DFO DFO
Vintage2005 | natural gas combined cycle | TRUE | 16572 | Salt River Project | 8068 | Santan | AZ | Maricopa | ST5S | Natural Gas Fired Combined Cycle | CA | STS5 | S | Y | X |  |  | 314.5 | 0.85 | 280 | 318 | 60 | N |  |  | OP | X | 4 | 2005 |  |  | N | Electric Utility | 1 | [11 empty] | N | N |  | 12H | [20 empty] | N |  |  | N | N | N | bar: X X X to RC RC RC; DFO DFO DFO
Vintage2006 | natural gas combined cycle | TRUE | 16572 | Salt River Project | 8068 | Santan | AZ | Maricopa | ST6A | Natural Gas Fired Combined Cycle | CT | STS6 | S | X | Y |  |  | 153.8 | 0.85 | 151 | 195 | 90 | N |  |  | OP | X | 3 | 2006 |  |  | N | Electric Utility | 1 | [11 empty] | N | N |  | 12H | [20 empty] | Y | 12 | 2024 | N | N | N | bar: X X X to RC RC RC; DFO DFO DFO
Vintage2006 | natural gas combined cycle | TRUE | 16572 | Salt River Project | 8068 | Santan | AZ | Maricopa | ST6S | Natural Gas Fired Combined Cycle | CA | STS6 | S | Y | X |  |  | 136.1 | 0.85 | 126 | 135 | 45 | N |  |  | OP | X | 3 | 2006 |  |  | N | Electric Utility | 1 | [11 empty] | N | N |  | 12H | [20 empty] | N |  |  | N | N | N | bar: X X X to RC RC RC; DFO DFO DFO
Vintage1977 | hard coal | TRUE | 14354 | PacifiCorp | 8069 | Huntington | UT | Emery | 1 | Conventional Steam Coal | ST |  | S | X | X |  |  | 541.3 | 0.92 | 459 | 459 | 60 | N |  |  | OP | X | 6 | 1977 | 12 | 2036 | N | Electric Utility | 1 | X X X: X; RC RC RC: BIT; SUB SUB SUB: DFO; DFO DFO DFO: DFO |  |  |  | N |  |  | OVER |  | Y |  |  | Y | [18 empty] | N
Vintage1974 | hard coal | TRUE | 14354 | PacifiCorp | 8069 | Huntington | UT | Emery | 2 | Conventional Steam Coal | ST |  | S | X | X |  |  | 496 | 0.9 | 450 | 450 | 60 | N |  |  | OP | X | 7 | 1974 | 12 | 2036 | N | Electric Utility | 1 | X X X: X; RC RC RC: BIT; SUB SUB SUB: DFO; DFO DFO DFO: DFO |  |  |  | N |  |  | OVER |  | Y |  |  | Y | [18 empty] | N
Vintage1974 | natural gas combined cycle | TRUE | 15248 | Portland General Electric Co | 8073 | Beaver | OR | Columbia | 1 | Natural Gas Fired Combined Cycle | CT | CC1 | S | X | Y | BRP1_2_GNODE1-7 | BRP1_2_BEAVER1-7 | 68.3 | 0.9 | 55.3 | 63 | 5 | N |  |  | OP | X | 8 | 1974 |  |  | N | Electric Utility | 1 | X X X: X; RC RC RC: NG; SUB SUB SUB: DFO |  |  |  | N | N |  | 1H | [23 empty] | Y | Y | Y
Vintage1974 | natural gas combined cycle | TRUE | 15248 | Portland General Electric Co | 8073 | Beaver | OR | Columbia | 2 | Natural Gas Fired Combined Cycle | CT | CC1 | S | X | Y | BRP1_2_GNODE1-7 | BRP1_2_BEAVER1-7 | 68.3 | 0.9 | 55.3 | 63 | 5 | N |  |  | OP | X | 8 | 1974 |  |  | N | Electric Utility | 1 | X X X: X; RC RC RC: NG; SUB SUB SUB: DFO |  |  |  | N | N |  | 1H | [23 empty] | Y | Y | Y
Vintage1974 | natural gas combined cycle | TRUE | 15248 | Portland General Electric Co | 8073 | Beaver | OR | Columbia | 3 | Natural Gas Fired Combined Cycle | CT | CC1 | S | X | Y | BRP1_2_GNODE1-7 | BRP1_2_BEAVER1-7 | 68.3 | 0.9 | 55.3 | 63 | 5 | N |  |  | OP | X | 8 | 1974 |  |  | N | Electric Utility | 1 | X X X: X; RC RC RC: NG; SUB SUB SUB: DFO |  |  |  | N | N |  | 1H | [23 empty] | Y | Y | Y
Vintage1974 | natural gas combined cycle | TRUE | 15248 | Portland General Electric Co | 8073 | Beaver | OR | Columbia | 4 | Natural Gas Fired Combined Cycle | CT | CC1 | S | X | Y | BRP1_2_GNODE1-7 | BRP1_2_BEAVER1-7 | 68.3 | 0.9 | 55.3 | 63 | 5 | N |  |  | OP | X | 8 | 1974 |  |  | N | Electric Utility | 1 | X X X: X; RC RC RC: NG; SUB SUB SUB: DFO |  |  |  | N | N |  | 1H | [23 empty] | Y | Y | Y
Vintage1974 | natural gas combined cycle | TRUE | 15248 | Portland General Electric Co | 8073 | Beaver | OR | Columbia | 5 | Natural Gas Fired Combined Cycle | CT | CC1 | S | X | Y | BRP1_2_GNODE1-7 | BRP1_2_BEAVER1-7 | 68.3 | 0.9 | 55.3 | 63 | 5 | N |  |  | OP | X | 8 | 1974 |  |  | N | Electric Utility | 1 | X X X: X; RC RC RC: NG; SUB SUB SUB: DFO |  |  |  | N | N |  | 1H | [23 empty] | Y | Y | Y
Vintage1974 | natural gas combined cycle | TRUE | 15248 | Portland General Electric Co | 8073 | Beaver | OR | Columbia | 6 | Natural Gas Fired Combined Cycle | CT | CC1 | S | X | Y | BRP1_2_GNODE1-7 | BRP1_2_BEAVER1-7 | 68.3 | 0.9 | 55.3 | 63 | 5 | N |  |  | OP | X | 8 | 1974 |  |  | N | Electric Utility | 1 | X X X: X; RC RC RC: NG; SUB SUB SUB: DFO |  |  |  | N | N |  | 1H | [23 empty] | Y | Y | Y
Vintage1977 | natural gas combined cycle | TRUE | 15248 | Portland General Electric Co | 8073 | Beaver | OR | Columbia | 7 | Natural Gas Fired Combined Cycle | CA | CC1 | S | N | X | BRP1_2_GNODE1-7 | BRP1_2_BEAVER1-7 | 176.4 | 0.9 | 137 | 139 | 10 | N |  |  | OP | X | 11 | 1977 |  |  | N | Electric Utility | 1 | [11 empty] | N | N |  | 12H | [23 empty] | N | N | N | bar: X X X to RC RC RC
Vintage2001 | natural gas peaker | TRUE | 15248 | Portland General Electric Co | 8073 | Beaver | OR | Columbia | 8 | Natural Gas Fired Combustion Turbine | GT |  | S | X | X | BRP1_2_GNODE8 |  | 24.5 | 0.9 | 24 | 24 | 17 | N |  |  | OP | X | 8 | 2001 |  |  | N | Electric Utility | 1 | [11 empty] | N | N |  | 1H | [23 empty] | N | N | N | bar: X X X to RC RC RC
Vintage1974 | natural gas peaker | TRUE | 63844 | Ellwood Power, LLC | 8076 | Ellwood | CA | Santa Barbara | 01 | Natural Gas Fired Combustion Turbine | GT |  | S | X | X | GOLETA_6_ELLWOD | GOLETA_6_N100 | 58 | 0.9 | 54 | 54 | 54 | N |  |  | OP | X | 8 | 1974 | 1 | 2024 | N | IPP Non-CHP | 2 | [11 empty] | N | N |  | 10M | [20 empty] | N |  |  | N | bar: X X X to RC RC RC
Vintage1989 | petroleum | TRUE | 8287 | Hawaii Electric Light Co Inc | 8083 | Keahole | HI | Hawaii | 2 | Petroleum Liquids | GT |  | S | X | X |  |  | 17.6 | 0.9 | 15.9 | 15.9 | 5 | N |  |  | OP | X | 11 | 1989 |  |  | N | Electric Utility | 1 | X X X: X; RC RC RC: DFO |  |  |  | N | N |  | 10M | [23 empty] | N
Vintage1984 | petroleum | TRUE | 8287 | Hawaii Electric Light Co Inc | 8083 | Keahole | HI | Hawaii | 21 | Petroleum Liquids | IC |  | S | X | X |  |  | 2.5 | 0.9 | 2.5 | 2.5 | 0.5 | N |  |  | OP | X | 11 | 1984 |  |  | N | Electric Utility | 1 | X X X: X; RC RC RC: DFO |  |  |  | N | N |  | 10M | [23 empty] | N
Vintage1984 | petroleum | TRUE | 8287 | Hawaii Electric Light Co Inc | 8083 | Keahole | HI | Hawaii | 22 | Petroleum Liquids | IC |  | S | X | X |  |  | 2.5 | 0.9 | 2.5 | 2.5 | 0.5 | N |  |  | OP | X | 11 | 1984 |  |  | N | Electric Utility | 1 | X X X: X; RC RC RC: DFO |  |  |  | N | N |  | 10M | [23 empty] | N
Vintage1988 | petroleum | TRUE | 8287 | Hawaii Electric Light Co Inc | 8083 | Keahole | HI | Hawaii | 23 | Petroleum Liquids | IC |  | S | X | X |  |  | 2.5 | 0.9 | 2.5 | 2.5 | 0.5 | N |  |  | OP | X | 3 | 1988 |  |  | N | Electric Utility | 1 | X X X: X; RC RC RC: DFO |  |  |  | N | N |  | 10M | [23 empty] | N
Vintage2009 | petroleum | TRUE | 8287 | Hawaii Electric Light Co Inc | 8083 | Keahole | HI | Hawaii | 7 | Petroleum Liquids | CA | CC1 | S | N | X |  |  | 18 | 0.9 | 16 | 16 | 3.5 | N |  |  | OP | X | 6 | 2009 |  |  | N | Electric Utility | 1 | X X X: X; RC RC RC: DFO |  |  |  | N | N |  | 12H | [23 empty] | N | N | N
Vintage2004 | petroleum | TRUE | 8287 | Hawaii Electric Light Co Inc | 8083 | Keahole | HI | Hawaii | CT4 | Petroleum Liquids | CT | CC1 | S | X | Y |  |  | 23 | 0.9 | 19.8 | 21.6 | 7 | N |  |  | OP | X | 5 | 2004 |  |  | N | Electric Utility | 1 | X X X: X; RC RC RC: DFO |  |  |  | N | N |  | 1H | [23 empty] | N | N | N
Vintage2004 | petroleum | TRUE | 8287 | Hawaii Electric Light Co Inc | 8083 | Keahole | HI | Hawaii | CT5 | Petroleum Liquids | CT | CC1 | S | X | Y |  |  | 23 | 0.9 | 19.8 | 21.6 | 7 | N |  |  | OP | X | 6 | 2004 |  |  | N | Electric Utility | 1 | X X X: X; RC RC RC: DFO |  |  |  | N | N |  | 1H | [23 empty] | N | N | N
Vintage1965 | petroleum | TRUE | 17834 | City of Springfield - (CO) | 8100 | Springfield (CO) | CO | Baca | 1 | Petroleum Liquids | IC |  | S | X | X |  |  | 1.2 | 1 | 1.2 | 1.2 | 1 | N |  |  | SB | Y | 8 | 1965 |  |  | N | Electric Utility | 1 | X X X: X; RC RC RC: DFO; SUB SUB SUB: NG |  |  |  | N |  |  | 1H | [23 empty] | Y | Y | Y
Vintage1950 | petroleum | TRUE | 17834 | City of Springfield - (CO) | 8100 | Springfield (CO) | CO | Baca | 2 | Petroleum Liquids | IC |  | S | X | X |  |  | 0.2 | 1 | 0.2 | 0.2 | 0.1 | N |  |  | SB | Y | 8 | 1950 |  |  | N | Electric Utility | 1 | X X X: X; RC RC RC: DFO; SUB SUB SUB: NG |  |  |  | N | N |  | 1H | N | [22 empty] | Y | Y | Y
Vintage1950 | petroleum | TRUE | 17834 | City of Springfield - (CO) | 8100 | Springfield (CO) | CO | Baca | IC4 | Petroleum Liquids | IC |  | S | X | X |  |  | 0.5 | 1 | 0.5 | 0.5 | 0.4 | N |  |  | SB | Y | 9 | 1950 |  |  | N | Electric Utility | 1 | X X X: X; RC RC RC: DFO; SUB SUB SUB: NG |  |  |  | N | N |  | 1H | N | [22 empty] | Y | Y | Y
Vintage1960 | petroleum | TRUE | 17834 | City of Springfield - (CO) | 8100 | Springfield (CO) | CO | Baca | IC5 | Petroleum Liquids | IC |  | S | X | X |  |  | 0.8 | 1 | 0.8 | 0.8 | 0.7 | N |  |  | SB | Y | 9 | 1960 |  |  | N | Electric Utility | 1 | X X X: X; RC RC RC: DFO; SUB SUB SUB: NG |  |  |  | N | N |  | 1H | [23 empty] | Y | Y | Y
Vintage1974 | hard coal | TRUE | 61135 | Gavin Power, LLC | 8102 | Gavin Power, LLC | OH | Gallia | 1 | Conventional Steam Coal | ST |  | W | X | X |  |  | 1300 | 0.9 | 1330 | 1330 | 485 | N |  |  | OP | X | 10 | 1974 |  |  | N | IPP Non-CHP | 2 | X X X: X; RC RC RC: RC; SUB SUB SUB: BIT; DFO DFO DFO: DFO |  |  |  | N | N |  | OVER |  | Y |  |  |  | Y |  | 18 | 18 | 6 | 2022 | [12 empty] | N | N | N
Vintage1975 | hard coal | TRUE | 61135 | Gavin Power, LLC | 8102 | Gavin Power, LLC | OH | Gallia | 2 | Conventional Steam Coal | ST |  | W | X | X |  |  | 1300 | 0.9 | 1361 | 1361 | 485 | Y | 6 | 2021 | OP | X | 7 | 1975 |  |  | N | IPP Non-CHP | 2 | X X X: X; RC RC RC: RC; SUB SUB SUB: BIT; DFO DFO DFO: DFO |  |  |  | N | N |  | OVER |  | Y |  |  |  | Y | [17 empty] | N | N | N
Vintage2007 | petroleum | TRUE | 7969 | City of Halstad - (MN) | 8105 | Halstad | MN | Norman | 4 | Petroleum Liquids | IC |  | S | X | X |  |  | 2 | 0.8 | 1.9 | 1.9 | 1.6 | N |  |  | SB | Y | 9 | 2007 |  |  | N | Electric Utility | 1 | X X X: X; RC RC RC: DFO |  |  |  | N | N |  | 10M | [23 empty] | N | N | N
Vintage2007 | petroleum | TRUE | 7969 | City of Halstad - (MN) | 8105 | Halstad | MN | Norman | 5 | Petroleum Liquids | IC |  | S | X | X |  |  | 2 | 0.8 | 1.9 | 1.9 | 1.6 | N |  |  | SB | Y | 9 | 2007 |  |  | N | Electric Utility | 1 | X X X: X; RC RC RC: DFO |  |  |  | N | N |  | 10M | [23 empty] | N | N | N
Vintage2001 | natural gas peaker | TRUE | 18947 | City of Tipton - (IA) | 8106 | Tipton | IA | Cedar | 1A | Natural Gas Internal Combustion Engine | IC |  | S | X | X |  |  | 2 | 0.8 | 2 | 2 | 1.6 | N |  |  | OP | X | 2 | 2001 |  |  | N | Electric Utility | 1 | X X X: X; RC RC RC: NG; SUB SUB SUB: DFO |  |  |  | N | N |  | 1H | [23 empty] | Y | Y | Y
Vintage1971 | natural gas peaker | TRUE | 18947 | City of Tipton - (IA) | 8106 | Tipton | IA | Cedar | 2 | Natural Gas Internal Combustion Engine | IC |  | S | X | X |  |  | 1.3 | 0.8 | 1.2 | 1.2 | 0.9 | N |  |  | OP | X | 4 | 1971 |  |  | N | Electric Utility | 1 | X X X: X; RC RC RC: NG; SUB SUB SUB: DFO |  |  |  | N | N |  | 1H | [23 empty] | Y | Y | Y
Vintage2011 | petroleum | TRUE | 18947 | City of Tipton - (IA) | 8106 | Tipton | IA | Cedar | 5 | Petroleum Liquids | IC |  | S | X | X |  |  | 2 | 0.8 | 2 | 2 | 1.4 | N |  |  | OP | X | 1 | 2011 |  |  | N | Electric Utility | 1 | X X X: X; RC RC RC: DFO |  |  |  |  | N |  | 10M | [23 empty] | N | N | N
Vintage2011 | petroleum | TRUE | 18947 | City of Tipton - (IA) | 8106 | Tipton | IA | Cedar | 6 | Petroleum Liquids | IC |  | S | X | X |  |  | 2 | 0.8 | 2 | 2 | 1.4 | N |  |  | OP | X | 1 | 2011 |  |  | N | Electric Utility | 1 | X X X: X; RC RC RC: DFO |  |  |  |  | N |  | 10M | [23 empty] | N | N | N
Vintage2019 | petroleum | TRUE | 18947 | City of Tipton - (IA) | 8106 | Tipton | IA | Cedar | 7 | Petroleum Liquids | IC |  | S | X | X |  |  | 2 | 0.8 | 2 | 2 | 1.5 | N |  |  | OP | X | 1 | 2019 |  |  | N | Electric Utility | 1 | X X X: X; RC RC RC: DFO |  |  |  |  | N |  | 10M | [20 empty] | N |  |  | N | N
Vintage1973 | petroleum | TRUE | 8847 | City of Hopkinton - (IA) | 8108 | Hopkinton | IA | Delaware | 1 | Petroleum Liquids | IC |  | S | X | X |  |  | 1.6 | 0.8 | 1.6 | 1.6 | 0.4 | N |  |  | OP | X | 9 | 1973 |  |  | N | Electric Utility | 1 | X X X: X; RC RC RC: DFO |  |  |  | N | N |  | 1H | [23 empty] | N | N | N
Vintage2011 | petroleum | TRUE | 8847 | City of Hopkinton - (IA) | 8108 | Hopkinton | IA | Delaware | CAT | Petroleum Liquids | IC |  | S | X | X |  |  | 2.5 | 0.8 | 2.2 | 2.2 | 0.4 | N |  |  | OP | X | 9 | 2011 |  |  | N | Electric Utility | 1 | X X X: X; RC RC RC: DFO |  |  |  | N | N |  | 1H | [23 empty] | N | N | N
Vintage1963 | natural gas peaker | TRUE | 17946 | City of Stanberry - (MO) | 8110 | Stanberry | MO | Gentry | 1 | Natural Gas Internal Combustion Engine | IC |  | S | X | X |  |  | 1.1 | 0.8 | 1.1 | 1.1 | 0.5 | N |  |  | SB | Y | 7 | 1963 |  |  | N | Electric Utility | 1 | X X X: X; RC RC RC: NG; SUB SUB SUB: DFO |  |  |  |  | N |  | 1H | [23 empty] | Y | N | Y
Vintage1967 | natural gas peaker | TRUE | 17946 | City of Stanberry - (MO) | 8110 | Stanberry | MO | Gentry | 2 | Natural Gas Internal Combustion Engine | IC |  | S | X | X |  |  | 1.1 | 0.8 | 1.1 | 1.1 | 0.5 | N |  |  | SB | Y | 10 | 1967 |  |  | N | Electric Utility | 1 | X X X: X; RC RC RC: NG; SUB SUB SUB: DFO |  |  |  |  | N |  | 1H | [23 empty] | Y | N | Y
Vintage1958 | petroleum | TRUE | 17946 | City of Stanberry - (MO) | 8110 | Stanberry | MO | Gentry | IC5 | Petroleum Liquids | IC |  | S | X | X |  |  | 0.3 | 0.8 | 0.3 | 0.3 | 0.1 | N |  |  | SB | Y | 8 | 1958 |  |  | N | Electric Utility | 1 | X X X: X; RC RC RC: DFO | [6 empty] | 10M | [23 empty] | N | N | N
Vintage1979 | natural gas peaker | TRUE | 17946 | City of Stanberry - (MO) | 8110 | Stanberry | MO | Gentry | IC6 | Natural Gas Internal Combustion Engine | IC |  | S | X | X |  |  | 1.8 | 0.955 | 1.8 | 1.8 | 0.7 | N |  |  | SB | Y | 1 | 1979 |  |  | N | Electric Utility | 1 | X X X: X; RC RC RC: NG; SUB SUB SUB: DFO | [6 empty] | 1H | [23 empty] | Y | N | Y
Vintage1980 | hard coal | TRUE | 3989 | City of Colorado Springs - (CO) | 8219 | Ray D Nixon | CO | El Paso | 1 | Conventional Steam Coal | ST |  | S | X | X |  |  | 207 | 0.9 | 208 | 208 | 110 | N |  |  | OP | X | 4 | 1980 | 12 | 2029 | N | Electric Utility | 1 | X X X: X; RC RC RC: SUB; DFO DFO DFO: DFO |  |  |  | N | N |  | OVER |  | Y |  |  | Y | [15 empty] | N |  |  | N | N | N
Vintage1999 | natural gas peaker | TRUE | 3989 | City of Colorado Springs - (CO) | 8219 | Ray D Nixon | CO | El Paso | GT1 | Natural Gas Fired Combustion Turbine | GT |  | S | X | X |  |  | 37.8 | 0.85 | 30 | 32 | 20 | N |  |  | OP | X | 7 | 1999 |  |  | N | Electric Utility | 1 | [11 empty] | N | N |  | 10M | [20 empty] | N |  |  | N | N | N | bar: X X X to RC RC RC
Vintage1999 | natural gas peaker | TRUE | 3989 | City of Colorado Springs - (CO) | 8219 | Ray D Nixon | CO | El Paso | GT2 | Natural Gas Fired Combustion Turbine | GT |  | S | X | X |  |  | 37.8 | 0.85 | 30 | 32 | 20 | N |  |  | OP | X | 7 | 1999 |  |  | N | Electric Utility | 1 | [11 empty] | N | N |  | 10M | [20 empty] | N |  |  | N | N | N | bar: X X X to RC RC RC
Vintage1981 | lignite | TRUE | 14232 | Otter Tail Power Co | 8222 | Coyote | ND | Mercer | 1 | Conventional Steam Coal | ST |  | J | X | X | OTP.COYOT1 | OTP.COYOT1 | 450 | 0.9 | 429 | 429 | 200 | N |  |  | OP | X | 5 | 1981 |  |  | N | Electric Utility | 1 | X X X: X; RC RC RC: LIG; DFO DFO DFO: DFO |  |  |  | N | N |  | 12H |  | Y |  |  | Y | [18 empty] | N | N
Vintage1985 | hard coal | TRUE | 24211 | Tucson Electric Power Co | 8223 | Springerville | AZ | Apache | 1 | Conventional Steam Coal | ST |  | S | X | X |  |  | 424.8 | 0.9 | 381 | 381 | 100 | N |  |  | OP | X | 6 | 1985 | 1 | 2027 | N | Electric Utility | 1 | X X X: X; RC RC RC: SUB; SUB SUB SUB: RC; DFO DFO DFO: DFO |  |  |  | N | N |  | OVER |  | Y |  |  | Y | [15 empty] | Y |  |  | N | N | N
Vintage1990 | hard coal | TRUE | 24211 | Tucson Electric Power Co | 8223 | Springerville | AZ | Apache | 2 | Conventional Steam Coal | ST |  | S | X | X |  |  | 424.8 | 0.9 | 406 | 406 | 100 | N |  |  | OP | X | 6 | 1990 |  |  | N | Electric Utility | 1 | X X X: X; RC RC RC: SUB; SUB SUB SUB: RC; DFO DFO DFO: DFO |  |  |  | N | N |  | OVER |  | Y |  |  | Y | [18 empty] | N | N | N
Vintage2006 | hard coal | TRUE | 24211 | Tucson Electric Power Co | 8223 | Springerville | AZ | Apache | 3 | Conventional Steam Coal | ST |  | W | X | X |  |  | 458.1 | 0.9 | 417 | 417 | 100 | N |  |  | OP | X | 7 | 2006 |  |  | N | Electric Utility | 1 | X X X: X; RC RC RC: RC; DFO DFO DFO: DFO |  |  |  | N | N |  | OVER |  | Y |  |  | Y | [18 empty] | N | N | N
Vintage2009 | hard coal | TRUE | 24211 | Tucson Electric Power Co | 8223 | Springerville | AZ | Apache | 4 | Conventional Steam Coal | ST |  | W | X | X |  |  | 458.1 | 0.9 | 415 | 415 | 130 | N |  |  | OP | X | 12 | 2009 |  |  | N | Electric Utility | 1 | X X X: X; RC RC RC: RC; DFO DFO DFO: DFO |  |  |  | N | N |  | OVER | N | Y |  |  | Y | [18 empty] | N | N | N
Vintage2001 | solar pv | TRUE | 24211 | Tucson Electric Power Co | 8223 | Springerville | AZ | Apache | SGSS | Solar Photovoltaic | PV |  | S | X | X |  |  | 3.7 |  | 3.7 | 3.7 |  | N |  |  | OP | X | 5 | 2001 |  |  | N | Electric Utility | 1 | X X X: X; RC RC RC: SUN |  |  |  | N | N | [25 empty] | N
Vintage2010 | solar pv | TRUE | 24211 | Tucson Electric Power Co | 8223 | Springerville | AZ | Apache | SGSS1 | Solar Photovoltaic | PV |  | S | X | X |  |  | 1.4 |  | 1.4 | 1.4 |  | N |  |  | OP | X | 12 | 2010 |  |  | N | Electric Utility | 1 | X X X: X; RC RC RC: SUN |  |  |  | N | N | [25 empty] | N
Vintage2014 | solar pv | TRUE | 24211 | Tucson Electric Power Co | 8223 | Springerville | AZ | Apache | WMS | Solar Photovoltaic | PV |  | S | X | X |  |  | 8.3 |  | 8.3 | 8.3 |  | N |  |  | OP | X | 12 | 2014 |  |  | N | Electric Utility | 1 | X X X: X; RC RC RC: SUN |  |  |  | N | N | [25 empty] | N
Vintage1981 | hard coal | TRUE | 17166 | Sierra Pacific Power Co | 8224 | North Valmy | NV | Humboldt | 1 | Conventional Steam Coal | ST |  | J | X | X |  |  | 277.2 | 0.9 | 254 | 254 | 90 | N |  |  | OP | X | 12 | 1981 | 12 | 2025 | N | Electric Utility | 1 | X X X: X; RC RC RC: BIT; SUB SUB SUB: SUB; DFO DFO DFO: DFO |  |  |  | N |  |  | OVER |  | Y |  |  | Y | [18 empty] | N
Vintage1985 | hard coal | TRUE | 17166 | Sierra Pacific Power Co | 8224 | North Valmy | NV | Humboldt | 2 | Conventional Steam Coal | ST |  | J | X | X |  |  | 289.8 | 0.9 | 268 | 268 | 90 | N |  |  | OP | X | 5 | 1985 | 12 | 2025 | N | Electric Utility | 1 | X X X: X; RC RC RC: BIT; SUB SUB SUB: SUB; DFO DFO DFO: DFO |  |  |  | N |  |  | OVER |  | Y |  |  | Y | [18 empty] | N
Vintage1970 | other | TRUE | 59524 | Seneca Generation LLC | 8225 | Seneca Generation LLC | PA | Warren | 1 | Hydroelectric Pumped Storage | PS |  | S | X | X | SENECA 13KV GEN1 | SENECA 13KV GEN1 | 205.9 | 0.9 | 234 | 234 | 75 | N |  |  | OP | X | 6 | 1970 |  |  | N | IPP Non-CHP | 2 | X X X: X; RC RC RC: WAT |  |  |  | N | N |  | 10M | [23 empty] | N
Vintage1970 | other | TRUE | 59524 | Seneca Generation LLC | 8225 | Seneca Generation LLC | PA | Warren | 2 | Hydroelectric Pumped Storage | PS |  | S | X | X | SENECA 13KV GEN2 | SENECA 13KV GEN2 | 205.9 | 0.9 | 218 | 218 | 75 | N |  |  | OP | X | 6 | 1970 |  |  | N | IPP Non-CHP | 2 | X X X: X; RC RC RC: WAT |  |  |  | N | N |  | 10M | [23 empty] | N
Vintage1970 | hydro | TRUE | 59524 | Seneca Generation LLC | 8225 | Seneca Generation LLC | PA | Warren | 3 | Conventional Hydroelectric | HY |  | S | X | X | SENECA 13KV GEN3 | SENECA 13KV GEN3 | 26.1 | 0.9 | 30 | 30 | 30 | N |  |  | OP | X | 6 | 1970 |  |  | N | IPP Non-CHP | 2 | X X X: X; RC RC RC: WAT |  |  |  | N | N |  | 10M | [23 empty] | N
Vintage1970 | hard coal | TRUE | 14165 | GenOn Power Midwest, LP | 8226 | Cheswick Power Plant | PA | Allegheny | 1 | Conventional Steam Coal | ST |  | S | X | X | 38367993 | CHESWICK 24 KV UNIT1 | 637 | 0.91 | 565 | 565 | 130 | N |  |  | OP | X | 6 | 1970 | 3 | 2022 | N | IPP Non-CHP | 2 | X X X: X; RC RC RC: BIT; SUB SUB SUB: NG; DFO DFO DFO: NG |  |  |  | N | N |  | OVER |  | Y |  |  | Y | [15 empty] | N |  |  | Y | Y | N
Vintage1936 | hydro | TRUE | 2518 | U S Bureau of Reclamation | 8902 | Hoover Dam (AZ) | AZ | Mohave | A0 | Conventional Hydroelectric | HY |  | S | X | X |  |  | 2.4 | 0.8 | 2.7 | 2.7 | 0 | N |  |  | OP | X | 9 | 1936 |  |  | N | Electric Utility | 1 | X X X: X; RC RC RC: WAT |  |  |  | N |  |  | 10M
Vintage1941 | hydro | TRUE | 2518 | U S Bureau of Reclamation | 8902 | Hoover Dam (AZ) | AZ | Mohave | A1 | Conventional Hydroelectric | HY |  | S | X | X |  |  | 130 | 0.8 | 130 | 130 | 0 | N |  |  | OP | X | 10 | 1941 |  |  | N | Electric Utility | 1 | X X X: X; RC RC RC: WAT |  |  |  | N |  |  | 10M
Vintage1942 | hydro | TRUE | 2518 | U S Bureau of Reclamation | 8902 | Hoover Dam (AZ) | AZ | Mohave | A2 | Conventional Hydroelectric | HY |  | S | X | X |  |  | 130 | 0.98 | 130 | 130 | 0 | N |  |  | OP | X | 7 | 1942 |  |  | N | Electric Utility | 1 | X X X: X; RC RC RC: WAT |  |  |  | N |  |  | 10M
Vintage1952 | hydro | TRUE | 2518 | U S Bureau of Reclamation | 8902 | Hoover Dam (AZ) | AZ | Mohave | A3 | Conventional Hydroelectric | HY |  | S | X | X |  |  | 130 | 0.98 | 130 | 130 | 0 | N |  |  | OP | X | 9 | 1952 |  |  | N | Electric Utility | 1 | X X X: X; RC RC RC: WAT |  |  |  | N |  |  | 10M
Vintage1952 | hydro | TRUE | 2518 | U S Bureau of Reclamation | 8902 | Hoover Dam (AZ) | AZ | Mohave | A4 | Conventional Hydroelectric | HY |  | S | X | X |  |  | 130 | 0.98 | 130 | 130 | 0 | N |  |  | OP | X | 5 | 1952 |  |  | N | Electric Utility | 1 | X X X: X; RC RC RC: WAT |  |  |  | N |  |  | 10M
Vintage1943 | hydro | TRUE | 2518 | U S Bureau of Reclamation | 8902 | Hoover Dam (AZ) | AZ | Mohave | A5 | Conventional Hydroelectric | HY |  | S | X | X |  |  | 127 | 0.97 | 127 | 127 | 0 | N |  |  | OP | X | 1 | 1943 |  |  | N | Electric Utility | 1 | X X X: X; RC RC RC: WAT |  |  |  | N |  |  | 10M
Vintage1939 | hydro | TRUE | 2518 | U S Bureau of Reclamation | 8902 | Hoover Dam (AZ) | AZ | Mohave | A6 | Conventional Hydroelectric | HY |  | S | X | X |  |  | 130 | 0.98 | 130 | 130 | 0 | N |  |  | OP | X | 9 | 1939 |  |  | N | Electric Utility | 1 | X X X: X; RC RC RC: WAT |  |  |  | N |  |  | 10M
Vintage1939 | hydro | TRUE | 2518 | U S Bureau of Reclamation | 8902 | Hoover Dam (AZ) | AZ | Mohave | A7 | Conventional Hydroelectric | HY |  | S | X | X |  |  | 130 | 0.98 | 130 | 130 | 0 | N |  |  | OP | X | 6 | 1939 |  |  | N | Electric Utility | 1 | X X X: X; RC RC RC: WAT |  |  |  | N |  |  | 10M
Vintage1937 | hydro | TRUE | 2518 | U S Bureau of Reclamation | 8902 | Hoover Dam (AZ) | AZ | Mohave | A8 | Conventional Hydroelectric | HY |  | S | X | X |  |  | 61.5 | 0.98 | 61.5 | 61.5 | 0 | N |  |  | OP | X | 8 | 1937 |  |  | N | Electric Utility | 1 | X X X: X; RC RC RC: WAT |  |  |  | N |  |  | 10M
Vintage1952 | hydro | TRUE | 2518 | U S Bureau of Reclamation | 8902 | Hoover Dam (AZ) | AZ | Mohave | A9 | Conventional Hydroelectric | HY |  | S | X | X |  |  | 68.5 | 0.98 | 68.5 | 68.5 | 0 | N |  |  | OP | X | 4 | 1952 |  |  | N | Electric Utility | 1 | X X X: X; RC RC RC: WAT |  |  |  | N |  |  | 10M
Vintage1967 | natural gas peaker | TRUE | 54863 | U S Power Generating Company LLC | 8906 | Astoria Generating Station | NY | Queens | 1 | Natural Gas Fired Combustion Turbine | GT |  | S | X | X |  |  | 15 | 1 | 13.6 | 19.3 | 12 | N |  |  | OP | X | 7 | 1967 |  |  | N | IPP Non-CHP | 2 | [11 empty] | N |  |  | 1H | [23 empty] | N | N | bar: X X X to RC RC RC
Vintage1954 | natural gas steam turbine | TRUE | 54863 | U S Power Generating Company LLC | 8906 | Astoria Generating Station | NY | Queens | 2 | Natural Gas Steam Turbine | ST |  | S | X | X |  |  | 180 | 1 | 172.4 | 169 | 60 | N |  |  | OP | X | 3 | 1954 |  |  | N | IPP Non-CHP | 2 | [11 empty] | N |  |  | OVER | [23 empty] | N | N | bar: X X X to RC RC RC; DFO DFO DFO
Vintage1958 | natural gas steam turbine | TRUE | 54863 | U S Power Generating Company LLC | 8906 | Astoria Generating Station | NY | Queens | 3 | Natural Gas Steam Turbine | ST |  | S | X | X |  |  | 376 | 1 | 371.3 | 370 | 75 | N |  |  | OP | X | 9 | 1958 |  |  | N | IPP Non-CHP | 2 | X X X: X; RC RC RC: NG; SUB SUB SUB: RFO; DFO DFO DFO: NG | RFO |  |  | N |  |  | OVER | [23 empty] | Y | Y | Y
Vintage1961 | natural gas steam turbine | TRUE | 54863 | U S Power Generating Company LLC | 8906 | Astoria Generating Station | NY | Queens | 4 | Natural Gas Steam Turbine | ST |  | S | X | X |  |  | 387 | 1 | 379.4 | 376.2 | 75 | N |  |  | OS | X | 12 | 1961 |  |  | N | IPP Non-CHP | 2 | X X X: X; RC RC RC: NG; SUB SUB SUB: RFO; DFO DFO DFO: NG | RFO |  |  | N |  |  | OVER | [23 empty] | Y | Y | Y
Vintage1962 | natural gas steam turbine | TRUE | 54863 | U S Power Generating Company LLC | 8906 | Astoria Generating Station | NY | Queens | ST5 | Natural Gas Steam Turbine | ST |  | S | X | X |  |  | 387 | 1 | 375.1 | 375.3 | 75 | N |  |  | OP | X | 5 | 1962 |  |  | N | IPP Non-CHP | 2 | X X X: X; RC RC RC: NG; SUB SUB SUB: RFO; DFO DFO DFO: NG | RFO |  |  | N |  |  | OVER | [23 empty] | Y | Y | Y
Vintage1962 | natural gas peaker | TRUE | 8973 | Town of Hudson - (MA) | 9038 | Cherry Street | MA | Middlesex | 10 | Natural Gas Internal Combustion Engine | IC |  | S | X | X |  |  | 2.2 | 0.8 | 1.9 | 1.9 | 0.5 | N |  |  | OP | X | 12 | 1962 | 5 | 2030 | N | Electric Utility | 1 | X X X: X; RC RC RC: NG; SUB SUB SUB: DFO |  |  |  | N | N |  | 10M | [23 empty] | Y | N | Y
Vintage1962 | natural gas peaker | TRUE | 8973 | Town of Hudson - (MA) | 9038 | Cherry Street | MA | Middlesex | 11 | Natural Gas Internal Combustion Engine | IC |  | S | X | X |  |  | 2.2 | 0.8 | 1.9 | 1.9 | 0.5 | N |  |  | OP | X | 12 | 1962 | 5 | 2030 | N | Electric Utility | 1 | X X X: X; RC RC RC: NG; SUB SUB SUB: DFO |  |  |  | N | N |  | 10M | [23 empty] | Y | N | Y
Vintage1972 | natural gas peaker | TRUE | 8973 | Town of Hudson - (MA) | 9038 | Cherry Street | MA | Middlesex | 12 | Natural Gas Internal Combustion Engine | IC |  | S | X | X |  |  | 5.6 | 0.8 | 4.9 | 4.9 | 0.5 | N |  |  | OP | X | 10 | 1972 |  |  | N | Electric Utility | 1 | X X X: X; RC RC RC: NG; SUB SUB SUB: DFO |  |  |  | N | N |  | 10M | [23 empty] | Y | N | Y
Vintage1951 | petroleum | TRUE | 8973 | Town of Hudson - (MA) | 9038 | Cherry Street | MA | Middlesex | 7 | Petroleum Liquids | IC |  | S | X | X |  |  | 3.3 | 0.8 | 2.5 | 2.5 | 0.5 | N |  |  | OP | X | 5 | 1951 |  |  | N | Electric Utility | 1 | X X X: X; RC RC RC: DFO |  |  |  | N | N |  | 10M | [23 empty] | N | N | N
Vintage1956 | natural gas peaker | TRUE | 8973 | Town of Hudson - (MA) | 9038 | Cherry Street | MA | Middlesex | 8 | Natural Gas Internal Combustion Engine | IC |  | S | X | X |  |  | 4 | 0.8 | 3.4 | 3.4 | 0.5 | N |  |  | OP | X | 3 | 1956 |  |  | N | Electric Utility | 1 | X X X: X; RC RC RC: NG; SUB SUB SUB: DFO |  |  |  | N | N |  | 10M | [23 empty] | Y | N | N
Vintage1992 | hydro | TRUE | 20169 | Avista Corp | 9095 | Monroe Street | WA | Spokane | 6 | Conventional Hydroelectric | HY |  | S | X | X |  |  | 14.8 | 0.9 | 15 | 15 | 1 | N |  |  | OP | X | 12 | 1992 |  |  | N | Electric Utility | 1 | X X X: X; RC RC RC: WAT |  |  |  | N |  |  | 10M | [20 empty] | N |  |  | N
Vintage1922 | hydro | TRUE | 20169 | Avista Corp | 9096 | Upper Falls | WA | Spokane | 1 | Conventional Hydroelectric | HY |  | S | X | X |  |  | 10 | 0.85 | 10.2 | 10.2 | 1 | N |  |  | OP | X | 4 | 1922 |  |  | N | Electric Utility | 1 | X X X: X; RC RC RC: WAT |  |  |  | N |  |  | 10M | [20 empty] | N |  |  | N
Vintage1964 | natural gas peaker | TRUE | 11479 | Madison Gas & Electric Co | 9674 | Nine Springs | WI | Dane | GT1 | Natural Gas Fired Combustion Turbine | GT |  | S | X | X |  |  | 16.2 | 0.85 | 13.1 | 13.1 | 3 | N |  |  | OP | X | 12 | 1964 |  |  | N | Electric Utility | 1 | [11 empty] | N | N |  | 1H | [20 empty] | N |  |  | N | N | N | bar: X X X to RC RC RC
Vintage1970 | hydro | TRUE | 16868 | City of Seattle - (WA) | 9842 | Newhalem | WA | Whatcom | 20 | Conventional Hydroelectric | HY |  | S | X | X |  |  | 2.3 | 0.92 | 2.3 | 2.3 | 0 | N |  |  | OS | X | 2 | 1970 |  |  | N | Electric Utility | 1 | X X X: X; RC RC RC: WAT |  |  |  | N | N |  | 10M | [23 empty] | N
Vintage1893 | hydro | TRUE | 8776 | City of Holyoke Gas and Electric Dept. | 9864 | Cabot Holyoke | MA | Hampden | 1 | Conventional Hydroelectric | HY |  | S | X | X |  |  | 0.8 | 0.8 | 0.6 | 0.6 | 0.6 | N |  |  | OP | X | 1 | 1893 |  |  | N | Electric Utility | 1 | X X X: X; RC RC RC: WAT |  |  |  | N | N |  | 10M
Vintage1938 | hydro | TRUE | 8776 | City of Holyoke Gas and Electric Dept. | 9864 | Cabot Holyoke | MA | Hampden | 2 | Conventional Hydroelectric | HY |  | S | X | X |  |  | 0.8 | 0.8 | 0.6 | 0.6 | 0.4 | N |  |  | OP | X | 1 | 1938 |  |  | N | Electric Utility | 1 | X X X: X; RC RC RC: WAT |  |  |  | N | N |  | 10M
Vintage1939 | hydro | TRUE | 8776 | City of Holyoke Gas and Electric Dept. | 9864 | Cabot Holyoke | MA | Hampden | 3 | Conventional Hydroelectric | HY |  | S | X | X |  |  | 0.4 | 0.8 | 0.4 | 0.4 | 0.3 | N |  |  | OP | X | 1 | 1939 |  |  | N | Electric Utility | 1 | X X X: X; RC RC RC: WAT |  |  |  | N | N |  | 10M
Vintage1907 | hydro | TRUE | 8776 | City of Holyoke Gas and Electric Dept. | 9864 | Cabot Holyoke | MA | Hampden | 4 | Conventional Hydroelectric | HY |  | S | X | X |  |  | 0.6 | 0.8 | 0.5 | 0.5 | 0.4 | N |  |  | OP | X | 1 | 1907 |  |  | N | Electric Utility | 1 | X X X: X; RC RC RC: WAT |  |  |  | N | N |  | 10M
Vintage1976 | natural gas steam turbine | FALSE | 63637 | Molson Coors USA LLC | 10003 | Colorado Energy Nations Company | CO | Jefferson | GEN1 | Natural Gas Steam Turbine | ST |  | S | X | X |  |  | 7.5 | 0.8 | 10 | 10 | 3 | N |  |  | OP | X | 9 | 1976 |  |  | Y | Industrial CHP | 7 | [11 empty] | N | N |  | 12H |  | N |  |  | N | [18 empty] | N | N | N | bar: X X X to RC RC RC; DFO DFO DFO
Vintage1977 | natural gas steam turbine | FALSE | 63637 | Molson Coors USA LLC | 10003 | Colorado Energy Nations Company | CO | Jefferson | GEN2 | Natural Gas Steam Turbine | ST |  | S | X | X |  |  | 7.5 | 0.8 | 10 | 10 | 3 | N |  |  | OP | X | 5 | 1977 |  |  | Y | Industrial CHP | 7 | [11 empty] | N | N |  | 12H |  | N |  |  | N | [18 empty] | N | N | N | bar: X X X to RC RC RC; DFO DFO DFO
Vintage1983 | natural gas steam turbine | FALSE | 63637 | Molson Coors USA LLC | 10003 | Colorado Energy Nations Company | CO | Jefferson | GEN3 | Natural Gas Steam Turbine | ST |  | S | X | X |  |  | 20 | 0.8 | 20 | 20 | 3 | N |  |  | OP | X | 6 | 1983 |  |  | Y | Industrial CHP | 7 | [11 empty] | N | N |  | 12H |  | N |  |  | N | [18 empty] | N | N | N | bar: X X X to RC RC RC; DFO DFO DFO
Vintage1978 | other | FALSE | 9383 | Mosaic Fertilizer LLC | 10004 | Mosaic South Pierce Operations | FL | Polk | TG1 | All Other | ST |  | S | X | X |  |  | 7.5 | 0.9 | 4 | 4 | 2 | N |  |  | OP | X | 1 | 1978 |  |  | Y | Industrial CHP | 7 | X X X: B; RC RC RC: WH; DFO DFO DFO: NG |  |  |  | N |  |  | OVER | [23 empty] | N | N
Vintage1992 | other | FALSE | 9383 | Mosaic Fertilizer LLC | 10004 | Mosaic South Pierce Operations | FL | Polk | TG2 | All Other | ST |  | S | X | X |  |  | 38 | 0.85 | 33 | 33 | 2 | N |  |  | OP | X | 1 | 1992 |  |  | Y | Industrial CHP | 7 | X X X: B; RC RC RC: WH; DFO DFO DFO: NG |  |  |  | N |  |  | OVER | [23 empty] | N | N
Vintage1988 | onshore wind | TRUE | 9397 | International Turbine Res Inc | 10005 | Dinosaur Point | CA | Merced | WTGS | Onshore Wind Turbine | WT |  | S | X | X |  |  | 17.4 |  | 17 | 16 | 15 | N |  |  | OP | X | 5 | 1988 |  |  | N | IPP Non-CHP | 2 | X X X: X; RC RC RC: WND |  |  |  | N | N | 161 | [16 empty] | WT | WND | 90 | 9 | 2024 | N
Vintage1983 | natural gas peaker | FALSE | 1194 | Baptist Memorial Hospital | 10008 | Baptist Medical Center | FL | Duval | TG-2 | Natural Gas Fired Combustion Turbine | GT |  | S | X | X |  |  | 2.5 | 0.8 | 2.2 | 2.5 | 0.5 | N |  |  | OP | X | 12 | 1983 |  |  | Y | Commercial CHP | 5 | X X X: T; RC RC RC: NG; SUB SUB SUB: DFO; DFO DFO DFO: DFO |  |  |  | N | N |  | 1H | [23 empty] | Y | N | Y
Vintage1986 | natural gas peaker | FALSE | 1194 | Baptist Memorial Hospital | 10008 | Baptist Medical Center | FL | Duval | TG-3 | Natural Gas Fired Combustion Turbine | GT |  | S | X | X |  |  | 3 | 0.8 | 2.7 | 3 | 0.5 | N |  |  | OP | X | 3 | 1986 |  |  | Y | Commercial CHP | 5 | X X X: T; RC RC RC: NG; SUB SUB SUB: DFO; DFO DFO DFO: NG |  |  |  | N | N |  | 1H | [23 empty] | Y | N | Y
Vintage1993 | natural gas peaker | FALSE | 1194 | Baptist Memorial Hospital | 10008 | Baptist Medical Center | FL | Duval | TG-4 | Natural Gas Fired Combustion Turbine | GT |  | S | X | X |  |  | 3.5 | 0.9 | 3.2 | 3.5 | 0.5 | N |  |  | OP | X | 3 | 1993 |  |  | Y | Commercial CHP | 5 | X X X: T; RC RC RC: NG; SUB SUB SUB: DFO; DFO DFO DFO: NG |  |  |  | N | N |  | 1H | [23 empty] | Y | N | Y
Vintage1989 | municipal solid waste | TRUE | 4435 | Covanta Energy Co | 10013 | Covanta Hennepin Energy | MN | Hennepin | GEN1 | Municipal Solid Waste | ST |  | W | X | X |  |  | 39.5 | 0.85 | 33.7 | 33.7 | 6 | N |  |  | OP | X | 10 | 1989 |  |  | N | IPP Non-CHP | 2 | X X X: X; RC RC RC: MSW; DFO DFO DFO: NG |  |  |  | N | N |  | OVER | [23 empty] | N | N | N
Vintage1988 | hydro | TRUE | 1932 | Boise-Kuna Irrigation District | 10014 | Lucky Peak Power Plant Project | ID | Ada | U131 | Conventional Hydroelectric | HY |  | S | X | X |  |  | 45 | 0.9 | 36.2 | 19.2 | 0 | N |  |  | OP | X | 10 | 1988 |  |  | N | IPP Non-CHP | 2 | X X X: X; RC RC RC: WAT |  |  |  | N |  |  | 10M
Vintage1988 | hydro | TRUE | 1932 | Boise-Kuna Irrigation District | 10014 | Lucky Peak Power Plant Project | ID | Ada | U132 | Conventional Hydroelectric | HY |  | S | X | X |  |  | 45 | 0.9 | 36.2 | 19.2 | 0 | N |  |  | OP | X | 10 | 1988 |  |  | N | IPP Non-CHP | 2 | X X X: X; RC RC RC: WAT |  |  |  | N |  |  | 10M
Vintage1988 | hydro | TRUE | 1932 | Boise-Kuna Irrigation District | 10014 | Lucky Peak Power Plant Project | ID | Ada | U133 | Conventional Hydroelectric | HY |  | S | X | X |  |  | 11.2 | 0.9 | 10.6 | 10.3 | 0 | N |  |  | OP | X | 10 | 1988 |  |  | N | IPP Non-CHP | 2 | X X X: X; RC RC RC: WAT |  |  |  | N |  |  | 10M
Vintage1954 | biomass | TRUE | 17465 | WestRock-West Point Mill | 10017 | WestRock-West Point Mill | VA | King William | GEN8 | Wood/Wood Waste Biomass | ST |  | S | X | X |  |  | 5 | 0.8 | 5 | 5 | 1.8 | N |  |  | OS | X | 1 | 1954 |  |  | Y | Industrial CHP | 7 | T | BLQ | NG | WDS | BIT | SLW | DFO | NG |  |  |  | N | N |  | OVER |  | Y |  | Y | Y | [18 empty] | Y | Y | N
Vintage1960 | biomass | TRUE | 17465 | WestRock-West Point Mill | 10017 | WestRock-West Point Mill | VA | King William | GEN9 | Wood/Wood Waste Biomass | ST |  | S | X | X |  |  | 10 | 0.8 | 10 | 10 | 4 | N |  |  | OP | X | 10 | 1960 |  |  | Y | Industrial CHP | 7 | T | BLQ | NG | WDS | BIT | SLW | DFO | NG |  |  |  | N | N |  | OVER |  | Y |  | Y | Y | [18 empty] | Y | Y | N
Vintage1968 | biomass | TRUE | 17465 | WestRock-West Point Mill | 10017 | WestRock-West Point Mill | VA | King William | GN10 | Wood/Wood Waste Biomass | ST |  | S | X | X |  |  | 25 | 0.85 | 25 | 25 | 7 | N |  |  | OP | X | 12 | 1968 |  |  | Y | Industrial CHP | 7 | T | BLQ | NG | WDS | BIT | SLW | DFO | NG |  |  |  | N | N |  | OVER |  | Y |  | Y | Y | [18 empty] | Y | Y | N
Vintage1977 | biomass | TRUE | 17465 | WestRock-West Point Mill | 10017 | WestRock-West Point Mill | VA | King William | GN11 | Wood/Wood Waste Biomass | ST |  | S | X | X |  |  | 15 | 0.85 | 15 | 15 | 7 | N |  |  | OP | X | 8 | 1977 |  |  | Y | Industrial CHP | 7 | T | BLQ | NG | WDS | SLW | DFO | BIT | NG |  |  |  | N | N |  | OVER |  | Y |  | Y | Y | [18 empty] | Y | Y | N
Vintage1985 | biomass | TRUE | 17465 | WestRock-West Point Mill | 10017 | WestRock-West Point Mill | VA | King William | GN12 | Wood/Wood Waste Biomass | ST |  | S | X | X |  |  | 46 | 0.85 | 46 | 46 | 10 | N |  |  | OP | X | 10 | 1985 |  |  | Y | Industrial CHP | 7 | T | BLQ | NG | WDS | SLW | DFO | BIT | NG |  |  |  | N | N |  | OVER |  | Y |  | Y | Y | [18 empty] | Y | Y | N
Vintage2006 | geothermal | TRUE | 34691 | Ormat Nevada Inc | 10018 | Desert Peak Power Plant | NV | Lyon | GEN2 | Geothermal | BT |  | W | X | X |  |  | 15 | 0.8 | 10 | 15 | 10 | N |  |  | OP | X | 6 | 2006 |  |  | N | IPP Non-CHP | 2 | X T T T T T: X; WAT BLQ BLQ BLQ BLQ BLQ: GEO |  |  |  | N |  |  | OVER | [23 empty] | N
Vintage2006 | geothermal | TRUE | 34691 | Ormat Nevada Inc | 10018 | Desert Peak Power Plant | NV | Lyon | OEC2 | Geothermal | BT |  | W | X | X |  |  | 11 | 0.8 | 7.3 | 11 | 7.3 | N |  |  | OP | X | 6 | 2006 |  |  | N | IPP Non-CHP | 2 | X T T T T T: X; WAT BLQ BLQ BLQ BLQ BLQ: GEO |  |  |  | N |  |  | OVER | [23 empty] | N
Vintage2016 | natural gas peaker | FALSE | 4558 | Cutrale Citrus Juices USA Inc | 10020 | Cutrale Citrus Juices USA I | FL | Lake | GEN3 | Natural Gas Fired Combustion Turbine | GT |  | S | X | X |  |  | 4.1 | 0.8 | 4.3 | 3.9 | 1.5 | N |  |  | OP | X | 1 | 2016 |  |  | N | Industrial Non-CHP | 6 | [11 empty] | N | N |  | 10M | [23 empty] | N | bar: X T T T T T to WAT BLQ BLQ BLQ BLQ BLQ
Vintage1968 | natural gas steam turbine | FALSE | 5624 | RED-Rochester, LLC | 10025 | RED-Rochester, LLC | NY | Monroe | 17TG | Natural Gas Steam Turbine | ST |  | S | X | X |  |  | 15 | 0.8 | 15 | 15 | 4 | N |  |  | OP | X | 12 | 1968 |  |  | Y | Industrial CHP | 7 | B | NG | RFO | DFO |  |  |  | RFO |  |  |  | N | N |  | OVER | [23 empty] | Y | Y | N
Vintage1964 | natural gas steam turbine | FALSE | 5624 | RED-Rochester, LLC | 10025 | RED-Rochester, LLC | NY | Monroe | 41TG | Natural Gas Steam Turbine | ST |  | S | X | X |  |  | 25.6 | 0.8 | 25.6 | 25.6 | 5 | N |  |  | OP | X | 5 | 1964 |  |  | Y | Industrial CHP | 7 | X T T T T T: B; WAT BLQ BLQ BLQ BLQ BLQ: NG; WAT NG NG NG NG NG: DFO; WAT NG NG NG NG NG: DFO |  |  |  | N | N |  | OVER | [23 empty] | Y | Y | N
Vintage1967 | natural gas steam turbine | FALSE | 5624 | RED-Rochester, LLC | 10025 | RED-Rochester, LLC | NY | Monroe | 42TG | Natural Gas Steam Turbine | ST |  | S | X | X |  |  | 25.6 | 0.8 | 25.6 | 25.6 | 5 | N |  |  | OP | X | 8 | 1967 |  |  | Y | Industrial CHP | 7 | X T T T T T: B; WAT BLQ BLQ BLQ BLQ BLQ: NG; WAT NG NG NG NG NG: DFO; WAT NG NG NG NG NG: DFO |  |  |  | N | N |  | OVER | [23 empty] | Y | Y | N
Vintage1969 | natural gas steam turbine | FALSE | 5624 | RED-Rochester, LLC | 10025 | RED-Rochester, LLC | NY | Monroe | 43TG | Natural Gas Steam Turbine | ST |  | S | X | X |  |  | 25.6 | 0.8 | 25.6 | 25.6 | 5 | N |  |  | OP | X | 4 | 1969 |  |  | Y | Industrial CHP | 7 | X T T T T T: B; WAT BLQ BLQ BLQ BLQ BLQ: NG; WAT NG NG NG NG NG: DFO; WAT NG NG NG NG NG: DFO |  |  |  | N | N |  | OVER | [23 empty] | Y | Y | N
Vintage1987 | natural gas steam turbine | FALSE | 5624 | RED-Rochester, LLC | 10025 | RED-Rochester, LLC | NY | Monroe | 44TG | Natural Gas Steam Turbine | ST |  | S | X | X |  |  | 25.6 | 0.8 | 25.6 | 25.6 | 5 | N |  |  | OP | X | 8 | 1987 |  |  | Y | Industrial CHP | 7 | X T T T T T: B; WAT BLQ BLQ BLQ BLQ BLQ: NG; WAT NG NG NG NG NG: DFO; WAT NG NG NG NG NG: DFO |  |  |  | N | N |  | OVER | [23 empty] | Y | Y | N
Vintage2015 | natural gas steam turbine | FALSE | 5624 | RED-Rochester, LLC | 10025 | RED-Rochester, LLC | NY | Monroe | 75TG | Natural Gas Steam Turbine | ST |  | S | X | X |  |  | 3 | 0.9 | 2.2 | 2.2 | 0.4 | N |  |  | OP | X | 4 | 2015 |  |  | Y | Industrial CHP | 7 | X T T T T T: B; WAT BLQ BLQ BLQ BLQ BLQ: NG; WAT NG NG NG NG NG: RFO; WAT NG NG NG NG NG: RFO |  |  |  | N | N |  | 12H | [23 empty] | Y | N | N
Vintage1957 | hydro | FALSE | 5624 | RED-Rochester, LLC | 10025 | RED-Rochester, LLC | NY | Monroe | KPR1 | Conventional Hydroelectric | HY |  | S | X | X |  |  | 0.4 | 0.8 | 0.4 | 0.4 | 0.1 | N |  |  | OP | X | 6 | 1957 |  |  | N | Industrial CHP | 7 | X T T T T T: X; WAT BLQ BLQ BLQ BLQ BLQ: WAT |  |  |  | N |  | 0 | 12H | [23 empty] | N
Vintage2008 | biomass | TRUE | 5901 | Encina Joint Powers Authority | 10026 | Encina Water Pollution Control | CA | San Diego | EG10 | Other Waste Biomass | IC |  | S | X | X |  |  | 0.8 | 0.8 | 0.8 | 0.8 | 0.6 | N |  |  | OP | X | 11 | 2008 |  |  | N | Commercial Non-CHP | 4 | X T T T T T: X; WAT BLQ BLQ BLQ BLQ BLQ: OBG; WAT NG NG NG NG NG: NG |  |  |  | N | N |  | 1H | [20 empty] | N |  |  | Y | N | N
Vintage2008 | biomass | TRUE | 5901 | Encina Joint Powers Authority | 10026 | Encina Water Pollution Control | CA | San Diego | EG20 | Other Waste Biomass | IC |  | S | X | X |  |  | 0.8 | 0.8 | 0.8 | 0.8 | 0.6 | N |  |  | OP | X | 11 | 2008 |  |  | N | Commercial Non-CHP | 4 | X T T T T T: X; WAT BLQ BLQ BLQ BLQ BLQ: OBG; WAT NG NG NG NG NG: NG |  |  |  | N | N |  | 1H | [20 empty] | N |  |  | Y | N | N
Vintage2009 | biomass | TRUE | 5901 | Encina Joint Powers Authority | 10026 | Encina Water Pollution Control | CA | San Diego | EG30 | Other Waste Biomass | IC |  | S | X | X |  |  | 0.8 | 0.8 | 0.8 | 0.8 | 0.6 | N |  |  | OP | X | 1 | 2009 |  |  | N | Commercial Non-CHP | 4 | X T T T T T: X; WAT BLQ BLQ BLQ BLQ BLQ: OBG; WAT NG NG NG NG NG: NG |  |  |  | N | N |  | 1H | [20 empty] | N |  |  | Y | N | N
Vintage2009 | biomass | TRUE | 5901 | Encina Joint Powers Authority | 10026 | Encina Water Pollution Control | CA | San Diego | EG40 | Other Waste Biomass | IC |  | S | X | X |  |  | 0.8 | 0.8 | 0.8 | 0.8 | 0.6 | N |  |  | OP | X | 4 | 2009 |  |  | N | Commercial Non-CHP | 4 | X T T T T T: X; WAT BLQ BLQ BLQ BLQ BLQ: OBG; WAT NG NG NG NG NG: NG |  |  |  | N | N |  | 1H | [20 empty] | N |  |  | Y | N | N
Vintage2017 | solar pv | FALSE | 7049 | General Electric Aircraft Engines | 10029 | General Electric Aircraft Engines | MA | Essex | PV | Solar Photovoltaic | PV |  | W | X | X |  |  | 2.1 |  | 2.1 | 2.1 |  | N |  |  | OP | X | 5 | 2017 |  |  | N | Industrial Non-CHP | 6 | X T T T T T: X; WAT BLQ BLQ BLQ BLQ BLQ: SUN | [27 empty] | N |  |  | N
Vintage1985 | natural gas combined cycle | TRUE | 7860 | Energy Center Dover LLC | 10030 | Energy Center Dover | DE | Kent | COG1 | Natural Gas Fired Combined Cycle | CA | CC1 | S | Y | X | Kent 13kv -DoverST1 (GF1) | Kent 13kv -DoverST1 | 18 | 0.9 | 15 | 15 | 5 | N |  |  | OP | X | 5 | 1985 |  |  | Y | IPP CHP | 3 | [11 empty] | N | N |  | 12H | [23 empty] | N | N | N | bar: X T T T T T to WAT BLQ BLQ BLQ BLQ BLQ; WAT NG NG NG NG NG
Vintage2001 | natural gas combined cycle | TRUE | 7860 | Energy Center Dover LLC | 10030 | Energy Center Dover | DE | Kent | KD-1 | Natural Gas Fired Combined Cycle | CT | CC1 | S | X | N | Kent 13kv -DoverCT1 (KD1) | Kent 13kv - DoverCT1 | 50 | 0.85 | 44 | 50 | 30 | N |  |  | OP | X | 6 | 2001 |  |  | N | IPP CHP | 3 | [11 empty] | N | N |  | 12H | [23 empty] | N | N | N | bar: X T T T T T to WAT BLQ BLQ BLQ BLQ BLQ
Vintage2001 | natural gas peaker | TRUE | 7860 | Energy Center Dover LLC | 10030 | Energy Center Dover | DE | Kent | KD-2 | Natural Gas Fired Combustion Turbine | GT |  | S | X | X | Kent 13kv -DoverCT2 (KD2) | Kent 13kv -DoverCT2 | 50 | 0.85 | 44 | 50 | 30 | N |  |  | OP | X | 6 | 2001 |  |  | N | IPP CHP | 3 | X T T T T T: X; WAT BLQ BLQ BLQ BLQ BLQ: NG; WAT NG NG NG NG NG: DFO |  |  |  | N | N |  | 1H | [23 empty] | Y | N | Y
Vintage1987 | natural gas combined cycle | TRUE | 3028 | Calpine Gilroy Cogen LP | 10034 | Gilroy Power Plant | CA | Santa Clara | GEN1 | Natural Gas Fired Combined Cycle | CT | CC1 | S | X | N |  |  | 90 | 1 | 85 | 85 | 85 | N |  |  | OP | X | 10 | 1987 |  |  | Y | IPP CHP | 3 | [11 empty] | N |  |  | 12H | [23 empty] | N | N | N | bar: X T T T T T to WAT BLQ BLQ BLQ BLQ BLQ
Vintage1987 | natural gas combined cycle | TRUE | 3028 | Calpine Gilroy Cogen LP | 10034 | Gilroy Power Plant | CA | Santa Clara | GEN2 | Natural Gas Fired Combined Cycle | CA | CC1 | S | N | X |  |  | 40 | 1 | 30 | 35 | 20 | N |  |  | OP | X | 10 | 1987 |  |  | Y | IPP CHP | 3 | [11 empty] | N |  |  | 12H | [23 empty] | N | N | N | bar: X T T T T T to WAT BLQ BLQ BLQ BLQ BLQ
Vintage1989 | hydro | TRUE | 56590 | Silverstreet Hydro | 10036 | Hillsborough Hosiery | NH | Hillsborough | GEN1 | Conventional Hydroelectric | HY |  | S | X | X |  |  | 0.6 | 1 | 0.6 | 0.6 | 0.2 | N |  |  | OP | X | 12 | 1989 |  |  | N | IPP Non-CHP | 2 | X T T T T T: X; WAT BLQ BLQ BLQ BLQ BLQ: WAT | [5 empty] | 0 | 10M
Vintage1989 | hydro | TRUE | 56590 | Silverstreet Hydro | 10036 | Hillsborough Hosiery | NH | Hillsborough | GEN2 | Conventional Hydroelectric | HY |  | S | X | X |  |  | 0.6 | 1 | 0.6 | 0.6 | 0.2 | N |  |  | OP | X | 12 | 1989 |  |  | N | IPP Non-CHP | 2 | X T T T T T: X; WAT BLQ BLQ BLQ BLQ BLQ: WAT | [6 empty] | 10M
Vintage2008 | natural gas peaker | FALSE | 10077 | Kaweah Delta Hospital | 10042 | Kaweah Delta District Hospital | CA | Tulare | KDHT1 | Natural Gas Fired Combustion Turbine | GT |  | S | X | X |  |  | 3.5 | 0.8 | 3.5 | 3.5 | 1.6 | N |  |  | OP | X | 10 | 2008 |  |  | N | Commercial Non-CHP | 4 | [11 empty] | N | N |  | 10M | [23 empty] | N | N | bar: X T T T T T to WAT BLQ BLQ BLQ BLQ BLQ
Vintage1994 | hard coal | TRUE | 63046 | Logan Generating Company LP | 10043 | Logan Generating Plant | NJ | Gloucester | GEN1 | Conventional Steam Coal | ST |  | W | X | X | 49790 | 49790 | 242.3 | 0.9 | 219 | 219 | 50 | N |  |  | OP | X | 9 | 1994 |  |  | Y | IPP CHP | 3 | X T T T T T: T; WAT BLQ BLQ BLQ BLQ BLQ: BIT; WAT NG NG NG NG NG: DFO; WAT NG NG NG NG NG: DFO |  |  |  | N | N |  | 12H |  | Y |  |  | Y | [18 empty] | N | N
Vintage1984 | hydro | TRUE | 54696 | Little Mac Power Company | 10049 | Little Mac Project | ID | Twin Falls | 1 | Conventional Hydroelectric | HY |  | S | X | X |  |  | 0.3 | 0.8 | 0.3 | 0.3 | 0 | N |  |  | OP | X | 5 | 1984 |  |  | N | IPP Non-CHP | 2 | X T T T T T: X; WAT BLQ BLQ BLQ BLQ BLQ: WAT |  |  |  | N |  | 0 | 10M | [23 empty] | N
Vintage1984 | hydro | TRUE | 54696 | Little Mac Power Company | 10049 | Little Mac Project | ID | Twin Falls | 2 | Conventional Hydroelectric | HY |  | S | X | X |  |  | 0.4 | 0.8 | 0.4 | 0.4 | 0 | N |  |  | OP | X | 5 | 1984 |  |  | N | IPP Non-CHP | 2 | X T T T T T: X; WAT BLQ BLQ BLQ BLQ BLQ: WAT |  |  |  | N | N | 0 | 10M | [23 empty] | N
Vintage1984 | hydro | TRUE | 54696 | Little Mac Power Company | 10049 | Little Mac Project | ID | Twin Falls | 3 | Conventional Hydroelectric | HY |  | S | X | X |  |  | 0.4 | 0.8 | 0.4 | 0.4 | 0 | N |  |  | OP | X | 5 | 1984 |  |  | N | IPP Non-CHP | 2 | X T T T T T: X; WAT BLQ BLQ BLQ BLQ BLQ: WAT |  |  |  | N | N | 0 | 10M | [23 empty] | N
Vintage1984 | hydro | TRUE | 54696 | Little Mac Power Company | 10049 | Little Mac Project | ID | Twin Falls | 4 | Conventional Hydroelectric | HY |  | S | X | X |  |  | 0.4 | 0.8 | 0.4 | 0.4 | 0 | N |  |  | OP | X | 5 | 1984 |  |  | N | IPP Non-CHP | 2 | X T T T T T: X; WAT BLQ BLQ BLQ BLQ BLQ: WAT |  |  |  | N | N | 0 | 10M | [23 empty] | N
Vintage2009 | biomass | TRUE | 11079 | Little Rock Water Reclamation Authority | 10050 | Fourche Creek Wastewater | AR | Pulaski | 4 | Other Waste Biomass | IC |  | S | X | X |  |  | 1.3 | 0.8 | 1.3 | 1.3 | 0.8 | N |  |  | OP | X | 12 | 2009 |  |  | Y | Commercial CHP | 5 | X T T T T T: T; WAT BLQ BLQ BLQ BLQ BLQ: OBG; WAT NG NG NG NG NG: NG; WAT NG NG NG NG NG: OBG |  |  |  | N | N |  | 1H | [23 empty] | Y | N | N
Vintage1985 | hydro | TRUE | 49753 | Brooks Energy, LLC | 10051 | Lockville Hydropower | NC | Chatham | GEN1 | Conventional Hydroelectric | HY |  | S | X | X |  |  | 0.6 | 0.8 | 0.6 | 0.6 | 0.1 | N |  |  | OP | X | 1 | 1985 |  |  | N | IPP Non-CHP | 2 | X T T T T T: X; WAT BLQ BLQ BLQ BLQ BLQ: WAT |  |  |  | N | N | 0 | 1H | [23 empty] | N
Vintage1985 | hydro | TRUE | 49753 | Brooks Energy, LLC | 10051 | Lockville Hydropower | NC | Chatham | GEN2 | Conventional Hydroelectric | HY |  | S | X | X |  |  | 0.6 | 0.8 | 0.6 | 0.6 | 0.1 | N |  |  | OP | X | 1 | 1985 |  |  | N | IPP Non-CHP | 2 | X T T T T T: X; WAT BLQ BLQ BLQ BLQ BLQ: WAT |  |  |  | N | N | 0 | 1H | [23 empty] | N
Vintage1986 | biomass | TRUE | 54788 | DG Fairhaven Power LLC | 10052 | Fairhaven Power | CA | Humboldt | GEN1 | Wood/Wood Waste Biomass | ST |  | W | X | X |  |  | 18.8 | 0.95 | 16 | 16 | 1 | N |  |  | OA | X | 9 | 1986 |  |  | N | IPP Non-CHP | 2 | X T T T T T: X; WAT BLQ BLQ BLQ BLQ BLQ: WDS; WAT NG NG NG NG NG: NG; WAT NG NG NG NG NG: NG |  |  |  | N | N |  | OVER | [23 empty] | Y | Y | N
Vintage1984 | petroleum | FALSE | 7075 | General Electric Co | 10058 | General Electric Diesel Engine Plant | PA | Mercer | REGN | Petroleum Liquids | IC |  | S | X | X |  |  | 4.4 | 0.8 | 4.3 | 4.2 | 0 | N |  |  | OP | X | 6 | 1984 |  |  | N | Industrial Non-CHP | 6 | X T T T T T: X; WAT BLQ BLQ BLQ BLQ BLQ: DFO |  |  |  | N |  |  | 10M | [23 empty] | N | N | N
Vintage1984 | hydro | FALSE | 7080 | Aclara Meters LLC | 10059 | General Electric Great Falls Upper Hydro | NH | Strafford | 1575 | Conventional Hydroelectric | HY |  | S | X | X |  |  | 1.6 | 1 | 1.6 | 1.6 | 0.4 | N |  |  | OS | X | 12 | 1984 | 8 | 2023 | N | Industrial Non-CHP | 6 | X T T T T T: X; WAT BLQ BLQ BLQ BLQ BLQ: WAT |  |  |  | N | N | 0 | 1H | [23 empty] | N
Vintage1988 | hydro | FALSE | 7080 | Aclara Meters LLC | 10059 | General Electric Great Falls Upper Hydro | NH | Strafford | 500 | Conventional Hydroelectric | HY |  | S | X | X |  |  | 0.5 | 0.88 | 0.5 | 0.5 | 0.2 | N |  |  | OS | X | 8 | 1988 | 8 | 2023 | N | Industrial Non-CHP | 6 | X T T T T T: X; WAT BLQ BLQ BLQ BLQ BLQ: WAT |  |  |  | N | N | 0 | 1H | [23 empty] | N
Vintage1989 | natural gas combined cycle | FALSE | 11401 | Mars Wrigley Confectionery US, LLC | 10061 | Mars Wrigley Confectionery US, LLC | NJ | WARREN | GEN1 | Natural Gas Fired Combined Cycle | CT | CC1 | S | X | N |  |  | 10.9 | 0.8 | 8.8 | 10.7 | 6 | N |  |  | OP | X | 5 | 1989 |  |  | Y | Industrial CHP | 7 | [11 empty] | N | N | 0 | 1H | [23 empty] | N | N | N | bar: X T T T T T to WAT BLQ BLQ BLQ BLQ BLQ
Vintage1984 | natural gas combined cycle | FALSE | 11401 | Mars Wrigley Confectionery US, LLC | 10061 | Mars Wrigley Confectionery US, LLC | NJ | WARREN | GEN2 | Natural Gas Fired Combined Cycle | CA | CC1 | S | N | X |  |  | 1.4 | 0.8 | 0.7 | 1.2 | 0.5 | N |  |  | OP | X | 10 | 1984 |  |  | Y | Industrial CHP | 7 | [11 empty] | N | N |  | 1H | [23 empty] | N | N | N | bar: X T T T T T to WAT BLQ BLQ BLQ BLQ BLQ
Vintage1981 | municipal solid waste | TRUE | 50085 | Covanta Southeast Florida Renewable Ltd | 10062 | Miami Dade County Resource Recovery Fac | FL | Miami Dade | GEN1 | Municipal Solid Waste | ST |  | S | X | X |  |  | 38.5 | 0.85 | 35.8 | 36.2 | 5 | N |  |  | OP | X | 12 | 1981 |  |  | N | IPP Non-CHP | 2 | X T T T T T: X; WAT BLQ BLQ BLQ BLQ BLQ: MSW; WAT NG NG NG NG NG: NG |  |  |  | N | N |  | 12H | [23 empty] | N | N | N
Vintage1981 | municipal solid waste | TRUE | 50085 | Covanta Southeast Florida Renewable Ltd | 10062 | Miami Dade County Resource Recovery Fac | FL | Miami Dade | GEN2 | Municipal Solid Waste | ST |  | S | X | X |  |  | 38.5 | 0.85 | 35.8 | 36.2 | 5 | N |  |  | OP | X | 12 | 1981 |  |  | N | IPP Non-CHP | 2 | X T T T T T: X; WAT BLQ BLQ BLQ BLQ BLQ: MSW; WAT NG NG NG NG NG: NG |  |  |  | N | N |  | 12H | [23 empty] | N | N | N
Vintage1989 | hydro | TRUE | 11943 | McCallum Enterprises I LP | 10063 | Derby Hydro | CT | Fairfield | GEN1 | Conventional Hydroelectric | HY |  | S | X | X |  |  | 4 | 1 | 4 | 4 | 2.5 | N |  |  | OP | X | 1 | 1989 |  |  | N | IPP Non-CHP | 2 | X T T T T T: X; WAT BLQ BLQ BLQ BLQ BLQ: WAT |  |  |  | N |  | 0 | 10M
Vintage1989 | hydro | TRUE | 11943 | McCallum Enterprises I LP | 10063 | Derby Hydro | CT | Fairfield | GEN2 | Conventional Hydroelectric | HY |  | S | X | X |  |  | 4 | 1 | 4 | 4 | 2.5 | N |  |  | OP | X | 1 | 1989 |  |  | N | IPP Non-CHP | 2 | X T T T T T: X; WAT BLQ BLQ BLQ BLQ BLQ: WAT |  |  |  | N | N | 0 | 10M
Vintage1989 | hydro | TRUE | 11943 | McCallum Enterprises I LP | 10063 | Derby Hydro | CT | Fairfield | GEN3 | Conventional Hydroelectric | HY |  | S | X | X |  |  | 0.3 | 1 | 0.3 | 0.3 | 0.2 | N |  |  | SB | Y | 1 | 1989 |  |  | N | IPP Non-CHP | 2 | X T T T T T: X; WAT BLQ BLQ BLQ BLQ BLQ: WAT |  |  |  | N | N |  | 10M
Vintage1989 | hydro | TRUE | 11943 | McCallum Enterprises I LP | 10063 | Derby Hydro | CT | Fairfield | GEN4 | Conventional Hydroelectric | HY |  | S | X | X |  |  | 0.3 | 1 | 0.3 | 0.3 | 0.2 | N |  |  | SB | Y | 1 | 1989 |  |  | N | IPP Non-CHP | 2 | X T T T T T: X; WAT BLQ BLQ BLQ BLQ BLQ: WAT |  |  |  | N | N |  | 10M
Vintage1985 | hydro | TRUE | 12401 | Merimil Ltd Partnership | 10066 | Lockwood Hydroelectric Facility | ME | Kennebec | GEN1 | Conventional Hydroelectric | HY |  | S | X | X |  |  | 0.8 | 0.9 | 0.7 | 0.7 | 0.1 | N |  |  | OP | X | 10 | 1985 |  |  | N | IPP Non-CHP | 2 | X T T T T T: X; WAT BLQ BLQ BLQ BLQ BLQ: WAT |  |  |  | N | N | 0 | 10M
Vintage1985 | hydro | TRUE | 12401 | Merimil Ltd Partnership | 10066 | Lockwood Hydroelectric Facility | ME | Kennebec | GEN2 | Conventional Hydroelectric | HY |  | S | X | X |  |  | 0.8 | 0.9 | 0.7 | 0.7 | 0.1 | N |  |  | OP | X | 10 | 1985 |  |  | N | IPP Non-CHP | 2 | X T T T T T: X; WAT BLQ BLQ BLQ BLQ BLQ: WAT |  |  |  | N | N | 0 | 10M
Vintage1985 | hydro | TRUE | 12401 | Merimil Ltd Partnership | 10066 | Lockwood Hydroelectric Facility | ME | Kennebec | GEN3 | Conventional Hydroelectric | HY |  | S | X | X |  |  | 0.8 | 0.9 | 0.7 | 0.7 | 0.1 | N |  |  | OP | X | 10 | 1985 |  |  | N | IPP Non-CHP | 2 | X T T T T T: X; WAT BLQ BLQ BLQ BLQ BLQ: WAT |  |  |  | N | N | 0 | 10M
Vintage1985 | hydro | TRUE | 12401 | Merimil Ltd Partnership | 10066 | Lockwood Hydroelectric Facility | ME | Kennebec | GEN4 | Conventional Hydroelectric | HY |  | S | X | X |  |  | 0.8 | 0.9 | 0.7 | 0.7 | 0.1 | N |  |  | OP | X | 10 | 1985 |  |  | N | IPP Non-CHP | 2 | X T T T T T: X; WAT BLQ BLQ BLQ BLQ BLQ: WAT |  |  |  | N | N | 0 | 10M
Vintage1985 | hydro | TRUE | 12401 | Merimil Ltd Partnership | 10066 | Lockwood Hydroelectric Facility | ME | Kennebec | GEN5 | Conventional Hydroelectric | HY |  | S | X | X |  |  | 0.8 | 0.9 | 0.7 | 0.7 | 0.1 | N |  |  | OP | X | 10 | 1985 |  |  | N | IPP Non-CHP | 2 | X T T T T T: X; WAT BLQ BLQ BLQ BLQ BLQ: WAT |  |  |  | N | N | 0 | 10M
Vintage1985 | hydro | TRUE | 12401 | Merimil Ltd Partnership | 10066 | Lockwood Hydroelectric Facility | ME | Kennebec | GEN6 | Conventional Hydroelectric | HY |  | S | X | X |  |  | 0.8 | 0.9 | 0.7 | 0.7 | 0.1 | N |  |  | OP | X | 10 | 1985 |  |  | N | IPP Non-CHP | 2 | X T T T T T: X; WAT BLQ BLQ BLQ BLQ BLQ: WAT |  |  |  | N | N | 0 | 10M
Vintage1988 | hydro | TRUE | 12401 | Merimil Ltd Partnership | 10066 | Lockwood Hydroelectric Facility | ME | Kennebec | GEN7 | Conventional Hydroelectric | HY |  | S | X | X |  |  | 2.4 | 0.9 | 2.2 | 2.2 | 0.1 | N |  |  | OP | X | 10 | 1988 |  |  | N | IPP Non-CHP | 2 | X T T T T T: X; WAT BLQ BLQ BLQ BLQ BLQ: WAT |  |  |  | N | N | 0 | 10M
Vintage1985 | hydro | TRUE | 5164 | Denver City & County-Foothills | 10070 | Foothills Hydro Plant | CO | Douglas | GEN1 | Conventional Hydroelectric | HY |  | S | X | X |  |  | 3.1 | 0.88 | 3.1 | 3.1 | 0.4 | N |  |  | OP | X | 5 | 1985 |  |  | N | IPP Non-CHP | 2 | X T T T T T: X; WAT BLQ BLQ BLQ BLQ BLQ: WAT |  |  |  | N | N | 0 | 1H | [23 empty] | N
Vintage1982 | other | FALSE | 55727 | Orion Engineered Carbons | 10072 | Engineered Carbons Borger Cogen | TX | Hutchinson | GEN1 | Other Gases | ST |  | S | X | X | NA ( behind the meter ) | NA ( behind the meter ) | 20 | 1 | 18.8 | 18.8 | 5 | N |  |  | OP | X | 10 | 1982 |  |  | N | Industrial Non-CHP | 6 | X T T T T T: X; WAT BLQ BLQ BLQ BLQ BLQ: OG; WAT NG NG NG NG NG: NG; WAT NG NG NG NG NG: NG |  |  |  | N | N |  | 12H | [23 empty] | Y | Y | N
Vintage1957 | hard coal | TRUE | 12647 | ALLETE, Inc. | 10075 | Taconite Harbor Energy Center | MN | Cook | GEN1 | Conventional Steam Coal | ST |  | S | X | X | MP.TACHB1 | MP.TACHB1 | 84 | 0.9 | 79 | 79 | 32 | N |  |  | SB | Y | 1 | 1957 | 3 | 2023 | N | Electric Utility | 1 | X | SUB | DFO | BIT |  |  |  | DFO |  |  |  | N | N |  | OVER |  | Y |  |  | Y | [15 empty] | N |  |  | N
Vintage1957 | hard coal | TRUE | 12647 | ALLETE, Inc. | 10075 | Taconite Harbor Energy Center | MN | Cook | GEN2 | Conventional Steam Coal | ST |  | S | X | X | MP.TACHB2 | MP.TACHB2 | 84 | 0.9 | 75.9 | 75.9 | 32 | N |  |  | SB | Y | 1 | 1957 | 3 | 2023 | N | Electric Utility | 1 | X | SUB | DFO | BIT |  |  |  | DFO |  |  |  | N | N |  | OVER |  | Y |  |  | Y | [15 empty] | N |  |  | N
Vintage1986 | hydro | TRUE | 5068 | Denver City & County of | 10081 | Strontia Springs Hydro Plant | CO | Douglas | GEN1 | Conventional Hydroelectric | HY |  | S | X | X |  |  | 1 | 0.9 | 1 | 1 | 0.5 | N |  |  | OP | X | 7 | 1986 |  |  | N | IPP Non-CHP | 2 | X T T T T T: X; WAT BLQ BLQ BLQ BLQ BLQ: WAT |  |  |  | N | N | 0 | 1H | [7 empty] | 373 | 373 | 10 | 2024 | [12 empty] | N
Vintage2003 | biomass | TRUE | 11217 | Los Angeles County Sanitation | 10091 | Total Energy Facilities | CA | Los Angeles | G2 | Other Waste Biomass | CT | CC1 | S | X | Y |  |  | 9.9 | 0.9 | 8 | 9 | 5 | N |  |  | OP | X | 2 | 2003 |  |  | Y | Commercial CHP | 5 | X T T T T T: T; WAT BLQ BLQ BLQ BLQ BLQ: OBG; WAT NG NG NG NG NG: NG; WAT WDS WDS WDS WDS WDS: DFO |  |  |  | N | N |  | 1H | [23 empty] | Y | N | Y
Vintage2001 | biomass | TRUE | 11217 | Los Angeles County Sanitation | 10091 | Total Energy Facilities | CA | Los Angeles | G3 | Other Waste Biomass | CT | CC1 | S | X | Y |  |  | 9.9 | 0.9 | 8 | 9 | 5 | N |  |  | OP | X | 12 | 2001 |  |  | Y | Commercial CHP | 5 | X T T T T T: T; WAT BLQ BLQ BLQ BLQ BLQ: OBG; WAT NG NG NG NG NG: NG; WAT WDS WDS WDS WDS WDS: DFO |  |  |  | N | N |  | 1H | [23 empty] | Y | N | Y
Vintage1986 | biomass | TRUE | 11217 | Los Angeles County Sanitation | 10091 | Total Energy Facilities | CA | Los Angeles | GEN1 | Other Waste Biomass | CT | CC1 | S | X | Y |  |  | 9.9 | 0.9 | 8 | 9 | 5 | N |  |  | OP | X | 1 | 1986 |  |  | Y | Commercial CHP | 5 | X T T T T T: T; WAT BLQ BLQ BLQ BLQ BLQ: OBG; WAT NG NG NG NG NG: NG; WAT WDS WDS WDS WDS WDS: DFO |  |  |  | N | N |  | 1H | [23 empty] | Y | N | Y
Vintage1986 | biomass | TRUE | 11217 | Los Angeles County Sanitation | 10091 | Total Energy Facilities | CA | Los Angeles | GEN4 | Other Waste Biomass | CA | CC1 | S | N | X |  |  | 8.7 | 0.9 | 7.4 | 7.4 | 2 | N |  |  | OP | X | 11 | 1986 |  |  | Y | Commercial CHP | 5 | X T T T T T: T; WAT BLQ BLQ BLQ BLQ BLQ: OBG; WAT NG NG NG NG NG: NG |  |  |  | N | N |  | 12H | [23 empty] | N | N | N
Vintage1982 | petroleum | FALSE | 58553 | PAR Petroleum | 10093 | Tesoro Hawaii | HI | Honolulu | GEN1 | Petroleum Liquids | GT |  | S | X | X |  |  | 20 | 0.8 | 20 | 20 | 5 | N |  |  | OP | X | 12 | 1982 |  |  | Y | Industrial CHP | 7 | X T T T T T: T; WAT BLQ BLQ BLQ BLQ BLQ: WO; WAT NG NG NG NG NG: JF; WAT WDS WDS WDS WDS WDS: DFO |  |  |  | N | N |  | 12H | [23 empty] | Y | N | N
Vintage1992 | natural gas combined cycle | TRUE | 50160 | Pedricktown Cogeneration Company LP | 10099 | Pedricktown Cogeneration Company LP | NJ | Salem | GEN1 | Natural Gas Fired Combined Cycle | CT | CC1 | S | X | N | 71856717 | 71856717 | 95.2 | 0.9 | 112.8 | 112.6 | 105 | N |  |  | OP | X | 3 | 1992 | 5 | 2022 | N | IPP Non-CHP | 2 | X T T T T T: X; WAT BLQ BLQ BLQ BLQ BLQ: NG; WAT NG NG NG NG NG: DFO |  |  |  | N | N |  | 12H | [20 empty] | N |  |  | Y | N | Y
Vintage1992 | natural gas combined cycle | TRUE | 50160 | Pedricktown Cogeneration Company LP | 10099 | Pedricktown Cogeneration Company LP | NJ | Salem | GEN2 | Natural Gas Fired Combined Cycle | CA | CC1 | S | Y | X | 71856717 | 71856717 | 45 | 0.85 |  |  |  | N |  |  | OP | X | 3 | 1992 | 5 | 2022 | N | IPP Non-CHP | 2 | X T T T T T: X; WAT BLQ BLQ BLQ BLQ BLQ: NG; WAT NG NG NG NG NG: DFO |  |  |  | N | N |  | 12H | [20 empty] | N |  |  | Y | N | Y
Vintage2000 | natural gas peaker | FALSE | 6636 | Foss Manufacturing Company LLC | 10108 | Hampton Facility | NH | Rockingham | GEN8 | Natural Gas Fired Combustion Turbine | GT |  | S | X | X |  |  | 5 | 0.8 | 3.8 | 5 | 1.2 | N |  |  | OP | X | 1 | 2000 |  |  | Y | Industrial CHP | 7 | [11 empty] | N | N |  | 1H | [23 empty] | N | N | N | bar: X T T T T T to WAT BLQ BLQ BLQ BLQ BLQ
Vintage1985 | hydro | TRUE | 57280 | Eagle Creek Renewable Energy, LLC | 10109 | Stevens Mills Dam | NH | Merrimack | 1G | Conventional Hydroelectric | HY |  | W | X | X | 4392 | 4392 | 0.2 | 0.9 | 0.2 | 0.2 | 0.2 | N |  |  | OP | X | 1 | 1985 |  |  | N | IPP Non-CHP | 2 | X T T T T T: X; WAT BLQ BLQ BLQ BLQ BLQ: WAT | [6 empty] | 10M
Vintage1985 | hydro | TRUE | 57280 | Eagle Creek Renewable Energy, LLC | 10109 | Stevens Mills Dam | NH | Merrimack | 3G | Conventional Hydroelectric | HY |  | W | X | X | 4392 | 4392 | 1.7 | 0.9 | 1.8 | 1.8 | 0.3 | N |  |  | OP | X | 1 | 1985 |  |  | N | IPP Non-CHP | 2 | X T T T T T: X; WAT BLQ BLQ BLQ BLQ BLQ: WAT | [6 empty] | 10M
Vintage1986 | natural gas peaker | FALSE | 15743 | Frito-Lay Inc | 10110 | Frito-Lay Cogen Plant | CA | Kern | GEN1 | Natural Gas Fired Combustion Turbine | GT |  | S | X | X |  |  | 6 | 0.8 | 5.5 | 5.9 | 0.5 | N |  |  | OS | X | 3 | 1986 |  |  | Y | Industrial CHP | 7 | [11 empty] | N | N |  | 12H |  |  |  |  | N | [18 empty] | N | N | N | bar: X T T T T T to WAT BLQ BLQ BLQ BLQ BLQ
Vintage1988 | hard coal | TRUE | 7199 | Gilberton Power Co | 10113 | John B Rich Memorial Power Station | PA | Schuylkill | GEN1 | Conventional Steam Coal | ST |  | S | X | X | 50600 | 50600 | 88.4 | 0.85 | 80 | 80 | 50 | N |  |  | OP | X | 2 | 1988 |  |  | Y | IPP CHP | 3 | X T T T T T: T; WAT BLQ BLQ BLQ BLQ BLQ: WC; WAT NG NG NG NG NG: DFO; WAT NG NG NG NG NG: DFO |  |  |  | N | N |  | OVER | Y |  |  |  | Y | [18 empty] | Y | N | N
Vintage2016 | natural gas peaker | FALSE | 7726 | Sharp Grossmont Hospital | 10115 | Grossmont Hospital | CA | San Diego | GEN3 | Natural Gas Fired Combustion Turbine | GT |  | S | X | X |  |  | 4.5 | 0.83 | 4.2 | 4.4 | 2.2 | N |  |  | OP | X | 5 | 2016 |  |  | Y | Commercial CHP | 5 | [11 empty] | N | N | 0 | 1H |  |  |  |  | N | [18 empty] | N | N | bar: X T T T T T to WAT BLQ BLQ BLQ BLQ BLQ
Vintage1987 | hydro | TRUE | 9357 | Hampshire Paper Co Inc | 10116 | Hampshire Paper | NY | St Lawrence | 05 | Conventional Hydroelectric | HY |  | S | X | X |  |  | 3.4 | 0.9 | 1.8 | 2.7 | 0.4 | N |  |  | OP | X | 5 | 1987 |  |  | N | IPP Non-CHP | 2 | X T T T T T: X; WAT BLQ BLQ BLQ BLQ BLQ: WAT |  |  |  | N | N | 0 | 1H | [20 empty] | N |  |  | N |  | N
Vintage2006 | municipal solid waste | TRUE | 8181 | Harrisburg Authority | 10118 | Harrisburg Facility | PA | Dauphin | GEN3 | Municipal Solid Waste | ST |  | W | X | X |  |  | 24.1 | 1 | 16.7 | 16.7 | 4 | N |  |  | OP | X | 4 | 2006 |  |  | Y | IPP CHP | 3 | X T T T T T: T; WAT BLQ BLQ BLQ BLQ BLQ: MSW; WAT NG NG NG NG NG: NG; WAT NG NG NG NG NG: NG |  |  |  | N | N |  | 12H | [23 empty] | N
Vintage1980 | biomass | TRUE | 8486 | PInova Inc | 10120 | PInova Inc | GA | Glynn | GEN5 | Wood/Wood Waste Biomass | ST |  | S | X | X |  |  | 7.1 | 1 | 7.1 | 7.1 | 1 | N |  |  | OP | X | 1 | 1980 |  |  | Y | Industrial CHP | 7 | T | WDS | NG | OBL | RFO |  |  | WDS | NG |  |  | N | N |  | 12H | [23 empty] | Y | Y | N
Vintage1988 | hydro | TRUE | 8596 | High Shoals Hydro | 10121 | High Shoals Hydro (GA) | GA | Morgan | GEN1 | Conventional Hydroelectric | HY |  | S | X | X |  |  | 1.4 | 1 | 1.4 | 1.4 | 0.1 | N |  |  | OP | X | 11 | 1988 |  |  | N | IPP Non-CHP | 2 | X T T T T T: X; WAT BLQ BLQ BLQ BLQ BLQ: WAT | [6 empty] | 10M
Vintage2002 | natural gas peaker | FALSE | 62860 | COE Bridgewater LLC c/o Thor Equities, LLC | 10122 | CIP II/AR Bridgewater Holdings - NJCOE | NJ | Somerset | 02 | Natural Gas Fired Combustion Turbine | GT |  | S | X | X | N/A | N/A | 5 | 0.9 | 4.1 | 4.2 | 2 | N |  |  | OP | X | 11 | 2002 |  |  | Y | Commercial CHP | 5 | X T T T T T: T; WAT BLQ BLQ BLQ BLQ BLQ: NG; WAT NG NG NG NG NG: DFO |  |  |  | N | N |  | 1H |  |  |  |  | N | [15 empty] | N |  |  | Y | N | Y
Vintage2004 | natural gas peaker | FALSE | 60557 | PB Nutclif Master, LLC | 10123 | Hoffmann LaRoche | NJ | Essex | TG01 | Natural Gas Fired Combustion Turbine | GT |  | S | X | X |  |  | 5.3 | 0.9 | 4.1 | 5.3 | 2.8 | N |  |  | OP | X | 5 | 2004 |  |  | Y | Industrial CHP | 7 | X T T T T T: T; WAT BLQ BLQ BLQ BLQ BLQ: NG; WAT NG NG NG NG NG: DFO; WAT NG NG NG NG NG: NG |  |  |  | N | N |  | 1H | [23 empty] | Y | N | Y
Vintage2004 | natural gas peaker | FALSE | 60557 | PB Nutclif Master, LLC | 10123 | Hoffmann LaRoche | NJ | Essex | TG03 | Natural Gas Fired Combustion Turbine | GT |  | S | X | X |  |  | 5.3 | 0.9 | 4.1 | 5.3 | 2.8 | N |  |  | OP | X | 5 | 2004 |  |  | Y | Industrial CHP | 7 | X T T T T T: T; WAT BLQ BLQ BLQ BLQ BLQ: NG; WAT NG NG NG NG NG: DFO; WAT NG NG NG NG NG: NG |  |  |  | N | N |  | 1H | [23 empty] | Y | N | Y
Vintage1987 | hydro | TRUE | 59136 | Ampersand Hollow Dam Hydro LLC | 10124 | Hollow Dam Power Partnership | NY | St Lawrence | HY1 | Conventional Hydroelectric | HY |  | S | X | X |  |  | 0.5 | 1 | 0.3 | 0.3 | 0.1 | N |  |  | OS | X | 12 | 1987 |  |  | N | IPP Non-CHP | 2 | X T T T T T: X; WAT BLQ BLQ BLQ BLQ BLQ: WAT |  |  |  | N |  |  | 10M
Vintage1987 | hydro | TRUE | 59136 | Ampersand Hollow Dam Hydro LLC | 10124 | Hollow Dam Power Partnership | NY | St Lawrence | HY2 | Conventional Hydroelectric | HY |  | S | X | X |  |  | 0.5 | 1 | 0.3 | 0.3 | 0.1 | N |  |  | OP | X | 12 | 1987 |  |  | N | IPP Non-CHP | 2 | X T T T T T: X; WAT BLQ BLQ BLQ BLQ BLQ: WAT |  |  |  | N |  |  | 10M
Vintage1983 | hydro | FALSE | 8787 | Humboldt Bay Mun Water Dist | 10128 | Gosselin Hydro Plant | CA | Trinity | GEN1 | Conventional Hydroelectric | HY |  | S | X | X |  |  | 1 | 0.85 | 0.1 | 0.3 | 0.1 | N |  |  | OP | X | 6 | 1983 |  |  | N | Commercial Non-CHP | 4 | X T T T T T: X; WAT BLQ BLQ BLQ BLQ BLQ: WAT |  |  |  | N | N | 0 | 1H | [23 empty] | N
Vintage1983 | hydro | FALSE | 8787 | Humboldt Bay Mun Water Dist | 10128 | Gosselin Hydro Plant | CA | Trinity | GEN2 | Conventional Hydroelectric | HY |  | S | X | X |  |  | 1 | 0.85 | 0.1 | 0.3 | 0.1 | N |  |  | OP | X | 6 | 1983 |  |  | N | Commercial Non-CHP | 4 | X T T T T T: X; WAT BLQ BLQ BLQ BLQ BLQ: WAT |  |  |  | N | N | 0 | 1H | [23 empty] | N
Vintage1988 | natural gas peaker | FALSE | 9335 | Indiana University of Penn | 10129 | Indiana University of Pennsylvania | PA | Indiana | GEN1 | Natural Gas Internal Combustion Engine | IC |  | S | X | X |  |  | 6.1 | 0.9 | 6 | 6 | 0.5 | N |  |  | OP | X | 3 | 1988 |  |  | Y | Commercial CHP | 5 | X T T T T T: T; WAT BLQ BLQ BLQ BLQ BLQ: NG; WAT NG NG NG NG NG: DFO; WAT NG NG NG NG NG: DFO |  |  |  | N | N |  | 10M | [23 empty] | Y | Y | Y
Vintage1988 | natural gas peaker | FALSE | 9335 | Indiana University of Penn | 10129 | Indiana University of Pennsylvania | PA | Indiana | GEN2 | Natural Gas Internal Combustion Engine | IC |  | S | X | X |  |  | 6.1 | 0.9 | 6 | 6 | 0.5 | N |  |  | OP | X | 3 | 1988 |  |  | Y | Commercial CHP | 5 | X T T T T T: T; WAT BLQ BLQ BLQ BLQ BLQ: NG; WAT NG NG NG NG NG: DFO; WAT NG NG NG NG NG: DFO |  |  |  | N | N |  | 10M | [23 empty] | Y | Y | Y
Vintage1988 | natural gas peaker | FALSE | 9335 | Indiana University of Penn | 10129 | Indiana University of Pennsylvania | PA | Indiana | GEN3 | Natural Gas Internal Combustion Engine | IC |  | S | X | X |  |  | 6.1 | 0.9 | 6 | 6 | 0.5 | N |  |  | OP | X | 3 | 1988 |  |  | Y | Commercial CHP | 5 | X T T T T T: T; WAT BLQ BLQ BLQ BLQ BLQ: NG; WAT NG NG NG NG NG: DFO; WAT NG NG NG NG NG: DFO |  |  |  | N | N |  | 10M | [23 empty] | Y | Y | Y
Vintage1988 | natural gas peaker | FALSE | 9335 | Indiana University of Penn | 10129 | Indiana University of Pennsylvania | PA | Indiana | GEN4 | Natural Gas Internal Combustion Engine | IC |  | S | X | X |  |  | 6.1 | 0.9 | 6 | 6 | 0.5 | N |  |  | OP | X | 3 | 1988 |  |  | Y | Commercial CHP | 5 | X T T T T T: T; WAT BLQ BLQ BLQ BLQ BLQ: NG; WAT NG NG NG NG NG: DFO; WAT NG NG NG NG NG: DFO |  |  |  | N | N |  | 10M | [23 empty] | Y | Y | Y
Vintage1989 | hydro | TRUE | 7601 | Green Mountain Power Corp | 10137 | Deweys Mill | VT | Windsor | GEN1 | Conventional Hydroelectric | HY |  | S | X | X |  |  | 2.5 | 1 | 2.4 | 2.3 | 0.1 | N |  |  | OP | X | 6 | 1989 |  |  | N | Electric Utility | 1 | X T T T T T: X; WAT BLQ BLQ BLQ BLQ BLQ: WAT |  |  |  | N |  | 0 | 10M
Vintage1989 | hydro | TRUE | 7601 | Green Mountain Power Corp | 10137 | Deweys Mill | VT | Windsor | GEN2 | Conventional Hydroelectric | HY |  | S | X | X |  |  | 0.5 | 1 | 0.5 | 0.5 | 0.1 | N |  |  | OP | X | 6 | 1989 |  |  | N | Electric Utility | 1 | X T T T T T: X; WAT BLQ BLQ BLQ BLQ BLQ: WAT |  |  |  | N |  | 0 | 10M
Vintage1985 | hydro | TRUE | 9370 | Hydrodynamics Inc | 10138 | South Dry Creek Hydro | MT | Carbon | 1 | Conventional Hydroelectric | HY |  | S | X | X |  |  | 2 | 0.95 | 2 |  | 0.2 | N |  |  | OP | X | 9 | 1985 |  |  | N | IPP Non-CHP | 2 | X T T T T T: X; WAT BLQ BLQ BLQ BLQ BLQ: WAT |  |  |  | N |  |  | 1H
Vintage1990 | hydro | TRUE | 9439 | Isabella Partners | 10139 | Isabella Hydro Project | CA | Kern | GEN1 | Conventional Hydroelectric | HY |  | S | X | X |  |  | 5.9 | 0.95 | 5.9 | 5.9 | 0.5 | N |  |  | OP | X | 12 | 1990 |  |  | N | IPP Non-CHP | 2 | X T T T T T: X; WAT BLQ BLQ BLQ BLQ BLQ: WAT |  |  |  | N |  | 0 | 1H
Vintage1990 | hydro | TRUE | 9439 | Isabella Partners | 10139 | Isabella Hydro Project | CA | Kern | GEN2 | Conventional Hydroelectric | HY |  | S | X | X |  |  | 5.9 | 0.95 | 5.9 | 5.9 | 0.5 | N |  |  | OP | X | 12 | 1990 |  |  | N | IPP Non-CHP | 2 | X T T T T T: X; WAT BLQ BLQ BLQ BLQ BLQ: WAT |  |  |  | N |  | 0 | 1H
Vintage1986 | hydro | TRUE | 1751 | Birch Power Co | 10140 | Birch Creek Power | ID | Clark | GEN1 | Conventional Hydroelectric | HY |  | S | X | X |  |  | 2.6 | 1 | 2.6 | 2.6 | 0.2 | N |  |  | OP | X | 4 | 1986 |  |  | N | IPP Non-CHP | 2 | X T T T T T: X; WAT BLQ BLQ BLQ BLQ BLQ: WAT | [5 empty] | 0 | 10M
Vintage1995 | hard coal | TRUE | 9379 | Inter-Power/AhlCon Partners, L.P. | 10143 | Colver Green Energy | PA | Cambria | COLV | Conventional Steam Coal | ST |  | S | X | X | Glory | Glory | 118 | 0.9 | 110 | 110 | 77 | N |  |  | OP | X | 2 | 1995 |  |  | N | IPP Non-CHP | 2 | X T T T T T: X; WAT BLQ BLQ BLQ BLQ BLQ: WC; WAT NG NG NG NG NG: PG; WAT NG NG NG NG NG: PG |  |  |  | N | N |  | OVER | Y |  |  |  | Y | [18 empty] | N | N | N
Vintage2004 | biomass | TRUE | 17164 | Sierra Pacific Industries | 10144 | Sierra Pacific Lincoln Facility | CA | Placer | GEN4 | Wood/Wood Waste Biomass | ST |  | S | X | X | SPILINCF_7_N002 | SPILINCF_7_N002 | 19.2 | 0.85 | 17.5 | 16.9 | 1 | N |  |  | OP | X | 3 | 2004 |  |  | Y | Industrial CHP | 7 | X T T T T T: T; WAT BLQ BLQ BLQ BLQ BLQ: WDS; WAT NG NG NG NG NG: NG |  |  |  | N |  |  | 12H | [23 empty] | N | N | N
Vintage1957 | natural gas steam turbine | FALSE | 49967 | Decorative Panels International, Inc. | 10149 | Decorative Panels Intl | MI | Alpena | GEN1 | Natural Gas Steam Turbine | ST |  | S | X | X |  |  | 7.5 | 0.8 | 7 | 7.5 | 1 | N |  |  | OP | X | 11 | 1957 |  |  | Y | Industrial CHP | 7 | [11 empty] | N | N |  | 12H |  | N | [21 empty] | N | N | N | bar: X T T T T T to WAT BLQ BLQ BLQ BLQ BLQ; WAT NG NG NG NG NG
Vintage1992 | hard coal | TRUE | 563 | American Bituminous Power LP | 10151 | Grant Town Power Plant | WV | Marion | GEN1 | Conventional Steam Coal | ST |  | S | X | X | 5021728 | 5021728 | 95.7 | 1 | 80 | 80 | 32 | N |  |  | OP | X | 7 | 1992 |  |  | N | IPP Non-CHP | 2 | X | WC | NG | BIT | TDF | PC |  | NG |  |  |  | N | N | 0 | OVER | Y |  |  |  | Y | [18 empty] | Y | Y | N
Vintage1985 | hydro | TRUE | 503 | American Hydro Power Company | 10152 | Warrior Ridge Hydro | PA | Huntingdon | L-1 | Conventional Hydroelectric | HY |  | S | X | X |  |  | 0.7 | 1 | 0.7 | 0.7 | 0.2 | N |  |  | OP | X | 12 | 1985 |  |  | N | IPP Non-CHP | 2 | X T T T T T: X; WAT BLQ BLQ BLQ BLQ BLQ: WAT |  |  |  | N | N | 0 | 10M | [23 empty] | N
Vintage1985 | hydro | TRUE | 503 | American Hydro Power Company | 10152 | Warrior Ridge Hydro | PA | Huntingdon | L-2 | Conventional Hydroelectric | HY |  | S | X | X |  |  | 0.7 | 1 | 0.7 | 0.7 | 0.2 | N |  |  | OP | X | 12 | 1985 |  |  | N | IPP Non-CHP | 2 | X T T T T T: X; WAT BLQ BLQ BLQ BLQ BLQ: WAT |  |  |  | N | N | 0 | 10M | [23 empty] | N
Vintage1985 | hydro | TRUE | 503 | American Hydro Power Company | 10152 | Warrior Ridge Hydro | PA | Huntingdon | L-4 | Conventional Hydroelectric | HY |  | S | X | X |  |  | 0.7 | 1 | 0.7 | 0.7 | 0.2 | N |  |  | OP | X | 12 | 1985 |  |  | N | IPP Non-CHP | 2 | X T T T T T: X; WAT BLQ BLQ BLQ BLQ BLQ: WAT |  |  |  | N | N | 0 | 10M | [23 empty] | N
Vintage1985 | hydro | TRUE | 503 | American Hydro Power Company | 10152 | Warrior Ridge Hydro | PA | Huntingdon | L-5 | Conventional Hydroelectric | HY |  | S | X | X |  |  | 0.7 | 1 | 0.7 | 0.7 | 0.2 | N |  |  | OP | X | 12 | 1985 |  |  | N | IPP Non-CHP | 2 | X T T T T T: X; WAT BLQ BLQ BLQ BLQ BLQ: WAT |  |  |  | N | N | 0 | 10M | [23 empty] | N
Vintage1985 | natural gas peaker | FALSE | 54769 | INEOS USA LLC | 10154 | Power Island | TX | Brazoria | GEN1 | Natural Gas Fired Combustion Turbine | GT |  | S | X | X |  |  | 41 | 0.85 | 30 | 38 | 29 | N |  |  | OP | X | 11 | 1985 |  |  | Y | Industrial CHP | 7 | [11 empty] | N | N |  | 12H | [23 empty] | N | N | N | bar: X T T T T T to WAT BLQ BLQ BLQ BLQ BLQ
Vintage2020 | natural gas peaker | FALSE | 54769 | INEOS USA LLC | 10154 | Power Island | TX | Brazoria | GEN2 | Natural Gas Fired Combustion Turbine | GT |  | S | X | X |  |  | 50 | 0.85 | 40 | 50 | 20 | N |  |  | OP | X | 1 | 2020 |  |  | Y | Industrial CHP | 7 | [14 empty] | 1H | [23 empty] | N | N | N | bar: X T T T T T to WAT BLQ BLQ BLQ BLQ BLQ
Vintage2020 | natural gas peaker | FALSE | 54769 | INEOS USA LLC | 10154 | Power Island | TX | Brazoria | GEN3 | Natural Gas Fired Combustion Turbine | GT |  | S | X | X |  |  | 50 | 0.85 | 40 | 50 | 20 | N |  |  | OP | X | 2 | 2020 |  |  | Y | Industrial CHP | 7 | [11 empty] | N | N |  | 1H | [23 empty] | N | N | N | bar: X T T T T T to WAT BLQ BLQ BLQ BLQ BLQ
Vintage1993 | hydro | TRUE | 756 | Appomattox River Associates LP | 10155 | Brasfield | VA | Chesterfield | 1 | Conventional Hydroelectric | HY |  | S | X | X |  |  | 2.9 | 0.99 | 2.9 | 2.9 | 0.3 | N |  |  | OP | X | 9 | 1993 |  |  | N | IPP Non-CHP | 2 | X T T T T T: X; WAT BLQ BLQ BLQ BLQ BLQ: WAT |  |  |  | N | N | 0 | 12H | [20 empty] | N |  |  | N |  | N
Vintage1990 | natural gas combined cycle | TRUE | 20323 | Wellhead Services, Inc | 10156 | Fresno Cogen Partners | CA | Fresno | GEN2 | Natural Gas Fired Combined Cycle | CA | CC1 | J | N | X |  |  | 10 | 0.8 | 6 | 6.5 | 1.5 | N |  |  | OP | X | 1 | 1990 |  |  | Y | IPP CHP | 3 | [11 empty] | N | N |  | 12H | [23 empty] | N | bar: X T T T T T to WAT BLQ BLQ BLQ BLQ BLQ
Vintage2001 | natural gas peaker | TRUE | 20323 | Wellhead Services, Inc | 10156 | Fresno Cogen Partners | CA | Fresno | GEN3 | Natural Gas Fired Combustion Turbine | GT |  | J | X | X |  |  | 18.6 | 0.85 | 18.6 | 18.6 | 14 | N |  |  | OP | X | 8 | 2001 |  |  | N | IPP CHP | 3 | [11 empty] | N | N |  | 1H | [23 empty] | N | bar: X T T T T T to WAT BLQ BLQ BLQ BLQ BLQ
Vintage2004 | natural gas combined cycle | TRUE | 20323 | Wellhead Services, Inc | 10156 | Fresno Cogen Partners | CA | Fresno | GEN4 | Natural Gas Fired Combined Cycle | CT | CC1 | J | X | N |  |  | 52.2 | 0.85 | 52.2 | 52.2 | 1.5 | N |  |  | OP | X | 1 | 2004 |  |  | Y | IPP CHP | 3 | [11 empty] | N | N |  | 12H | [23 empty] | N | bar: X T T T T T to WAT BLQ BLQ BLQ BLQ BLQ
Vintage1986 | hydro | TRUE | 5093 | Desert Water Agency | 10162 | Whitewater Hydro Plant | CA | Riverside | WWHI | Conventional Hydroelectric | HY |  | S | X | X |  |  | 1.3 | 0.9 | 1.3 | 1.3 | 0.8 | N |  |  | SB | Y | 4 | 1986 |  |  | N | IPP Non-CHP | 2 | X T T T T T: X; WAT BLQ BLQ BLQ BLQ BLQ: WAT |  |  |  | N | N | 0 | 1H | [20 empty] | Y | 3 | 2022 | N
Vintage1983 | petroleum | FALSE | 54705 | Seadrift Coke L P | 10167 | Seadrift Coke LP | TX | Calhoun | GEN1 | Petroleum Coke | ST |  | S | X | X | South Zone Node | South Zone Node | 7.6 | 1 | 7.6 | 7.6 | 1 | N |  |  | OP | X | 11 | 1983 |  |  | Y | Industrial CHP | 7 | X T T T T T: B; WAT BLQ BLQ BLQ BLQ BLQ: PC; WAT NG NG NG NG NG: NG | OG |  |  | N | N |  | OVER |  |  |  | Y | Y | [15 empty] | N |  |  | N | N | N
Vintage1989 | natural gas combined cycle | TRUE | 3084 | Carson Cogeneration Co | 10169 | Carson Cogeneration | CA | Los Angeles | GEN1 | Natural Gas Fired Combined Cycle | CT | CC1 | J | X | N | ICEGEN_7_B1 | ICEGEN_7_B1 | 45.3 | 1 | 41.3 | 41.1 | 28 | N |  |  | OP | X | 12 | 1989 |  |  | N | IPP Non-CHP | 2 | [11 empty] | N | N |  | 12H | [23 empty] | N | N | bar: X T T T T T to WAT BLQ BLQ BLQ BLQ BLQ
Vintage1990 | natural gas combined cycle | TRUE | 3084 | Carson Cogeneration Co | 10169 | Carson Cogeneration | CA | Los Angeles | GEN2 | Natural Gas Fired Combined Cycle | CA | CC1 | J | N | X | ICEGEN_7_B1 | ICEGEN_7_B1 | 10.5 | 1 | 8 | 8.1 | 8 | N |  |  | OP | X | 1 | 1990 |  |  | N | IPP Non-CHP | 2 | [11 empty] | N | N |  | 12H | [23 empty] | N | N | bar: X T T T T T to WAT BLQ BLQ BLQ BLQ BLQ
Vintage1985 | hydro | TRUE | 63985 | Hydroland Omega LLC | 10173 | Cherokee Falls | SC | CHEROKEE | T-1 | Conventional Hydroelectric | HY |  | W | X | X |  |  | 4.3 | 1 | 1 | 2 | 0.1 | N |  |  | OP | X | 12 | 1985 |  |  | N | IPP Non-CHP | 2 | X T T T T T: X; WAT BLQ BLQ BLQ BLQ BLQ: WAT |  |  |  | N |  | 0 | 10M
Vintage2000 | petroleum | FALSE | 3476 | DTE San Diego COGEN Inc. | 10175 | Childrens Hospital | CA | San Diego | 0799 | Petroleum Liquids | IC |  | S | X | X |  |  | 2 | 0.8 | 2 | 2 | 0.2 | N |  |  | SB | N | 4 | 2000 |  |  | N | Commercial CHP | 5 | X T T T T T: X; WAT BLQ BLQ BLQ BLQ BLQ: DFO |  |  |  | N | N |  | 10M | [23 empty] | N
Vintage2004 | natural gas peaker | FALSE | 3476 | DTE San Diego COGEN Inc. | 10175 | Childrens Hospital | CA | San Diego | 1711 | Natural Gas Fired Combustion Turbine | GT |  | S | X | X |  |  | 4.8 | 0.9 | 4.8 | 4.8 | 2.8 | N |  |  | OP | X | 12 | 2004 |  |  | Y | Commercial CHP | 5 | [11 empty] | N | N |  | 10M | [23 empty] | N | N | bar: X T T T T T to WAT BLQ BLQ BLQ BLQ BLQ
Vintage2010 | petroleum | FALSE | 3476 | DTE San Diego COGEN Inc. | 10175 | Childrens Hospital | CA | San Diego | 5083 | Petroleum Liquids | IC |  | S | X | X |  |  | 1.5 | 0.8 | 1.5 | 1.5 | 0.1 | N |  |  | OP | X | 10 | 2010 |  |  | N | Commercial CHP | 5 | X T T T T T: X; WAT BLQ BLQ BLQ BLQ BLQ: DFO |  |  |  | N | N |  | 10M | [20 empty] | N |  |  | N | N
Vintage2010 | petroleum | FALSE | 3476 | DTE San Diego COGEN Inc. | 10175 | Childrens Hospital | CA | San Diego | 5084 | Petroleum Liquids | IC |  | S | X | X |  |  | 1.5 | 0.8 | 1.5 | 1.5 | 0.1 | N |  |  | OP | X | 10 | 2010 |  |  | N | Commercial CHP | 5 | X T T T T T: X; WAT BLQ BLQ BLQ BLQ BLQ: DFO |  |  |  | N | N |  | 10M | [20 empty] | N |  |  | N | N
Vintage2010 | petroleum | FALSE | 3476 | DTE San Diego COGEN Inc. | 10175 | Childrens Hospital | CA | San Diego | 5085 | Petroleum Liquids | IC |  | S | X | X |  |  | 1.5 | 0.8 | 1.5 | 1.5 | 0.1 | N |  |  | OP | X | 10 | 2010 |  |  | N | Commercial CHP | 5 | X T T T T T: X; WAT BLQ BLQ BLQ BLQ BLQ: DFO |  |  |  | N | N |  | 10M | [20 empty] | N |  |  | N | N
Vintage1979 | other | TRUE | 11724 | Massachusetts Bay Trans Auth | 10176 | M Street Jet | MA | Suffolk | NO.6 | Petroleum Liquids | GT |  | S | X | X | NEMASSBOST | NEMASSBOST | 69 | 0.9 | 50 | 68 | 5 | N |  |  | OP | X | 5 | 1979 |  |  | N | IPP Non-CHP | 2 | X T T T T T: X; WAT BLQ BLQ BLQ BLQ BLQ: KER; WAT NG NG NG NG NG: KER |  |  |  | N | N | 0 | 10M | [23 empty] | N | N | N
Vintage1985 | biomass | TRUE | 19068 | Colorado Energy Nations Company, LLC | 10180 | Metro Wastewater Reclamation District | CO | Denver | 1 | Other Waste Biomass | IC |  | W | X | X |  |  | 2 | 0.85 | 1.2 | 1.2 | 0.6 | N |  |  | OS | X | 4 | 1985 |  |  | Y | IPP CHP | 3 | X T T T T T: T; WAT BLQ BLQ BLQ BLQ BLQ: OBG |  |  |  | N | N |  | 12H | [23 empty] | N | N | N
Vintage1985 | biomass | TRUE | 19068 | Colorado Energy Nations Company, LLC | 10180 | Metro Wastewater Reclamation District | CO | Denver | 2 | Other Waste Biomass | IC |  | W | X | X |  |  | 2 | 0.85 | 1.2 | 1.2 | 0.6 | N |  |  | OS | X | 4 | 1985 |  |  | Y | IPP CHP | 3 | X T T T T T: T; WAT BLQ BLQ BLQ BLQ BLQ: OBG |  |  |  | N | N |  | 12H | [23 empty] | N | N | N
Vintage1985 | biomass | TRUE | 19068 | Colorado Energy Nations Company, LLC | 10180 | Metro Wastewater Reclamation District | CO | Denver | 3 | Other Waste Biomass | IC |  | W | X | X |  |  | 2 | 0.85 | 1.2 | 1.2 | 0.6 | N |  |  | SB | Y | 4 | 1985 |  |  | Y | IPP CHP | 3 | X T T T T T: T; WAT BLQ BLQ BLQ BLQ BLQ: OBG |  |  |  | N | N |  | 12H | [23 empty] | N | N | N
Vintage1985 | biomass | TRUE | 19068 | Colorado Energy Nations Company, LLC | 10180 | Metro Wastewater Reclamation District | CO | Denver | 4 | Other Waste Biomass | IC |  | W | X | X |  |  | 2 | 0.85 | 1.2 | 1.2 | 0.6 | N |  |  | SB | Y | 4 | 1985 |  |  | Y | IPP CHP | 3 | X T T T T T: T; WAT BLQ BLQ BLQ BLQ BLQ: OBG |  |  |  | N | N |  | 12H | [23 empty] | N | N | N
Vintage2000 | biomass | TRUE | 19068 | Colorado Energy Nations Company, LLC | 10180 | Metro Wastewater Reclamation District | CO | Denver | 5 | Other Waste Biomass | GT |  | W | X | X |  |  | 3.5 | 0.95 | 2.5 | 3.1 | 0.6 | N |  |  | OP | X | 8 | 2000 |  |  | Y | IPP CHP | 3 | X T T T T T: T; WAT BLQ BLQ BLQ BLQ BLQ: OBG; WAT NG NG NG NG NG: NG; WAT NG NG NG NG NG: PG |  |  |  | N | N |  | 12H | [23 empty] | Y | Y | N
Vintage2000 | biomass | TRUE | 19068 | Colorado Energy Nations Company, LLC | 10180 | Metro Wastewater Reclamation District | CO | Denver | 6 | Other Waste Biomass | GT |  | W | X | X |  |  | 3.5 | 0.95 | 2.5 | 3.1 | 0.6 | N |  |  | OP | X | 9 | 2000 |  |  | Y | IPP CHP | 3 | X T T T T T: T; WAT BLQ BLQ BLQ BLQ BLQ: OBG; WAT NG NG NG NG NG: NG; WAT NG NG NG NG NG: PG |  |  |  | N | N |  | 12H | [23 empty] | Y | Y | N
Vintage1988 | hydro | FALSE | 12374 | Metropolitan Sewerage District | 10181 | Metropolitan Sewerage District | NC | Buncombe | GEN1 | Conventional Hydroelectric | HY |  | S | X | X |  |  | 0.8 | 0.9 | 0.8 | 0.8 | 0.8 | N |  |  | SB | Y | 9 | 1988 |  |  | N | Commercial Non-CHP | 4 | X T T T T T: X; WAT BLQ BLQ BLQ BLQ BLQ: WAT |  |  |  | N | N | 0 | 10M | [23 empty] | N
Vintage1988 | hydro | FALSE | 12374 | Metropolitan Sewerage District | 10181 | Metropolitan Sewerage District | NC | Buncombe | GEN2 | Conventional Hydroelectric | HY |  | S | X | X |  |  | 0.8 | 0.9 | 0.8 | 0.8 | 0.8 | N |  |  | OP | X | 9 | 1988 |  |  | N | Commercial Non-CHP | 4 | X T T T T T: X; WAT BLQ BLQ BLQ BLQ BLQ: WAT |  |  |  | N | N | 0 | 10M | [23 empty] | N
Vintage1988 | hydro | FALSE | 12374 | Metropolitan Sewerage District | 10181 | Metropolitan Sewerage District | NC | Buncombe | GEN3 | Conventional Hydroelectric | HY |  | S | X | X |  |  | 0.8 | 0.9 | 0.8 | 0.8 | 0.8 | N |  |  | OP | X | 9 | 1988 |  |  | N | Commercial Non-CHP | 4 | X T T T T T: X; WAT BLQ BLQ BLQ BLQ BLQ: WAT |  |  |  | N | N | 0 | 10M | [23 empty] | N
Vintage1985 | hydro | TRUE | 61979 | City of Nashua, NH | 10183 | Mine Falls Generating Station | NH | Hillsborough | GEN1 | Conventional Hydroelectric | HY |  | S | X | X |  |  | 1.5 | 0.9 | 1.5 | 1.5 | 0.4 | N |  |  | OP | X | 12 | 1985 |  |  | N | IPP Non-CHP | 2 | X T T T T T: X; WAT BLQ BLQ BLQ BLQ BLQ: WAT |  |  |  | N | N |  | 10M | [23 empty] | N
Vintage1985 | hydro | TRUE | 61979 | City of Nashua, NH | 10183 | Mine Falls Generating Station | NH | Hillsborough | GEN2 | Conventional Hydroelectric | HY |  | S | X | X |  |  | 1.5 | 0.9 | 1.7 | 1.7 | 0.4 | N |  |  | OP | X | 12 | 1985 |  |  | N | IPP Non-CHP | 2 | X T T T T T: X; WAT BLQ BLQ BLQ BLQ BLQ: WAT |  |  |  | N | N | 0 | 10M | [23 empty] | N
Vintage1988 | natural gas peaker | FALSE | 62903 | Silicon Hills Campus, LLC | 10184 | Central Utility Plant | TX | Travis | EG1 | Natural Gas Internal Combustion Engine | IC | 1 | S | X | X |  |  | 6 | 0.8 | 3.6 | 4.1 | 1.8 | N |  |  | SB | Y | 7 | 1988 |  |  | Y | Commercial CHP | 5 | X T T T T T: T; WAT BLQ BLQ BLQ BLQ BLQ: NG; WAT NG NG NG NG NG: DFO |  |  |  | N | N |  | 1H | [23 empty] | Y | Y | Y
Vintage1988 | natural gas peaker | FALSE | 62903 | Silicon Hills Campus, LLC | 10184 | Central Utility Plant | TX | Travis | EG2 | Natural Gas Internal Combustion Engine | IC | 1 | S | X | X |  |  | 6 | 0.8 | 2.5 | 2.4 | 1.8 | N |  |  | SB | Y | 7 | 1988 |  |  | Y | Commercial CHP | 5 | X T T T T T: T; WAT BLQ BLQ BLQ BLQ BLQ: NG; WAT NG NG NG NG NG: DFO |  |  |  | N | N |  | 1H | [23 empty] | Y | Y | Y
Vintage1988 | natural gas steam turbine | FALSE | 62903 | Silicon Hills Campus, LLC | 10184 | Central Utility Plant | TX | Travis | TG1 | Natural Gas Steam Turbine | ST | 1 | S | X | X |  |  | 2.3 | 0.85 | 2.2 | 2.3 | 0.2 | N |  |  | SB | Y | 7 | 1988 |  |  | Y | Commercial CHP | 5 | X T T T T T: B; WAT BLQ BLQ BLQ BLQ BLQ: NG; WAT NG NG NG NG NG: DFO; WAT NG NG NG NG NG: NG |  |  |  | N | N |  | 12H | [23 empty] | Y | N | Y
Vintage1983 | hydro | TRUE | 57280 | Eagle Creek Renewable Energy, LLC | 10186 | Anson Abenaki Hydros | ME | Somerset | AB1 | Conventional Hydroelectric | HY |  | W | X | X | 4136 |  | 3 | 0.95 | 2.2 | 2.2 | 1 | N |  |  | OP | X | 5 | 1983 |  |  | N | IPP Non-CHP | 2 | X T T T T T: X; WAT BLQ BLQ BLQ BLQ BLQ: WAT |  |  |  | N |  | 0 | 10M
Vintage1980 | hydro | TRUE | 57280 | Eagle Creek Renewable Energy, LLC | 10186 | Anson Abenaki Hydros | ME | Somerset | AB2 | Conventional Hydroelectric | HY |  | W | X | X | 4136 |  | 2.7 | 0.95 | 2.2 | 2.2 | 1 | N |  |  | OP | X | 9 | 1980 |  |  | N | IPP Non-CHP | 2 | X T T T T T: X; WAT BLQ BLQ BLQ BLQ BLQ: WAT |  |  |  | N |  | 0 | 10M
Vintage1983 | hydro | TRUE | 57280 | Eagle Creek Renewable Energy, LLC | 10186 | Anson Abenaki Hydros | ME | Somerset | AB3 | Conventional Hydroelectric | HY |  | W | X | X | 4136 |  | 3 | 0.95 | 2.2 | 2.2 | 1 | N |  |  | OP | X | 4 | 1983 |  |  | N | IPP Non-CHP | 2 | X T T T T T: X; WAT BLQ BLQ BLQ BLQ BLQ: WAT |  |  |  | N |  | 0 | 10M
Vintage1983 | hydro | TRUE | 57280 | Eagle Creek Renewable Energy, LLC | 10186 | Anson Abenaki Hydros | ME | Somerset | AB4 | Conventional Hydroelectric | HY |  | W | X | X | 4136 |  | 3 | 0.95 | 2.2 | 2.2 | 1 | N |  |  | OP | X | 4 | 1983 |  |  | N | IPP Non-CHP | 2 | X T T T T T: X; WAT BLQ BLQ BLQ BLQ BLQ: WAT | [5 empty] | 0 | 10M
Vintage1961 | hydro | TRUE | 57280 | Eagle Creek Renewable Energy, LLC | 10186 | Anson Abenaki Hydros | ME | Somerset | AB5 | Conventional Hydroelectric | HY |  | W | X | X | 4136 |  | 2.5 | 0.95 | 2.2 | 2.2 | 1 | N |  |  | OP | X | 7 | 1961 |  |  | N | IPP Non-CHP | 2 | X T T T T T: X; WAT BLQ BLQ BLQ BLQ BLQ: WAT | [5 empty] | 0 | 10M
Vintage2008 | hydro | TRUE | 57280 | Eagle Creek Renewable Energy, LLC | 10186 | Anson Abenaki Hydros | ME | Somerset | AB6 | Conventional Hydroelectric | HY |  | W | X | X | 4136 |  | 3 | 0.95 | 2.6 | 2.6 | 2.1 | N |  |  | OP | X | 4 | 2008 |  |  | N | IPP Non-CHP | 2 | X T T T T T: X; WAT BLQ BLQ BLQ BLQ BLQ: WAT |  |  |  | N |  |  | 10M
Vintage1950 | hydro | TRUE | 57280 | Eagle Creek Renewable Energy, LLC | 10186 | Anson Abenaki Hydros | ME | Somerset | AB7 | Conventional Hydroelectric | HY |  | W | X | X | 4136 |  | 2.5 | 0.95 | 2.2 | 2.2 | 1 | N |  |  | OP | X | 1 | 1950 |  |  | N | IPP Non-CHP | 2 | X T T T T T: X; WAT BLQ BLQ BLQ BLQ BLQ: WAT | [5 empty] | 0 | 10M
Vintage1989 | hydro | TRUE | 57280 | Eagle Creek Renewable Energy, LLC | 10186 | Anson Abenaki Hydros | ME | Somerset | AB8 | Conventional Hydroelectric | HY |  | W | X | X | 4136 |  | 0.3 | 1 | 0.3 | 0.3 | 0.2 | N |  |  | OP | X | 8 | 1989 |  |  | N | IPP Non-CHP | 2 | X T T T T T: X; WAT BLQ BLQ BLQ BLQ BLQ: WAT | [5 empty] | 0 | 10M
Vintage1984 | hydro | TRUE | 57280 | Eagle Creek Renewable Energy, LLC | 10186 | Anson Abenaki Hydros | ME | Somerset | AN1 | Conventional Hydroelectric | HY |  | W | X | X | 4136 |  | 1.8 | 1 | 1.8 | 1.8 | 0.6 | N |  |  | OP | X | 9 | 1984 |  |  | N | IPP Non-CHP | 2 | X T T T T T: X; WAT BLQ BLQ BLQ BLQ BLQ: WAT | [5 empty] | 0 | 10M
Vintage1984 | hydro | TRUE | 57280 | Eagle Creek Renewable Energy, LLC | 10186 | Anson Abenaki Hydros | ME | Somerset | AN2 | Conventional Hydroelectric | HY |  | W | X | X | 4136 |  | 1.8 | 1 | 1.8 | 1.8 | 0.6 | N |  |  | OP | X | 9 | 1984 |  |  | N | IPP Non-CHP | 2 | X T T T T T: X; WAT BLQ BLQ BLQ BLQ BLQ: WAT | [5 empty] | 0 | 10M
Vintage1984 | hydro | TRUE | 57280 | Eagle Creek Renewable Energy, LLC | 10186 | Anson Abenaki Hydros | ME | Somerset | AN3 | Conventional Hydroelectric | HY |  | W | X | X | 4136 |  | 1.8 | 1 | 1.8 | 1.8 | 0.6 | N |  |  | OP | X | 9 | 1984 |  |  | N | IPP Non-CHP | 2 | X T T T T T: X; WAT BLQ BLQ BLQ BLQ BLQ: WAT | [5 empty] | 0 | 10M
Vintage1984 | hydro | TRUE | 57280 | Eagle Creek Renewable Energy, LLC | 10186 | Anson Abenaki Hydros | ME | Somerset | AN4 | Conventional Hydroelectric | HY |  | W | X | X | 4136 |  | 1.8 | 1 | 1.8 | 1.8 | 0.6 | N |  |  | OP | X | 9 | 1984 |  |  | N | IPP Non-CHP | 2 | X T T T T T: X; WAT BLQ BLQ BLQ BLQ BLQ: WAT | [5 empty] | 0 | 10M
Vintage1984 | hydro | TRUE | 57280 | Eagle Creek Renewable Energy, LLC | 10186 | Anson Abenaki Hydros | ME | Somerset | AN5 | Conventional Hydroelectric | HY |  | W | X | X | 4136 |  | 1.8 | 1 | 1.8 | 1.8 | 0.6 | N |  |  | OP | X | 9 | 1984 |  |  | N | IPP Non-CHP | 2 | X T T T T T: X; WAT BLQ BLQ BLQ BLQ BLQ: WAT | [5 empty] | 0 | 10M
Vintage2015 | natural gas peaker | FALSE | 4558 | Cutrale Citrus Juices USA Inc | 10188 | Cutrale Citrus Juices USA II | FL | Polk | GEN6 | Natural Gas Fired Combustion Turbine | GT |  | S | X | X |  |  | 4.1 | 0.8 | 4.3 | 3.9 | 1.5 | N |  |  | OP | X | 6 | 2015 |  |  | N | Industrial Non-CHP | 6 | [11 empty] | N | N |  | 1H | [23 empty] | N | bar: X T T T T T to WAT BLQ BLQ BLQ BLQ BLQ
Vintage2015 | natural gas peaker | FALSE | 4558 | Cutrale Citrus Juices USA Inc | 10188 | Cutrale Citrus Juices USA II | FL | Polk | GEN7 | Natural Gas Fired Combustion Turbine | GT |  | S | X | X |  |  | 4.1 | 0.8 | 4.3 | 3.9 | 1.5 | N |  |  | OP | X | 12 | 2015 |  |  | N | Industrial Non-CHP | 6 | [11 empty] | N | N |  | 1H | [23 empty] | N | bar: X T T T T T to WAT BLQ BLQ BLQ BLQ BLQ
Vintage1992 | natural gas combined cycle | TRUE | 60741 | Fortistar Castleton Power | 10190 | Castleton Energy Center | NY | Rensselaer | GEN1 | Natural Gas Fired Combined Cycle | CT | CCCC | S | X | N |  |  | 47 | 0.9 | 67.7 | 76.6 | 50 | N |  |  | OP | X | 2 | 1992 |  |  | N | IPP Non-CHP | 2 | X T T T T T: X; WAT BLQ BLQ BLQ BLQ BLQ: NG; WAT NG NG NG NG NG: DFO | [6 empty] | 12H | [20 empty] | N |  |  | Y | Y | Y
Vintage1992 | natural gas combined cycle | TRUE | 60741 | Fortistar Castleton Power | 10190 | Castleton Energy Center | NY | Rensselaer | GEN2 | Natural Gas Fired Combined Cycle | CA | CCCC | W | Y | X |  |  | 25 | 0.9 |  |  | 0 | N |  |  | OP | X | 2 | 1992 |  |  | N | IPP Non-CHP | 2 | [14 empty] | 12H | [20 empty] | N |  |  | N | N | N | bar: X T T T T T to WAT BLQ BLQ BLQ BLQ BLQ
Vintage1984 | onshore wind | TRUE | 2719 | CalWind Resources Inc | 10191 | Tehachapi Wind Resource I | CA | Kern | EXIS | Onshore Wind Turbine | WT |  | S | X | X | SP15 | SP15 | 8.7 |  | 8.7 | 8.7 | 0 | N |  |  | OP | X | 12 | 1984 |  |  | N | IPP Non-CHP | 2 | X T T T T T: X; WAT BLQ BLQ BLQ BLQ BLQ: WND |  |  |  | N | N | 134 | [21 empty] | N |  |  | N
Vintage1990 | petroleum | FALSE | 3453 | Island Energy Services | 10194 | Hawaii Cogen | HI | Honolulu | GEN1 | Petroleum Liquids | GT |  | W | X | X |  |  | 3 | 0.8 | 3.2 | 3.2 | 2 | N |  |  | OS | X | 8 | 1990 |  |  | Y | Industrial CHP | 7 | X T T T T T: T; WAT BLQ BLQ BLQ BLQ BLQ: WO; WAT NG NG NG NG NG: OG |  |  |  | N | N |  | 1H | [23 empty] | Y | N | N
Vintage1990 | petroleum | FALSE | 3453 | Island Energy Services | 10194 | Hawaii Cogen | HI | Honolulu | GEN2 | Petroleum Liquids | GT |  | W | X | X |  |  | 3 | 0.8 | 3.2 | 3.2 | 2 | N |  |  | OS | X | 8 | 1990 |  |  | Y | Industrial CHP | 7 | X T T T T T: T; WAT BLQ BLQ BLQ BLQ BLQ: WO; WAT NG NG NG NG NG: OG |  |  |  | N | N |  | 1H | [23 empty] | Y | N | N
Vintage1990 | petroleum | FALSE | 3453 | Island Energy Services | 10194 | Hawaii Cogen | HI | Honolulu | GEN3 | Petroleum Liquids | GT |  | W | X | X |  |  | 3 | 0.8 | 3.2 | 3.2 | 2 | N |  |  | OS | X | 8 | 1990 |  |  | Y | Industrial CHP | 7 | X T T T T T: T; WAT BLQ BLQ BLQ BLQ BLQ: WO; WAT NG NG NG NG NG: OG |  |  |  | N | N |  | 1H | [23 empty] | Y | N | N
Vintage2011 | petroleum | FALSE | 3453 | Island Energy Services | 10194 | Hawaii Cogen | HI | Honolulu | GEN4 | Petroleum Liquids | GT |  | W | X | X |  |  | 3.2 | 0.8 | 3.2 | 3.2 | 2 | N |  |  | OS | X | 6 | 2011 |  |  | Y | Industrial CHP | 7 | X T T T T T: T; WAT BLQ BLQ BLQ BLQ BLQ: WO; WAT NG NG NG NG NG: OG |  |  |  | N | N |  | 1H | [23 empty] | Y | N | N
Vintage1984 | natural gas peaker | FALSE | 50122 | CF Industries Nitrogen LLC | 10195 | CF Industries Yazoo City Complex | MS | Yazoo | EXIS | Natural Gas Fired Combustion Turbine | GT |  | S | X | X | U EES MSCHEM G1 | U EES MSCHEM G1 | 25 | 0.8 | 20 | 22 | 1 | N |  |  | OP | X | 7 | 1984 |  |  | Y | Industrial CHP | 7 | [11 empty] | N |  |  | 12H | [23 empty] | N | bar: X T T T T T to WAT BLQ BLQ BLQ BLQ BLQ; WAT NG NG NG NG NG
Vintage1987 | hydro | TRUE | 60023 | EONY Generation Limited | 10196 | Moose River | NY | Lewis | GEN1 | Conventional Hydroelectric | HY |  | S | X | X |  |  | 12.6 | 0.9 | 12.4 | 12.2 | 2.5 | N |  |  | OP | X | 11 | 1987 |  |  | N | IPP Non-CHP | 2 | X T T T T T: X; WAT BLQ BLQ BLQ BLQ BLQ: WAT | [6 empty] | 1H
Vintage1986 | hydro | TRUE | 60023 | EONY Generation Limited | 10197 | Philadlephia | NY | Jefferson | GEN1 | Conventional Hydroelectric | HY |  | S | X | X |  |  | 3.6 | 0.9 | 3.3 | 3.3 | 0.6 | N |  |  | OP | X | 10 | 1986 |  |  | N | IPP Non-CHP | 2 | X T T T T T: X; WAT BLQ BLQ BLQ BLQ BLQ: WAT | [6 empty] | 1H
Vintage1968 | other | FALSE | 9436 | Mosaic Phosphates Co. | 10198 | Mosaic Phosphates Uncle Sam | LA | St James | GEN2 | All Other | ST |  | S | X | X |  |  | 11 | 0.8 | 11 | 11 | 4 | N |  |  | OP | X | 1 | 1968 |  |  | Y | Industrial CHP | 7 | X T T T T T: B; WAT BLQ BLQ BLQ BLQ BLQ: WH; WAT NG NG NG NG NG: NG; WAT NG NG NG NG NG: NG |  |  |  | N | N |  | 12H | [23 empty] | Y | Y | N
Vintage2016 | other | FALSE | 9436 | Mosaic Phosphates Co. | 10198 | Mosaic Phosphates Uncle Sam | LA | St James | GEN3 | All Other | ST |  | S | X | X |  |  | 15 | 0.85 | 15 | 15 | 4 | N |  |  | OP | X | 8 | 2016 |  |  | Y | Industrial CHP | 7 | X T T T T T: B; WAT BLQ BLQ BLQ BLQ BLQ: WH; WAT NG NG NG NG NG: NG; WAT NG NG NG NG NG: NG |  |  |  | N | N |  | 12H | [23 empty] | Y | Y | N
Vintage1988 | biomass | TRUE | 9686 | WestRock, Fernandina Beach | 10202 | Fernandina Beach Mill | FL | Nassau | GEN5 | Wood/Wood Waste Biomass | ST |  | S | X | X |  |  | 37.4 | 0.85 | 30 | 30 | 2.5 | N |  |  | OP | X | 1 | 1988 |  |  | Y | Industrial CHP | 7 | T | BLQ | NG | WDS | BIT | DFO |  | NG |  |  |  | N | N |  | OVER |  | Y |  |  | Y | N | [17 empty] | Y | Y | N
Vintage1982 | biomass | TRUE | 9686 | WestRock, Fernandina Beach | 10202 | Fernandina Beach Mill | FL | Nassau | GEN6 | Wood/Wood Waste Biomass | ST |  | S | X | X |  |  | 59.5 | 0.8 | 50 | 50 | 2.5 | N |  |  | OP | X | 9 | 1982 |  |  | Y | Industrial CHP | 7 | T | BLQ | NG | WDS | BIT | DFO |  | NG |  |  |  | N | N |  | OVER |  | Y |  |  | Y | N | [17 empty] | Y | Y | N
Vintage1988 | other | FALSE | 3102 | Mosaic Company | 10204 | Mosaic Co Tampa Facility | FL | Hillsborough | GEN1 | All Other | ST |  | S | X | X |  |  | 37.8 | 0.85 | 34.4 | 34.4 | 2 | N |  |  | OP | X | 8 | 1988 |  |  | Y | Industrial CHP | 7 | [11 empty] | N |  |  | OVER | [23 empty] | N | N | bar: X T T T T T to WAT BLQ BLQ BLQ BLQ BLQ; WAT NG NG NG NG NG
Vintage1999 | other | FALSE | 3102 | Mosaic Company | 10204 | Mosaic Co Tampa Facility | FL | Hillsborough | GEN3 | All Other | ST |  | S | X | X |  |  | 34.6 | 0.8 | 33.6 | 33.6 | 4 | N |  |  | OP | X | 11 | 1999 |  |  | Y | Industrial CHP | 7 | [11 empty] | N |  |  | OVER | [23 empty] | N | N | bar: X T T T T T to WAT BLQ BLQ BLQ BLQ BLQ; WAT NG NG NG NG NG
Vintage1989 | natural gas peaker | FALSE | 11161 | Loma Linda University | 10206 | Loma Linda University Cogen | CA | San Bernardino | GEN1 | Natural Gas Fired Combustion Turbine | GT | ST01 | S | X | X |  |  | 5.2 | 0.8 | 4.8 | 4.8 | 2.4 | N |  |  | OP | X | 11 | 1989 |  |  | Y | Commercial CHP | 5 | X T T T T T: T; WAT BLQ BLQ BLQ BLQ BLQ: NG; WAT NG NG NG NG NG: DFO |  |  |  | N | N |  | 1H | [23 empty] | Y | N | Y
Vintage1989 | natural gas peaker | FALSE | 11161 | Loma Linda University | 10206 | Loma Linda University Cogen | CA | San Bernardino | GEN2 | Natural Gas Fired Combustion Turbine | GT | ST01 | S | X | X |  |  | 5.2 | 0.8 | 4.8 | 4.8 | 2.4 | N |  |  | OP | X | 11 | 1989 |  |  | Y | Commercial CHP | 5 | X T T T T T: T; WAT BLQ BLQ BLQ BLQ BLQ: NG; WAT NG NG NG NG NG: DFO |  |  |  | N | N |  | 1H | [23 empty] | Y | N | Y
Vintage1986 | petroleum | FALSE | 11161 | Loma Linda University | 10206 | Loma Linda University Cogen | CA | San Bernardino | GEN4 | Petroleum Liquids | IC |  | S | X | X |  |  | 1.7 | 0.8 | 1.7 | 1.7 | 0.9 | N |  |  | SB | N | 6 | 1986 |  |  | N | Commercial CHP | 5 | X T T T T T: X; WAT BLQ BLQ BLQ BLQ BLQ: DFO |  |  |  | N | N |  | 10M | [23 empty] | N
Vintage2018 | petroleum | FALSE | 11161 | Loma Linda University | 10206 | Loma Linda University Cogen | CA | San Bernardino | GEN5 | Petroleum Liquids | IC |  | S | X | X |  |  | 1 | 0.8 | 1 | 1 | 0.5 | N |  |  | SB | N | 7 | 2018 |  |  | N | Commercial CHP | 5 | X T T T T T: X; WAT BLQ BLQ BLQ BLQ BLQ: DFO |  |  |  | N | N |  | 10M | [23 empty] | N
Vintage1969 | biomass | TRUE | 55867 | Verso Escanaba LLC | 10208 | Escanaba Mill | MI | Delta | NO.7 | Wood/Wood Waste Biomass | ST |  | S | X | X |  |  | 38.6 | 0.99 | 32 | 32 | 27.2 | N |  |  | OP | X | 1 | 1969 |  |  | Y | Industrial CHP | 7 | T | BLQ | NG | WDS | TDF | BIT | RFO | NG | [6 empty] | 12H |  | Y |  |  | Y | [18 empty] | Y | Y | Y
Vintage1972 | biomass | TRUE | 55867 | Verso Escanaba LLC | 10208 | Escanaba Mill | MI | Delta | NO.8 | Wood/Wood Waste Biomass | ST |  | S | X | X |  |  | 29.8 | 0.96 | 23 | 23 | 22.1 | N |  |  | OP | X | 1 | 1972 |  |  | Y | Industrial CHP | 7 | T | BLQ | NG | WDS | TDF | BIT | RFO | NG | [6 empty] | 12H |  | Y |  |  | Y | [18 empty] | Y | Y | Y
Vintage1982 | biomass | TRUE | 55867 | Verso Escanaba LLC | 10208 | Escanaba Mill | MI | Delta | NO9 | Wood/Wood Waste Biomass | ST |  | S | X | X |  |  | 54 | 0.9 | 45 | 45 | 45 | N |  |  | OP | X | 1 | 1982 |  |  | Y | Industrial CHP | 7 | T | BLQ | NG | WDS | TDF | BIT | RFO | NG | [6 empty] | 12H |  | Y |  |  | Y | [18 empty] | Y | Y | N
Vintage1987 | natural gas combined cycle | FALSE | 3452 | Chevron USA Inc-El Segundo | 10213 | El Segundo Cogen | CA | Los Angeles | GEN1 | Natural Gas Fired Combined Cycle | CT | CC1 | W | X | N | ELSEG4G 7 B1 |  | 42.4 | 0.85 | 38.7 | 38.7 | 30 | N |  |  | OP | X | 12 | 1987 |  |  | Y | Industrial CHP | 7 | X T T T: T; DFO BLQ BLQ BLQ: NG; DFO NG NG NG: OG |  |  |  | N | N |  | 12H | [23 empty] | Y | Y | N
Vintage1987 | natural gas combined cycle | FALSE | 3452 | Chevron USA Inc-El Segundo | 10213 | El Segundo Cogen | CA | Los Angeles | GEN2 | Natural Gas Fired Combined Cycle | CT | CC1 | W | X | N | ELSEG4G 7 B1 |  | 42.4 | 0.85 | 38.7 | 38.7 | 30 | N |  |  | OP | X | 12 | 1987 |  |  | Y | Industrial CHP | 7 | X T T T: T; DFO BLQ BLQ BLQ: NG; DFO NG NG NG: OG |  |  |  | N | N |  | 12H | [23 empty] | Y | Y | N
Vintage1996 | natural gas combined cycle | FALSE | 3452 | Chevron USA Inc-El Segundo | 10213 | El Segundo Cogen | CA | Los Angeles | GEN5 | Natural Gas Fired Combined Cycle | CT | CC1 | W | X | N | ELSEG4G 7 B1 |  | 40.3 | 0.85 | 39.2 | 39.2 | 20 | N |  |  | OP | X | 3 | 1996 |  |  | Y | Industrial CHP | 7 | X T T T: T; DFO BLQ BLQ BLQ: NG; DFO NG NG NG: OG |  |  |  | N | N |  | 12H | [23 empty] | Y | Y | N
Vintage1996 | natural gas combined cycle | FALSE | 3452 | Chevron USA Inc-El Segundo | 10213 | El Segundo Cogen | CA | Los Angeles | GEN6 | Natural Gas Fired Combined Cycle | CA | CC1 | W | Y | X |  |  | 9.1 | 0.85 | 9.1 | 9.1 | 2 | N |  |  | OP | X | 3 | 1996 |  |  | Y | Industrial CHP | 7 | X T T T: B; DFO BLQ BLQ BLQ: NG; DFO NG NG NG: OG |  |  |  | N |  |  | 1H | [23 empty] | N
Vintage2013 | natural gas combined cycle | FALSE | 3452 | Chevron USA Inc-El Segundo | 10213 | El Segundo Cogen | CA | Los Angeles | GEN7 | Natural Gas Fired Combined Cycle | CT | CC1 | S | X | N | ELSEG4G_7_B1 | ELSEG4G_7_B1 | 40.7 | 0.85 | 40.7 | 40.7 | 25 | N |  |  | OP | X | 6 | 2013 |  |  | Y | Industrial CHP | 7 | X T T T: T; DFO BLQ BLQ BLQ: NG; DFO NG NG NG: OG |  |  |  | N | N |  | 1H | [23 empty] | N
Vintage2013 | natural gas combined cycle | FALSE | 3452 | Chevron USA Inc-El Segundo | 10213 | El Segundo Cogen | CA | Los Angeles | GEN8 | Natural Gas Fired Combined Cycle | CA | CC1 | S | Y | X | ELSEG4G_7_B1 | ELSEG4G_7_B1 | 5.2 | 0.85 | 5.2 | 5.2 | 0.5 | N |  |  | OP | X | 6 | 2013 |  |  | N | Industrial CHP | 7 | X T T T: X; DFO BLQ BLQ BLQ: NG; DFO NG NG NG: OG |  |  |  | N |  |  | 1H | [23 empty] | N
Vintage1990 | hydro | TRUE | 64078 | Central Rivers Power US, LLC | 10214 | Lower Saranac Hydroelectric Facility | NY | Clinton | GEN1 | Conventional Hydroelectric | HY |  | S | X | X |  |  | 3.2 | 1 | 3 | 2.9 | 0.1 | N |  |  | OP | X | 10 | 1990 |  |  | N | IPP Non-CHP | 2 | X T T T: X; DFO BLQ BLQ BLQ: WAT | [6 empty] | 10M
Vintage1990 | hydro | TRUE | 64078 | Central Rivers Power US, LLC | 10214 | Lower Saranac Hydroelectric Facility | NY | Clinton | GEN2 | Conventional Hydroelectric | HY |  | S | X | X |  |  | 3.2 | 1 | 3 | 2.9 | 0.1 | N |  |  | OP | X | 10 | 1990 |  |  | N | IPP Non-CHP | 2 | X T T T: X; DFO BLQ BLQ BLQ: WAT | [6 empty] | 10M
Vintage1990 | hydro | TRUE | 64078 | Central Rivers Power US, LLC | 10214 | Lower Saranac Hydroelectric Facility | NY | Clinton | GEN3 | Conventional Hydroelectric | HY |  | S | X | X |  |  | 0.3 | 1 | 0.3 | 0.3 | 0.1 | N |  |  | OP | X | 11 | 1990 |  |  | N | IPP Non-CHP | 2 | X T T T: X; DFO BLQ BLQ BLQ: WAT | [6 empty] | 10M
Vintage1978 | biomass | TRUE | 57356 | Alabama River Cellulose LLC | 10216 | Alabama River Pulp | AL | Monroe | GEN1 | Wood/Wood Waste Biomass | ST |  | S | X | X |  |  | 48 | 0.9 | 43.5 | 48.5 | 5 | N |  |  | OP | X | 11 | 1978 |  |  | Y | Industrial CHP | 7 | X T T T: T; DFO BLQ BLQ BLQ: BLQ; DFO NG NG NG: WDS; DFO NG NG NG: NG | DFO |  |  | N | N |  | OVER |  |  |  |  | N | [18 empty] | N | N | N
Vintage1988 | hydro | TRUE | 55754 | Boralex Hydro Operations Inc | 10218 | Warrensburg Hydroelectric | NY | Warren | HY1 | Conventional Hydroelectric | HY |  | J | X | X | F | F | 2.9 | 0.95 | 2.9 | 2.9 | 0.1 | N |  |  | OP | X | 12 | 1988 |  |  | N | IPP Non-CHP | 2 | X T T T: X; DFO BLQ BLQ BLQ: WAT |  |  |  | N | N |  | 10M | [23 empty] | N
Vintage1989 | hydro | TRUE | 55754 | Boralex Hydro Operations Inc | 10219 | Middle Falls Hydro | NY | Washington | HY1 | Conventional Hydroelectric | HY |  | J | X | X | F | F | 1.1 | 0.95 | 1.1 | 1.1 | 0.1 | N |  |  | OP | X | 9 | 1989 |  |  | N | IPP Non-CHP | 2 | X T T T: X; DFO BLQ BLQ BLQ: WAT |  |  |  | N | N | 0 | 10M | [23 empty] | N
Vintage1989 | hydro | TRUE | 55754 | Boralex Hydro Operations Inc | 10219 | Middle Falls Hydro | NY | Washington | HY2 | Conventional Hydroelectric | HY |  | J | X | X | F | F | 1.1 | 0.95 | 1.1 | 1.1 | 0.1 | N |  |  | OP | X | 9 | 1989 |  |  | N | IPP Non-CHP | 2 | X T T T: X; DFO BLQ BLQ BLQ: WAT |  |  |  | N | N | 0 | 10M | [23 empty] | N
Vintage1990 | hydro | TRUE | 55754 | Boralex Hydro Operations Inc | 10220 | Sissonville Hydro | NY | St Lawrence | HY1 | Conventional Hydroelectric | HY |  | J | X | X | E | E | 3 | 0.95 | 3 | 3 | 0.1 | N |  |  | OP | X | 7 | 1990 |  |  | N | IPP Non-CHP | 2 | X T T T: X; DFO BLQ BLQ BLQ: WAT |  |  |  | N | N | 0 | 10M | [23 empty] | N
Vintage1990 | hydro | TRUE | 55754 | Boralex Hydro Operations Inc | 10221 | New York State Dam Hydro | NY | Saratoga | GEN1 | Conventional Hydroelectric | HY |  | J | X | X | F | F | 5.7 | 0.95 | 5.7 | 5.7 | 0.1 | N |  |  | OP | X | 11 | 1990 |  |  | N | IPP Non-CHP | 2 | X T T T: X; DFO BLQ BLQ BLQ: WAT |  |  |  | N | N | 0 | 10M | [23 empty] | N
Vintage1990 | hydro | TRUE | 55754 | Boralex Hydro Operations Inc | 10221 | New York State Dam Hydro | NY | Saratoga | GEN2 | Conventional Hydroelectric | HY |  | J | X | X | F | F | 5.7 | 0.95 | 5.7 | 5.7 | 0.1 | N |  |  | OP | X | 11 | 1990 |  |  | N | IPP Non-CHP | 2 | X T T T: X; DFO BLQ BLQ BLQ: WAT |  |  |  | N | N | 0 | 10M | [23 empty] | N
Vintage1989 | hydro | TRUE | 11278 | Lower Tule River Irrgtn Dist | 10222 | Tulare Success Power Project | CA | Tulare | SPP1 | Conventional Hydroelectric | HY |  | J | X | X |  |  | 1.4 | 1 | 1.4 | 1.4 | 0.8 | N |  |  | SB | Y | 12 | 1989 |  |  | N | IPP Non-CHP | 2 | X T T T: X; DFO BLQ BLQ BLQ: WAT |  |  |  | N | N | 0 | 1H | [23 empty] | N
Vintage1977 | natural gas steam turbine | FALSE | 12311 | Merck & Co Inc | 10224 | Merck Rahway Power Plant | NJ | Union | GEN8 | Natural Gas Steam Turbine | ST |  | S | X | X |  |  | 5 | 0.8 | 5 | 5 | 2 | N |  |  | OS | X | 1 | 1977 |  |  | Y | Industrial CHP | 7 | X T T T: T; DFO BLQ BLQ BLQ: NG; DFO NG NG NG: DFO; DFO NG NG NG: NG |  |  |  | N | N |  | 12H | [23 empty] | Y | N | Y
Vintage2004 | natural gas steam turbine | FALSE | 12311 | Merck & Co Inc | 10224 | Merck Rahway Power Plant | NJ | Union | GEN9 | Natural Gas Steam Turbine | ST |  | S | X | X |  |  | 10.8 | 0.8 | 10.8 | 10.8 | 2 | N |  |  | OP | X | 1 | 2004 |  |  | Y | Industrial CHP | 7 | X T T T: T; DFO BLQ BLQ BLQ: NG; DFO NG NG NG: DFO; DFO NG NG NG: NG |  |  |  | N | N |  | 12H | [23 empty] | Y | N | Y
Vintage2017 | natural gas steam turbine | FALSE | 12311 | Merck & Co Inc | 10224 | Merck Rahway Power Plant | NJ | Union | GEN9A | Natural Gas Steam Turbine | ST |  | S | X | X |  |  | 4.5 | 0.9 | 5.1 | 5.1 | 1 | N |  |  | OP | X | 12 | 2017 |  |  | N | Industrial CHP | 7 | X T T T: X; DFO BLQ BLQ BLQ: NG; DFO NG NG NG: DFO; DFO NG NG NG: NG |  |  |  | N | N |  | 12H | [23 empty] | Y | N | Y
Vintage2005 | solar pv | FALSE | 12311 | Merck & Co Inc | 10224 | Merck Rahway Power Plant | NJ | Union | SOLAR | Solar Photovoltaic | PV |  | S | X | X |  |  | 0.5 |  | 0.4 | 0.4 |  | N |  |  | OP | X | 12 | 2005 |  |  | N | Industrial CHP | 7 | X T T T: X; DFO BLQ BLQ BLQ: SUN |  |  |  | N | N | [25 empty] | N
Vintage1984 | biomass | TRUE | 50133 | Leaf River Cellulose LLC | 10233 | Leaf River Cellulose LLC | MS | Perry | GEN1 | Wood/Wood Waste Biomass | ST |  | S | X | X | SME.LEAFRIVER |  | 25.2 | 0.8 | 26.1 | 26.7 | 4 | N |  |  | OP | X | 7 | 1984 |  |  | Y | Industrial CHP | 7 | T | BLQ | WDS | NG |  |  |  | NG |  |  |  | N | N |  | 12H | [23 empty] | N | N | N
Vintage1984 | biomass | TRUE | 50133 | Leaf River Cellulose LLC | 10233 | Leaf River Cellulose LLC | MS | Perry | GEN2 | Wood/Wood Waste Biomass | ST |  | S | X | X | SME.LEAFRIVER |  | 25.2 | 0.8 | 26.1 | 26.7 | 4 | N |  |  | OP | X | 7 | 1984 |  |  | Y | Industrial CHP | 7 | T | BLQ | WDS | NG |  |  |  | NG |  |  |  | N | N |  | 12H | [23 empty] | N | N | N
Vintage1964 | hard coal | FALSE | 61813 | ND Paper, Inc. | 10234 | Biron Mill | WI | Wood | GEN1 | Conventional Steam Coal | ST |  | S | X | X |  |  | 17 | 0.9 | 15.3 | 15.3 | 15.3 | N |  |  | OP | X | 9 | 1964 |  |  | Y | Industrial CHP | 7 | T | BIT | SUB | NG | WDS |  |  | NG |  |  |  | N | N |  | 12H |  | Y |  |  | Y | [18 empty] | N | N | N
Vintage1947 | natural gas steam turbine | FALSE | 61813 | ND Paper, Inc. | 10234 | Biron Mill | WI | Wood | GEN3 | Natural Gas Steam Turbine | ST |  | S | X | X |  |  | 7.5 | 0.8 | 7.5 | 7.5 | 7.5 | N |  |  | OP | X | 9 | 1947 |  |  | Y | Industrial CHP | 7 | [11 empty] | N | N |  | 12H |  | N |  |  | N | [18 empty] | N | N | N | bar: X T T T to DFO BLQ BLQ BLQ; DFO NG NG NG
Vintage1957 | natural gas steam turbine | FALSE | 61813 | ND Paper, Inc. | 10234 | Biron Mill | WI | Wood | GEN4 | Natural Gas Steam Turbine | ST |  | S | X | X |  |  | 15.6 | 0.8 | 12.5 | 12.5 | 12.5 | N |  |  | OP | X | 10 | 1957 |  |  | Y | Industrial CHP | 7 | [11 empty] | N | N |  | 12H |  | N |  |  | N | [18 empty] | N | N | N | bar: X T T T to DFO BLQ BLQ BLQ; DFO NG NG NG
Vintage1987 | hard coal | FALSE | 61813 | ND Paper, Inc. | 10234 | Biron Mill | WI | Wood | GEN5 | Conventional Steam Coal | ST |  | S | X | X |  |  | 21.5 | 0.8 | 20 | 20 | 20 | N |  |  | OP | X | 2 | 1987 |  |  | Y | Industrial CHP | 7 | X T T T: T; DFO BLQ BLQ BLQ: SUB; DFO NG NG NG: WDS; DFO NG NG NG: SUB |  |  |  | N | N |  | 12H | N | N | Y |  | Y | [18 empty] | Y | Y | N
Vintage1985 | hydro | TRUE | 60023 | EONY Generation Limited | 10237 | Diana Hydroelectric | NY | Lewis | GEN1 | Conventional Hydroelectric | HY |  | S | X | X |  |  | 1.8 | 0.9 | 1.7 | 1.7 | 0.4 | N |  |  | OP | X | 7 | 1985 |  |  | N | IPP Non-CHP | 2 | X T T T: X; DFO BLQ BLQ BLQ: WAT | [6 empty] | 1H
Vintage1985 | hydro | TRUE | 60023 | EONY Generation Limited | 10238 | Dolgeville Hydro | NY | Herkimer | GEN1 | Conventional Hydroelectric | HY |  | S | X | X |  |  | 5 | 0.9 | 5 | 5 | 0 | N |  |  | OP | X | 7 | 1985 |  |  | N | IPP Non-CHP | 2 | X T T T: X; DFO BLQ BLQ BLQ: WAT | [6 empty] | 1H
Vintage1989 | natural gas peaker | FALSE | 3432 | Ticona Polymers Inc | 10243 | Ticona Polymers Inc | TX | Nueces | GEN5 | Natural Gas Fired Combustion Turbine | GT |  | S | X | X |  |  | 44.2 | 0.9 | 32.5 | 38 | 18 | N |  |  | OP | X | 4 | 1989 |  |  | Y | Industrial CHP | 7 | [11 empty] | N | N | 0 | 12H | [23 empty] | N | N | N | bar: X T T T to DFO BLQ BLQ BLQ
Vintage1952 | biomass | TRUE | 61723 | Pixelle Specialty Solution, LLC | 10244 | Pixelle Specialty Solutions LLC - Chillicothe Facility | OH | Ross | T-10 | Wood/Wood Waste Biomass | ST |  | S | X | X |  |  | 10.6 | 0.9 | 7.3 | 4.5 | 5 | N |  |  | OS | X | 2 | 1952 |  |  | Y | Industrial CHP | 7 | T | BLQ | NG | WDS | TDF | DFO |  | DFO |  |  |  | N | N |  | 12H | [20 empty] | N |  |  | Y | Y | N
Vintage1958 | biomass | TRUE | 61723 | Pixelle Specialty Solution, LLC | 10244 | Pixelle Specialty Solutions LLC - Chillicothe Facility | OH | Ross | T-11 | Wood/Wood Waste Biomass | ST |  | S | X | X |  |  | 24 | 0.9 | 12.2 | 6.7 | 8 | N |  |  | OP | X | 2 | 1958 |  |  | Y | Industrial CHP | 7 | T | BLQ | NG | WDS | TDF | DFO |  | DFO |  |  |  | N | N |  | 12H | [20 empty] | N |  |  | Y | Y | N
Vintage1967 | biomass | TRUE | 61723 | Pixelle Specialty Solution, LLC | 10244 | Pixelle Specialty Solutions LLC - Chillicothe Facility | OH | Ross | T-12 | Wood/Wood Waste Biomass | ST |  | S | X | X |  |  | 31 | 0.9 | 17.9 | 17.9 | 10 | N |  |  | OP | X | 2 | 1967 |  |  | Y | Industrial CHP | 7 | T | BLQ | NG | WDS | TDF | DFO |  | DFO |  |  |  | N | N |  | 12H | [20 empty] | N |  |  | Y | Y | N
Vintage1978 | natural gas steam turbine | FALSE | 61723 | Pixelle Specialty Solution, LLC | 10244 | Pixelle Specialty Solutions LLC - Chillicothe Facility | OH | Ross | T-13 | Natural Gas Steam Turbine | ST |  | S | X | X |  |  | 27.2 | 0.9 | 7.4 | 10.3 | 7 | N |  |  | OP | X | 7 | 1978 |  |  | Y | Industrial CHP | 7 | T | NG | BLQ | WDS | TDF | DFO |  | NG | DFO |  |  | N | N |  | 12H | [20 empty] | N |  |  | Y | Y | N
Vintage1970 | other | FALSE | 56147 | Cleveland-Cliffs Burns Harbor LLC | 10245 | ArcelorMittal Burns Harbor | IN | Porter | GEN5 | Other Gases | ST |  | W | X | X |  |  | 62 | 0.95 | 60.5 | 60.5 | 2 | N |  |  | OP | X | 1 | 1970 |  |  | Y | Industrial CHP | 7 | T | OG | NG | BFG |  |  |  | NG |  |  |  | N | N |  | OVER | [20 empty] | N |  |  | N
Vintage1969 | other | FALSE | 56147 | Cleveland-Cliffs Burns Harbor LLC | 10245 | ArcelorMittal Burns Harbor | IN | Porter | GEN6 | Other Gases | ST |  | W | X | X |  |  | 51 | 0.95 | 51 | 51 | 10 | N |  |  | OP | X | 1 | 1969 |  |  | Y | Industrial CHP | 7 | T | OG | NG | BFG |  |  |  | NG |  |  |  | N | N |  | OVER | [20 empty] | N |  |  | N
Vintage1969 | other | FALSE | 56147 | Cleveland-Cliffs Burns Harbor LLC | 10245 | ArcelorMittal Burns Harbor | IN | Porter | GEN7 | Other Gases | ST |  | W | X | X |  |  | 63.2 | 0.95 | 63.2 | 63.2 | 10 | N |  |  | OP | X | 1 | 1969 |  |  | Y | Industrial CHP | 7 | X T T T: T; DFO BLQ BLQ BLQ: BFG; DFO NG NG NG: OG; DFO NG NG NG: NG |  |  |  | N | N |  | OVER | [20 empty] | N |  |  | N
Vintage2006 | biomass | TRUE | 55849 | Domtar Paper Co LLC Kingsport Mill | 10252 | Domtar Kingsport Mill | TN | Sullivan | NO.1 | Wood/Wood Waste Biomass | ST |  | S | X | X |  | 48934185 | 50 | 0.85 | 46.5 | 47 | 18 | N |  |  | OA | X | 10 | 2006 |  |  | Y | Industrial CHP | 7 | T | BLQ | WDS | DFO | NG | SLW |  | NG |  |  |  | N | N |  | 12H | [20 empty] | N |  |  | N | N | N
Vintage1989 | hydro | TRUE | 56531 | EIF Haypress LLC | 10253 | Haypress | CA | Sierra | LGEN | Conventional Hydroelectric | HY |  | S | X | X |  |  | 5 | 0.9 | 5 | 5 | 0.7 | N |  |  | OP | X | 1 | 1989 |  |  | N | IPP Non-CHP | 2 | X T T T: X; DFO BLQ BLQ BLQ: WAT |  |  |  | N |  | 0 | 10M | [23 empty] | N
Vintage1988 | hydro | TRUE | 56531 | EIF Haypress LLC | 10253 | Haypress | CA | Sierra | UGEN | Conventional Hydroelectric | HY |  | S | X | X |  |  | 5 | 0.9 | 5 | 5 | 0.7 | N |  |  | OP | X | 12 | 1988 |  |  | N | IPP Non-CHP | 2 | X T T T: X; DFO BLQ BLQ BLQ: WAT |  |  |  | N |  | 0 | 10M | [23 empty] | N
Vintage1988 | hydro | TRUE | 59178 | Brookfield Black Bear Hydro, LLC | 10255 | West Enfield Hydro | ME | Penobscot | GEN1 | Conventional Hydroelectric | HY |  | W | X | X |  |  | 6.5 | 0.9 | 4.4 | 4.4 | 2 | N |  |  | OP | X | 4 | 1988 |  |  | N | IPP Non-CHP | 2 | X T T T: X; DFO BLQ BLQ BLQ: WAT |  |  |  | N | N | 0 | 12H
Vintage1988 | hydro | TRUE | 59178 | Brookfield Black Bear Hydro, LLC | 10255 | West Enfield Hydro | ME | Penobscot | GEN2 | Conventional Hydroelectric | HY |  | W | X | X |  |  | 6.5 | 0.9 | 5.1 | 5.1 | 2 | N |  |  | OP | X | 4 | 1988 |  |  | N | IPP Non-CHP | 2 | X T T T: X; DFO BLQ BLQ BLQ: WAT |  |  |  | N | N | 0 | 12H
Vintage1981 | hydro | TRUE | 4980 | Haw River Hydro Co | 10258 | Haw River Hydro | NC | Alamance | 1 | Conventional Hydroelectric | HY |  | S | X | X |  |  | 1 | 0.8 | 1 | 1 | 0.2 | N |  |  | OP | X | 9 | 1981 |  |  | N | IPP Non-CHP | 2 | X T T T: X; DFO BLQ BLQ BLQ: WAT |  |  |  | N | N | 0 | 1H | [20 empty] | N |  |  | N
Vintage1982 | hydro | TRUE | 4980 | Haw River Hydro Co | 10258 | Haw River Hydro | NC | Alamance | 2 | Conventional Hydroelectric | HY |  | S | X | X |  |  | 0.5 | 0.8 | 0.5 | 0.5 | 0.1 | N |  |  | OP | X | 6 | 1982 |  |  | N | IPP Non-CHP | 2 | X T T T: X; DFO BLQ BLQ BLQ: WAT |  |  |  | N | N | 0 | 1H | [20 empty] | N |  |  | N
Vintage1991 | natural gas peaker | FALSE | 29925 | Enterprise Products Optg LP | 10261 | Enterprise Products Operating | TX | Chambers | GEN3 | Natural Gas Fired Combustion Turbine | GT |  | S | X | X |  |  | 3.4 | 0.8 | 3 | 2.8 | 2.8 | N |  |  | OP | X | 11 | 1991 |  |  | Y | Industrial CHP | 7 | [11 empty] | N | N |  | 12H | [23 empty] | N | N | N | bar: X T T T to DFO BLQ BLQ BLQ
Vintage1991 | natural gas peaker | FALSE | 29925 | Enterprise Products Optg LP | 10261 | Enterprise Products Operating | TX | Chambers | GEN4 | Natural Gas Fired Combustion Turbine | GT |  | S | X | X |  |  | 3.4 | 0.8 | 3 | 2.8 | 2.8 | N |  |  | OP | X | 11 | 1991 |  |  | Y | Industrial CHP | 7 | [11 empty] | N | N |  | 12H | [23 empty] | N | N | N | bar: X T T T to DFO BLQ BLQ BLQ
Vintage1991 | natural gas peaker | FALSE | 29925 | Enterprise Products Optg LP | 10261 | Enterprise Products Operating | TX | Chambers | GEN5 | Natural Gas Fired Combustion Turbine | GT |  | S | X | X |  |  | 3.4 | 0.8 | 3 | 2.8 | 2.8 | N |  |  | OP | X | 11 | 1991 |  |  | Y | Industrial CHP | 7 | [11 empty] | N | N |  | 12H | [23 empty] | N | N | N | bar: X T T T to DFO BLQ BLQ BLQ
Vintage1996 | natural gas peaker | FALSE | 29925 | Enterprise Products Optg LP | 10261 | Enterprise Products Operating | TX | Chambers | GEN6 | Natural Gas Fired Combustion Turbine | GT |  | S | X | X |  |  | 3.5 | 0.8 | 3 | 2.8 | 2.8 | N |  |  | OP | X | 12 | 1996 |  |  | Y | Industrial CHP | 7 | [11 empty] | N | N |  | 12H | [23 empty] | N | N | N | bar: X T T T to DFO BLQ BLQ BLQ
Vintage1996 | natural gas peaker | FALSE | 29925 | Enterprise Products Optg LP | 10261 | Enterprise Products Operating | TX | Chambers | GEN7 | Natural Gas Fired Combustion Turbine | GT |  | S | X | X |  |  | 3.5 | 0.8 | 3 | 2.8 | 2.8 | N |  |  | OP | X | 12 | 1996 |  |  | Y | Industrial CHP | 7 | [11 empty] | N | N |  | 12H | [23 empty] | N | N | N | bar: X T T T to DFO BLQ BLQ BLQ
Vintage1996 | natural gas peaker | FALSE | 29925 | Enterprise Products Optg LP | 10261 | Enterprise Products Operating | TX | Chambers | GEN8 | Natural Gas Fired Combustion Turbine | GT |  | S | X | X |  |  | 3.5 | 0.8 | 3 | 2.8 | 2.8 | N |  |  | OP | X | 12 | 1996 |  |  | Y | Industrial CHP | 7 | [11 empty] | N | N |  | 12H | [23 empty] | N | N | bar: X T T T to DFO BLQ BLQ BLQ
Vintage2003 | natural gas combined cycle | FALSE | 2848 | California Institute-Technology | 10262 | California Institute of Technology | CA | Los Angeles | GEN6 | Natural Gas Fired Combined Cycle | CT | CC1 | S | X | N |  |  | 10.5 | 0.9 | 9 | 9.9 | 9 | N |  |  | OP | X | 8 | 2003 |  |  | Y | Commercial CHP | 5 | [11 empty] | N | N |  | 1H | [23 empty] | N | N | N | bar: X T T T to DFO BLQ BLQ BLQ
Vintage2003 | natural gas combined cycle | FALSE | 2848 | California Institute-Technology | 10262 | California Institute of Technology | CA | Los Angeles | GEN7 | Natural Gas Fired Combined Cycle | CA | CC1 | S | N | X |  |  | 2.5 | 0.9 | 2.1 | 2.1 | 2 | N |  |  | OP | X | 10 | 2003 |  |  | Y | Commercial CHP | 5 | [11 empty] | N | N |  | 1H | [23 empty] | N | N | N | bar: X T T T to DFO BLQ BLQ BLQ
Vintage1989 | natural gas peaker | FALSE | 3662 | Citrus World Inc | 10275 | Florida's Natural Growers | FL | Polk | CE50 | Natural Gas Fired Combustion Turbine | GT |  | S | X | X |  |  | 3.5 | 0.8 | 3.3 | 2.1 | 0 | N |  |  | OP | X | 12 | 1989 |  |  | Y | Industrial CHP | 7 | [11 empty] | N | N |  | 1H | [23 empty] | N | N | N | bar: X T T T to DFO BLQ BLQ BLQ; DFO NG NG NG
Vintage2000 | natural gas peaker | FALSE | 3662 | Citrus World Inc | 10275 | Florida's Natural Growers | FL | Polk | TA70 | Natural Gas Fired Combustion Turbine | GT |  | S | X | X |  |  | 7.2 | 0.8 | 6.1 | 5.8 | 0 | N |  |  | OP | X | 11 | 2000 |  |  | Y | Industrial CHP | 7 | [11 empty] | N | N |  | 1H | [23 empty] | N | N | N | bar: X T T T to DFO BLQ BLQ BLQ; DFO NG NG NG
Vintage1984 | hydro | TRUE | 57280 | Eagle Creek Renewable Energy, LLC | 10276 | Clement Dam Hydro LLC | NH | Belknap | 0049 | Conventional Hydroelectric | HY |  | W | X | X | LD.WEBSTER 34.5 |  | 2.4 | 0.9 | 2.3 | 2.3 | 0.1 | N |  |  | OP | X | 12 | 1984 |  |  | N | IPP Non-CHP | 2 | X T T T: X; DFO BLQ BLQ BLQ: WAT |  |  |  | N |  | 0 | 10M
Vintage1920 | hydro | TRUE | 2048 | Bowersock Mills & Power Co | 10279 | Kansas River Project | KS | Douglas | 1 | Conventional Hydroelectric | HY |  | S | X | X | KACYBOWERSOCK | KACYBOWERSOCK | 0.3 | 1 | 0.3 | 0.4 | 0.1 | N |  |  | OP | X | 1 | 1920 |  |  | N | IPP Non-CHP | 2 | X T T T: X; DFO BLQ BLQ BLQ: WAT |  |  |  | N |  | 0 | 10M
Vintage2012 | hydro | TRUE | 2048 | Bowersock Mills & Power Co | 10279 | Kansas River Project | KS | Douglas | 10 | Conventional Hydroelectric | HY |  | S | X | X | KACYBOWERSOCK | KACYBOWERSOCK | 1.3 | 1 | 1.3 | 1.3 | 0.9 | N |  |  | OP | X | 12 | 2012 |  |  | N | IPP Non-CHP | 2 | X T T T: X; DFO BLQ BLQ BLQ: WAT |  |  |  | N |  |  | 10M | [23 empty] | N
Vintage2012 | hydro | TRUE | 2048 | Bowersock Mills & Power Co | 10279 | Kansas River Project | KS | Douglas | 11 | Conventional Hydroelectric | HY |  | S | X | X | KACYBOWERSOCK | KACYBOWERSOCK | 1 | 1 | 1 | 1 | 0.8 | N |  |  | OP | X | 12 | 2012 |  |  | N | IPP Non-CHP | 2 | X T T T: X; DFO BLQ BLQ BLQ: WAT | [6 empty] | 10M | [23 empty] | N
Vintage1922 | hydro | TRUE | 2048 | Bowersock Mills & Power Co | 10279 | Kansas River Project | KS | Douglas | 2 | Conventional Hydroelectric | HY |  | S | X | X | KACYBOWERSOCK | KACYBOWERSOCK | 0.3 | 1 | 0.3 | 0.3 | 0.1 | N |  |  | OP | X | 7 | 1922 |  |  | N | IPP Non-CHP | 2 | X T T T: X; DFO BLQ BLQ BLQ: WAT |  |  |  | N |  | 0 | 10M | [23 empty] | N
Vintage1922 | hydro | TRUE | 2048 | Bowersock Mills & Power Co | 10279 | Kansas River Project | KS | Douglas | 3 | Conventional Hydroelectric | HY |  | S | X | X | KACYBOWERSOCK | KACYBOWERSOCK | 0.3 | 1 | 0.3 | 0.3 | 0.1 | N |  |  | OP | X | 7 | 1922 |  |  | N | IPP Non-CHP | 2 | X T T T: X; DFO BLQ BLQ BLQ: WAT |  |  |  | N |  | 0 | 10M | [23 empty] | N
Vintage1922 | hydro | TRUE | 2048 | Bowersock Mills & Power Co | 10279 | Kansas River Project | KS | Douglas | 4 | Conventional Hydroelectric | HY |  | S | X | X | KACYBOWERSOCK | KACYBOWERSOCK | 0.3 | 1 | 0.3 | 0.3 | 0.1 | N |  |  | OP | X | 7 | 1922 |  |  | N | IPP Non-CHP | 2 | X T T T: X; DFO BLQ BLQ BLQ: WAT |  |  |  | N |  | 0 | 10M | [23 empty] | N
Vintage1922 | hydro | TRUE | 2048 | Bowersock Mills & Power Co | 10279 | Kansas River Project | KS | Douglas | 5 | Conventional Hydroelectric | HY |  | S | X | X | KACYBOWERSOCK | KACYBOWERSOCK | 0.4 | 1 | 0.4 | 0.4 | 0.1 | N |  |  | OP | X | 7 | 1922 |  |  | N | IPP Non-CHP | 2 | X T T T: X; DFO BLQ BLQ BLQ: WAT |  |  |  | N |  | 0 | 10M | [23 empty] | N
Vintage1925 | hydro | TRUE | 2048 | Bowersock Mills & Power Co | 10279 | Kansas River Project | KS | Douglas | 6 | Conventional Hydroelectric | HY |  | S | X | X | KACYBOWERSOCK | KACYBOWERSOCK | 0.4 | 1 | 0.4 | 0.4 | 0.2 | N |  |  | OP | X | 5 | 1925 |  |  | N | IPP Non-CHP | 2 | X T T T: X; DFO BLQ BLQ BLQ: WAT |  |  |  | N |  | 0 | 10M | [23 empty] | N
Vintage1925 | hydro | TRUE | 2048 | Bowersock Mills & Power Co | 10279 | Kansas River Project | KS | Douglas | 7 | Conventional Hydroelectric | HY |  | S | X | X | KACYBOWERSOCK | `KACYBOWERSOCK | 0.4 | 1 | 0.4 | 0.4 | 0.2 | N |  |  | OP | X | 5 | 1925 |  |  | N | IPP Non-CHP | 2 | X T T T: X; DFO BLQ BLQ BLQ: WAT |  |  |  | N |  | 0 | 10M | [23 empty] | N
Vintage2012 | hydro | TRUE | 2048 | Bowersock Mills & Power Co | 10279 | Kansas River Project | KS | Douglas | 8 | Conventional Hydroelectric | HY |  | S | X | X | KACYBOWERSOCK | KACYBOWERSOCK | 1 | 1 | 1 | 1 | 0.8 | N |  |  | OP | X | 12 | 2012 |  |  | N | IPP Non-CHP | 2 | X T T T: X; DFO BLQ BLQ BLQ: WAT |  |  |  | N |  |  | 10M | [23 empty] | N
Vintage2012 | hydro | TRUE | 2048 | Bowersock Mills & Power Co | 10279 | Kansas River Project | KS | Douglas | 9 | Conventional Hydroelectric | HY |  | S | X | X | KACYBOWERSOCK | KACYBOWERSOCK | 1.3 | 1 | 1.3 | 1.3 | 0.9 | N |  |  | OP | X | 12 | 2012 |  |  | N | IPP Non-CHP | 2 | X T T T: X; DFO BLQ BLQ BLQ: WAT |  |  |  | N |  |  | 10M | [23 empty] | N
Vintage1978 | petroleum | FALSE | 1947 | Bob Jones University | 10280 | Central Plant | SC | GREENVILLE | ENG1 | Petroleum Liquids | IC |  | S | X | X |  |  | 1.1 | 0.8 | 1.1 | 1.1 | 0.4 | N |  |  | SB | N | 1 | 1978 |  |  | N | Commercial Non-CHP | 4 | X T T T: X; DFO BLQ BLQ BLQ: DFO |  |  |  | N | N |  | 1H |  |  |  | N | [19 empty] | N | N
Vintage2008 | petroleum | FALSE | 1947 | Bob Jones University | 10280 | Central Plant | SC | GREENVILLE | ENG5 | Petroleum Liquids | IC |  | S | X | X |  |  | 1 | 0.8 | 1 | 1 | 0.4 | N |  |  | SB | N | 10 | 2008 |  |  | N | Commercial Non-CHP | 4 | X T T T: X; DFO BLQ BLQ BLQ: DFO |  |  |  | N | N |  | 1H | [23 empty] | N | N | N
Vintage2008 | petroleum | FALSE | 1947 | Bob Jones University | 10280 | Central Plant | SC | GREENVILLE | ENG6 | Petroleum Liquids | IC |  | S | X | X |  |  | 1 | 0.8 | 1 | 1 | 0.4 | N |  |  | SB | N | 10 | 2008 |  |  | N | Commercial Non-CHP | 4 | X T T T: X; DFO BLQ BLQ BLQ: DFO |  |  |  | N | N |  | 1H | [23 empty] | N | N | N
Vintage2008 | petroleum | FALSE | 1947 | Bob Jones University | 10280 | Central Plant | SC | GREENVILLE | ENG7 | Petroleum Liquids | IC |  | S | X | X |  |  | 1 | 0.8 | 1 | 1 | 0.4 | N |  |  | SB | N | 10 | 2008 |  |  | N | Commercial Non-CHP | 4 | X T T T: X; DFO BLQ BLQ BLQ: DFO |  |  |  | N | N |  | 1H | [23 empty] | N | N | N
Vintage1987 | hydro | FALSE | 1678 | Big Creek Water Works Ltd | 10282 | Big Creek Water Works | CA | Trinity | BCHY | Conventional Hydroelectric | HY |  | S | X | X |  |  | 5 | 0.95 | 4.8 | 4.6 | 0.2 | N |  |  | OP | X | 1 | 1987 |  |  | N | Commercial Non-CHP | 4 | X T T T: X; DFO BLQ BLQ BLQ: WAT |  |  |  |  | N |  | 10M
Vintage1987 | hydro | TRUE | 1528 | Beaver Falls Municipal Auth | 10285 | Townsend Hydro | PA | Beaver | GEN1 | Conventional Hydroelectric | HY |  | S | X | X |  |  | 2.6 | 0.9 | 2.1 | 2.1 | 0.5 | N |  |  | OP | X | 10 | 1987 |  |  | N | IPP Non-CHP | 2 | X T T T: X; DFO BLQ BLQ BLQ: WAT |  |  |  | N | N | 0 | 10M | [23 empty] | N
Vintage1987 | hydro | TRUE | 1528 | Beaver Falls Municipal Auth | 10285 | Townsend Hydro | PA | Beaver | GEN2 | Conventional Hydroelectric | HY |  | S | X | X |  |  | 2.6 | 0.9 | 2.1 | 2.1 | 0.5 | N |  |  | OP | X | 10 | 1987 |  |  | N | IPP Non-CHP | 2 | X T T T: X; DFO BLQ BLQ BLQ: WAT |  |  |  | N | N | 0 | 10M | [23 empty] | N
Vintage1981 | hydro | FALSE | 4386 | Cornell Hydro | 10286 | Cornell Hydro | NY | Tompkins | 1 | Conventional Hydroelectric | HY |  | S | X | X |  |  | 0.8 | 0.9 | 0.5 | 0.7 | 0.2 | N |  |  | OP | X | 12 | 1981 |  |  | N | Commercial Non-CHP | 4 | X T T T: X; DFO BLQ BLQ BLQ: WAT |  |  |  | N | N |  | 1H
Vintage1981 | hydro | FALSE | 4386 | Cornell Hydro | 10286 | Cornell Hydro | NY | Tompkins | 2 | Conventional Hydroelectric | HY |  | S | X | X |  |  | 1.1 | 0.9 | 1.1 | 1.1 | 0.2 | N |  |  | OP | X | 12 | 1981 |  |  | N | Commercial Non-CHP | 4 | X T T T: X; DFO BLQ BLQ BLQ: WAT |  |  |  | N | N | 0 | 1H
Vintage1985 | geothermal | TRUE | 34691 | Ormat Nevada Inc | 10287 | Beowawe | NV | Lander | GEN1 | Geothermal | ST |  | S | X | X |  |  | 17 | 0.9 | 12.8 | 13.1 | 5 | N |  |  | OP | X | 12 | 1985 |  |  | N | IPP Non-CHP | 2 | X T T T: X; DFO BLQ BLQ BLQ: GEO; DFO NG NG NG: GEO |  |  |  | N | N |  | 12H | [23 empty] | N | N | N
Vintage2011 | geothermal | TRUE | 34691 | Ormat Nevada Inc | 10287 | Beowawe | NV | Lander | GEN2 | Geothermal | BT |  | S | X | X |  |  | 3.6 | 0.9 | 1.3 | 2 | 1 | N |  |  | OP | X | 2 | 2011 |  |  | N | IPP Non-CHP | 2 | X T T T: X; DFO BLQ BLQ BLQ: GEO; DFO NG NG NG: GEO |  |  |  | N | N |  | 12H | [23 empty] | N
Vintage1983 | biomass | TRUE | 56497 | Big Valley Power (BVP) LLC | 10288 | Big Valley Power LLC | CA | Lassen | IS27 | Wood/Wood Waste Biomass | ST |  | S | X | X |  |  | 9.3 | 0.9 | 8.7 | 8.7 | 8.7 | N |  |  | OS | X | 8 | 1983 |  |  | N | Industrial Non-CHP | 6 | X T T T: X; DFO BLQ BLQ BLQ: WDS; DFO NG NG NG: AB |  |  |  | N |  |  | 12H | [23 empty] | N | N | N
Vintage1987 | biomass | TRUE | 2226 | Bridgewater Power Co LP | 10290 | Bridgewater Power LP | NH | Grafton | GEN1 | Wood/Wood Waste Biomass | ST |  | J | X | X |  |  | 20 | 0.9 | 16 | 16.5 | 2 | N |  |  | OP | X | 8 | 1987 |  |  | N | IPP Non-CHP | 2 | X T T T: X; DFO BLQ BLQ BLQ: WDS; DFO NG NG NG: DFO; DFO NG NG NG: DFO |  |  |  | N | N |  | 12H | N | N | N | [20 empty] | Y | N | N
Vintage1989 | natural gas combined cycle | TRUE | 2938 | Calpine King City Cogen LLC | 10294 | King City Power Plant | CA | Monterey | GTG | Natural Gas Fired Combined Cycle | CT | CC01 | S | X | N |  |  | 90.8 | 0.85 | 73 | 83.5 | 62 | N |  |  | OP | X | 2 | 1989 |  |  | Y | IPP CHP | 3 | [11 empty] | N | N |  | 12H | [23 empty] | N | N | N | bar: X T T T to DFO BLQ BLQ BLQ; DFO NG NG NG
Vintage1989 | natural gas combined cycle | TRUE | 2938 | Calpine King City Cogen LLC | 10294 | King City Power Plant | CA | Monterey | STG | Natural Gas Fired Combined Cycle | CA | CC01 | S | N | X |  |  | 42.4 | 0.85 | 38 | 39 | 28 | N |  |  | OP | X | 3 | 1989 |  |  | Y | IPP CHP | 3 | [11 empty] | N | N |  | 12H | [23 empty] | N | N | N | bar: X T T T to DFO BLQ BLQ BLQ; DFO NG NG NG
Vintage1984 | hydro | TRUE | 17627 | South Forks Joint Venture | 10296 | South Forks Hydro | ID | Twin Falls | GEN1 | Conventional Hydroelectric | HY |  | S | X | X |  |  | 4 | 0.9 | 4 | 4 | 1 | N |  |  | OP | X | 12 | 1984 |  |  | N | IPP Non-CHP | 2 | X T T T: X; DFO BLQ BLQ BLQ: WAT |  |  |  | N | N |  | 1H | [23 empty] | N
Vintage1984 | hydro | TRUE | 17627 | South Forks Joint Venture | 10296 | South Forks Hydro | ID | Twin Falls | GEN2 | Conventional Hydroelectric | HY |  | S | X | X |  |  | 4 | 0.9 | 4 | 4 | 0.8 | N |  |  | OP | X | 12 | 1984 |  |  | N | IPP Non-CHP | 2 | X T T T: X; DFO BLQ BLQ BLQ: WAT |  |  |  | N | N |  | 1H | [23 empty] | N
Vintage2014 | natural gas peaker | FALSE | 327 | Air Liquide Large Industries U S LP | 10298 | Bayou Cogen Plant | TX | Harris | GT1 | Natural Gas Fired Combustion Turbine | GT |  | S | X | X |  |  | 79.6 | 0.8 | 75 | 93 | 65 | N |  |  | OP | X | 5 | 2014 |  |  | Y | Industrial CHP | 7 | X T T T: T; DFO BLQ BLQ BLQ: NG; DFO NG NG NG: OG |  |  |  | N | N |  | 12H | [23 empty] | N
Vintage2016 | natural gas peaker | FALSE | 327 | Air Liquide Large Industries U S LP | 10298 | Bayou Cogen Plant | TX | Harris | GT2 | Natural Gas Fired Combustion Turbine | GT |  | S | X | X |  |  | 79.6 | 0.8 | 75 | 93 | 65 | N |  |  | OP | X | 1 | 2016 |  |  | Y | Industrial CHP | 7 | X T T T: T; DFO BLQ BLQ BLQ: NG; DFO NG NG NG: OG |  |  |  | N | N |  | 12H | [23 empty] | N
Vintage2015 | natural gas peaker | FALSE | 327 | Air Liquide Large Industries U S LP | 10298 | Bayou Cogen Plant | TX | Harris | GT3 | Natural Gas Fired Combustion Turbine | GT |  | S | X | X |  |  | 79.6 | 0.8 | 75 | 93 | 65 | N |  |  | OP | X | 1 | 2015 |  |  | Y | Industrial CHP | 7 | X T T T: T; DFO BLQ BLQ BLQ: NG; DFO NG NG NG: OG |  |  |  | N | N |  | 12H | [23 empty] | N
Vintage2015 | natural gas peaker | FALSE | 327 | Air Liquide Large Industries U S LP | 10298 | Bayou Cogen Plant | TX | Harris | GT4 | Natural Gas Fired Combustion Turbine | GT |  | S | X | X |  |  | 79.6 | 0.8 | 75 | 93 | 65 | N |  |  | OP | X | 1 | 2015 |  |  | Y | Industrial CHP | 7 | X T T T: T; DFO BLQ BLQ BLQ: NG; DFO NG NG NG: OG |  |  |  |  | N |  | 12H | [23 empty] | N
Vintage1991 | biomass | TRUE | 3998 | Desert View Power Inc | 10300 | Desert View Power | CA | Riverside | GEN1 | Wood/Wood Waste Biomass | ST |  | S | X | X |  |  | 55.5 | 0.9 | 47 | 47 | 30 | N |  |  | OP | X | 11 | 1991 |  |  | N | IPP Non-CHP | 2 | X | WDS | NG | PC | TDF |  |  | NG |  |  |  | N | N |  | OVER | Y |  |  | N | Y | [18 empty] | Y | Y | N
Vintage1977 | natural gas steam turbine | FALSE | 57145 | Louisiana Sugar Refining LLC | 10301 | Louisiana Sugar Refining | LA | St James | GEN2 | Natural Gas Steam Turbine | ST |  | S | X | X |  |  | 2.5 | 0.8 | 1.7 | 1.7 | 0.2 | N |  |  | OP | X | 3 | 1977 |  |  | Y | Industrial CHP | 7 | [11 empty] | N | N |  | 12H | [23 empty] | N | N | N | bar: X T T T to DFO BLQ BLQ BLQ; DFO NG NG NG
Vintage1957 | natural gas steam turbine | FALSE | 57145 | Louisiana Sugar Refining LLC | 10301 | Louisiana Sugar Refining | LA | St James | GEN3 | Natural Gas Steam Turbine | ST |  | S | X | X |  |  | 1.7 | 0.8 | 1.5 | 1.5 | 0.1 | N |  |  | SB | Y | 2 | 1957 |  |  | Y | Industrial CHP | 7 | [11 empty] | N | N |  | 12H | [23 empty] | N | N | N | bar: X T T T to DFO BLQ BLQ BLQ; DFO NG NG NG
Vintage1969 | natural gas steam turbine | FALSE | 57145 | Louisiana Sugar Refining LLC | 10301 | Louisiana Sugar Refining | LA | St James | GEN4 | Natural Gas Steam Turbine | ST |  | S | X | X |  |  | 2.5 | 0.8 | 2.1 | 2 | 0.2 | N |  |  | OP | X | 9 | 1969 |  |  | Y | Industrial CHP | 7 | [11 empty] | N | N |  | 12H | [23 empty] | N | N | N | bar: X T T T to DFO BLQ BLQ BLQ; DFO NG NG NG
Vintage2015 | natural gas peaker | FALSE | 13657 | Norfork Southern Corp | 10302 | Juniata Locomotive Shop | PA | Blair | GEN3 | Natural Gas Fired Combustion Turbine | GT |  | S | X | X |  |  | 1.5 | 0.8 | 1.5 | 1.5 | 0.7 | N |  |  | OP | X | 4 | 2015 |  |  | N | Commercial Non-CHP | 4 | [11 empty] | N | N |  | 1H |  |  |  |  | N | [18 empty] | N | N | N | bar: X T T T to DFO BLQ BLQ BLQ
Vintage1987 | municipal solid waste | FALSE | 12834 | Dutchess County RRA | 10305 | Dutchess Cnty Resource Recovery Facility | NY | Dutchess | GEN1 | Municipal Solid Waste | ST |  | S | X | X | NYISO Zone G 23765 | NYISO | 9.2 | 0.8 | 7.2 | 7.4 | 4 | N |  |  | OP | X | 11 | 1987 |  |  | Y | Commercial CHP | 5 | X T T T: T; DFO BLQ BLQ BLQ: MSW; DFO NG NG NG: NG |  |  |  | N | N |  | 12H | [23 empty] | N | N | N
Vintage1991 | natural gas combined cycle | TRUE | 21970 | Northeast Energy Associates LP | 10307 | Bellingham Cogeneration Facility | MA | Norfolk | CT1 | Natural Gas Fired Combined Cycle | CT | CC1 | S | X | N |  |  | 128.7 | 0.97 | 102 | 126 | 85 | N |  |  | OP | X | 9 | 1991 |  |  | N | IPP Non-CHP | 2 | X T T T: X; DFO BLQ BLQ BLQ: NG; DFO NG NG NG: DFO |  |  |  | N |  |  | 12H | [23 empty] | Y | N | Y
Vintage1991 | natural gas combined cycle | TRUE | 21970 | Northeast Energy Associates LP | 10307 | Bellingham Cogeneration Facility | MA | Norfolk | CT2 | Natural Gas Fired Combined Cycle | CT | CC1 | S | X | N |  |  | 128.7 | 0.97 | 102 | 126 | 85 | N |  |  | OP | X | 9 | 1991 |  |  | N | IPP Non-CHP | 2 | X T T T: X; DFO BLQ BLQ BLQ: NG; DFO NG NG NG: DFO |  |  |  | N |  |  | 12H | [23 empty] | Y | N | Y
Vintage1991 | natural gas combined cycle | TRUE | 21970 | Northeast Energy Associates LP | 10307 | Bellingham Cogeneration Facility | MA | Norfolk | ST1 | Natural Gas Fired Combined Cycle | CA | CC1 | S | N | X |  |  | 128.7 | 0.97 | 60 | 84 | 30 | N |  |  | OP | X | 9 | 1991 |  |  | N | IPP Non-CHP | 2 | [11 empty] | N |  |  | 12H | [23 empty] | N | N | bar: X T T T to DFO BLQ BLQ BLQ
Vintage1991 | natural gas combined cycle | TRUE | 22290 | Sayreville Power Generation LP | 10308 | Sayreville Cogeneration Facility | NJ | Middlesex | CT1 | Natural Gas Fired Combined Cycle | CT | CC1 | W | X | N | 50726 |  | 143.4 | 0.9 | 112 | 127.8 | 86 | N |  |  | OP | X | 8 | 1991 |  |  | N | IPP Non-CHP | 2 | [11 empty] | N |  |  | 12H | [23 empty] | N | N | N | bar: X T T T to DFO BLQ BLQ BLQ
Vintage1991 | natural gas combined cycle | TRUE | 22290 | Sayreville Power Generation LP | 10308 | Sayreville Cogeneration Facility | NJ | Middlesex | CT2 | Natural Gas Fired Combined Cycle | CT | CC1 | W | X | N |  |  | 143.4 | 0.9 | 112 | 127.8 | 86 | N |  |  | OP | X | 8 | 1991 |  |  | N | IPP Non-CHP | 2 | [11 empty] | N |  |  | 12H | [23 empty] | N | N | N | bar: X T T T to DFO BLQ BLQ BLQ
Vintage1991 | natural gas combined cycle | TRUE | 22290 | Sayreville Power Generation LP | 10308 | Sayreville Cogeneration Facility | NJ | Middlesex | ST1 | Natural Gas Fired Combined Cycle | CA | CC1 | W | N | X |  |  | 143.4 | 0.9 | 68 | 77.5 | 26 | N |  |  | OP | X | 8 | 1991 |  |  | N | IPP Non-CHP | 2 | [14 empty] | 12H |  | N | [21 empty] | N | N | N | bar: X T T T to DFO BLQ BLQ BLQ
Vintage1985 | natural gas peaker | FALSE | 1182 | BASF Corporation | 10319 | Geismar | LA | Ascension | GEN1 | Natural Gas Fired Combustion Turbine | GT |  | S | X | X |  |  | 35.7 | 0.98 | 33.7 | 37.7 | 18 | N |  |  | OP | X | 7 | 1985 |  |  | Y | Industrial CHP | 7 | [11 empty] | N | N |  | 12H | [20 empty] | Y | 12 | 2022 | N | N | N | bar: X T T T to DFO BLQ BLQ BLQ; DFO NG NG NG
Vintage1998 | natural gas peaker | FALSE | 1182 | BASF Corporation | 10319 | Geismar | LA | Ascension | GEN2 | Natural Gas Fired Combustion Turbine | GT |  | S | X | X |  |  | 41.2 | 0.98 | 39.2 | 43.2 | 20 | N |  |  | OP | X | 11 | 1998 |  |  | Y | Industrial CHP | 7 | X T T T: T; DFO BLQ BLQ BLQ: NG; DFO NG NG NG: OG; DFO NG NG NG: NG |  |  |  | N | N |  | 12H | [20 empty] | Y | 12 | 2022 | Y | Y | N
Vintage2005 | natural gas steam turbine | FALSE | 1182 | BASF Corporation | 10319 | Geismar | LA | Ascension | GEN3 | Natural Gas Steam Turbine | ST |  | S | X | X |  |  | 7.2 | 0.98 | 7.2 | 7.2 | 0.7 | N |  |  | OP | X | 10 | 2005 |  |  | N | Industrial CHP | 7 | [11 empty] | N | N |  | 12H | [20 empty] | N |  |  | N | N | N | bar: X T T T to DFO BLQ BLQ BLQ; DFO NG NG NG
Vintage2015 | hydro | TRUE | 6201 | Farmer's Irrigation District | 10323 | Copper Dam Plant | OR | Hood River | TURGO | Conventional Hydroelectric | HY |  | S | X | X |  |  | 2.6 | 1 | 1 | 2.6 | 0.5 | N |  |  | OP | X | 9 | 2015 |  |  | N | IPP Non-CHP | 2 | X T T T: X; DFO BLQ BLQ BLQ: WAT |  |  |  | N | N |  | 1H | [23 empty] | N
Vintage1987 | hydro | TRUE | 6201 | Farmer's Irrigation District | 10324 | Peters Drive Plant | OR | Hood River | GEN3 | Conventional Hydroelectric | HY |  | S | X | X |  |  | 1.8 | 1 | 0.3 | 1.2 | 0.3 | N |  |  | OP | X | 11 | 1987 |  |  | N | IPP Non-CHP | 2 | X T T T: X; DFO BLQ BLQ BLQ: WAT |  |  |  | N | N |  | 1H
Vintage1986 | hydro | TRUE | 6288 | Mink Creek Hydro Entity | 10325 | Mink Creek Hydro | ID | Franklin | GEN1 | Conventional Hydroelectric | HY |  | S | X | X |  |  | 3.1 | 1 | 2 | 0.6 | 0.2 | N |  |  | OP | X | 12 | 1986 |  |  | N | IPP Non-CHP | 2 | X T T T: X; DFO BLQ BLQ BLQ: WAT |  |  |  | N | N |  | 10M
Vintage1965 | natural gas steam turbine | FALSE | 12436 | Michigan State University | 10328 | T B Simon Power Plant | MI | Ingham | GEN1 | Natural Gas Steam Turbine | ST |  | S | X | X |  |  | 12.5 | 0.8 | 12.5 | 12.5 | 2.5 | N |  |  | OP | X | 12 | 1965 |  |  | Y | Commercial CHP | 5 | [11 empty] | N | N |  | OVER | [23 empty] | N | N | N | bar: X T T T to DFO BLQ BLQ BLQ; DFO NG NG NG
Vintage1966 | natural gas steam turbine | FALSE | 12436 | Michigan State University | 10328 | T B Simon Power Plant | MI | Ingham | GEN2 | Natural Gas Steam Turbine | ST |  | S | X | X |  |  | 12.5 | 0.8 | 12.5 | 12.5 | 2.5 | N |  |  | OP | X | 9 | 1966 |  |  | Y | Commercial CHP | 5 | [11 empty] | N | N |  | OVER | [23 empty] | N | N | N | bar: X T T T to DFO BLQ BLQ BLQ; DFO NG NG NG
Vintage1974 | natural gas steam turbine | FALSE | 12436 | Michigan State University | 10328 | T B Simon Power Plant | MI | Ingham | GEN3 | Natural Gas Steam Turbine | ST |  | S | X | X |  |  | 15 | 0.85 | 15 | 15 | 2.5 | N |  |  | OP | X | 12 | 1974 |  |  | Y | Commercial CHP | 5 | [11 empty] | N | N |  | OVER | [23 empty] | N | N | N | bar: X T T T to DFO BLQ BLQ BLQ; DFO NG NG NG
Vintage1993 | natural gas steam turbine | FALSE | 12436 | Michigan State University | 10328 | T B Simon Power Plant | MI | Ingham | GEN4 | Natural Gas Steam Turbine | ST |  | S | X | X |  |  | 21 | 0.85 | 21 | 21 | 5 | N |  |  | OP | X | 8 | 1993 |  |  | Y | Commercial CHP | 5 | [11 empty] | N | N |  | OVER | N | N |  |  | N | [18 empty] | N | N | N | bar: X T T T to DFO BLQ BLQ BLQ; DFO NG NG NG
Vintage2006 | natural gas steam turbine | FALSE | 12436 | Michigan State University | 10328 | T B Simon Power Plant | MI | Ingham | GEN5 | Natural Gas Steam Turbine | ST |  | S | X | X |  |  | 24 | 0.85 | 23.8 | 23.8 | 5 | N |  |  | OP | X | 5 | 2006 |  |  | Y | Commercial CHP | 5 | [11 empty] | N | N |  | OVER |  |  |  |  | N | [18 empty] | N | N | N | bar: X T T T to DFO BLQ BLQ BLQ; DFO NG NG NG
Vintage2006 | natural gas peaker | FALSE | 12436 | Michigan State University | 10328 | T B Simon Power Plant | MI | Ingham | GEN6 | Natural Gas Fired Combustion Turbine | GT |  | S | X | X |  |  | 14.3 | 0.85 | 12.6 | 14.3 | 9 | N |  |  | OP | X | 4 | 2006 |  |  | N | Commercial CHP | 5 | [11 empty] | N | N |  | 1H |  |  |  |  | N | [18 empty] | N | N | N | bar: X T T T to DFO BLQ BLQ BLQ
Vintage1989 | municipal solid waste | FALSE | 49846 | Covanta Honolulu Resource Recovery | 10334 | H Power | HI | Honolulu | GEN1 | Municipal Solid Waste | ST |  | W | X | X |  |  | 63.7 | 0.85 | 58 | 58 | 5 | N |  |  | OP | X | 11 | 1989 |  |  | N | Commercial Non-CHP | 4 | X T T T: X; DFO BLQ BLQ BLQ: MSW; DFO NG NG NG: DFO |  |  |  |  | N |  | OVER | [23 empty] | N | N | N
Vintage2013 | municipal solid waste | FALSE | 49846 | Covanta Honolulu Resource Recovery | 10334 | H Power | HI | Honolulu | GEN2 | Municipal Solid Waste | ST |  | W | X | X |  |  | 33.6 | 0.85 | 28 | 28 | 5 | N |  |  | OP | X | 2 | 2013 |  |  | N | Commercial Non-CHP | 4 | X T T T: X; DFO BLQ BLQ BLQ: MSW; DFO NG NG NG: DFO |  |  |  | N | N |  | OVER | [23 empty] | N | N | N
Vintage2020 | solar pv | FALSE | 49846 | Covanta Honolulu Resource Recovery | 10334 | H Power | HI | Honolulu | PV1 | Solar Photovoltaic | PV |  | W | X | X |  |  | 2.9 |  | 3.6 | 3.3 | 0.2 | N |  |  | OP | X | 6 | 2020 |  |  | N | Commercial Non-CHP | 4 | X T T T: X; DFO BLQ BLQ BLQ: SUN | [30 empty] | N
Vintage2002 | natural gas peaker | TRUE | 194 | Albuquerque City of | 10339 | Southside Water Reclamation Plant | NM | Bernalillo | GEN1 | Natural Gas Internal Combustion Engine | IC |  | S | X | X |  |  | 2.2 | 0.8 | 2.1 | 2.2 | 0 | N |  |  | OP | X | 11 | 2002 |  |  | Y | IPP CHP | 3 | X T T T: T; DFO BLQ BLQ BLQ: NG; DFO NG NG NG: OBG |  |  |  | N | N |  | 10M | [23 empty] | Y | N | N
Vintage2002 | natural gas peaker | TRUE | 194 | Albuquerque City of | 10339 | Southside Water Reclamation Plant | NM | Bernalillo | GEN2 | Natural Gas Internal Combustion Engine | IC |  | S | X | X |  |  | 2.2 | 0.8 | 2.1 | 2.2 | 0 | N |  |  | OP | X | 11 | 2002 |  |  | Y | IPP CHP | 3 | X T T T: T; DFO BLQ BLQ BLQ: NG; DFO NG NG NG: OBG |  |  |  | N | N |  | 10M | [23 empty] | Y | N | N
Vintage1987 | biomass | TRUE | 194 | Albuquerque City of | 10339 | Southside Water Reclamation Plant | NM | Bernalillo | GEN3 | Other Waste Biomass | IC |  | S | X | X |  |  | 1.1 | 0.8 | 1.1 | 1.1 | 0 | N |  |  | OP | X | 2 | 1987 |  |  | Y | IPP CHP | 3 | X T T T: T; DFO BLQ BLQ BLQ: OBG; DFO NG NG NG: NG |  |  |  | N | N |  | 10M | [23 empty] | Y | N | N
Vintage1987 | biomass | TRUE | 194 | Albuquerque City of | 10339 | Southside Water Reclamation Plant | NM | Bernalillo | GEN4 | Other Waste Biomass | IC |  | S | X | X |  |  | 1.1 | 0.8 | 1.1 | 1.1 | 0 | N |  |  | OP | X | 2 | 1987 |  |  | Y | IPP CHP | 3 | X T T T: T; DFO BLQ BLQ BLQ: OBG; DFO NG NG NG: NG |  |  |  | N | N |  | 10M | [23 empty] | Y | N
Vintage1987 | natural gas combined cycle | TRUE | 65130 | Tesoro Marketing & Refining Co. LLC (Martinez) | 10342 | Marathon Bay Area Cogen | CA | Contra Costa | TG1 | Natural Gas Fired Combined Cycle | CT | CC1 | W | X | N | FOSTERW_7_N004 | TH_NP15_GEN-APND | 40 | 0.85 | 35 | 37 | 29 | N |  |  | OP | X | 2 | 1987 |  |  | Y | IPP CHP | 3 | [11 empty] | N | N |  | 12H | [20 empty] | N |  |  | N | N | N | bar: X T T T to DFO BLQ BLQ BLQ
Vintage1987 | natural gas combined cycle | TRUE | 65130 | Tesoro Marketing & Refining Co. LLC (Martinez) | 10342 | Marathon Bay Area Cogen | CA | Contra Costa | TG2 | Natural Gas Fired Combined Cycle | CT | CC1 | W | X | N | FOSTERW_7_N004 | TH_NP15_GEN-APND | 40 | 0.85 | 35 | 37 | 29 | N |  |  | OP | X | 2 | 1987 |  |  | Y | IPP CHP | 3 | [11 empty] | N | N |  | 12H | [20 empty] | N |  |  | N | N | N | bar: X T T T to DFO BLQ BLQ BLQ
Vintage1987 | natural gas combined cycle | TRUE | 65130 | Tesoro Marketing & Refining Co. LLC (Martinez) | 10342 | Marathon Bay Area Cogen | CA | Contra Costa | TG3 | Natural Gas Fired Combined Cycle | CA | CC1 | W | N | X | FOSTERW_7_N004 | TH_np15_GEN-APND | 33.5 | 0.8 | 33.5 | 33.5 | 5 | N |  |  | OP | X | 2 | 1987 |  |  | Y | IPP CHP | 3 | [11 empty] | N | N |  | 12H | [20 empty] | N |  |  | N | N | N | bar: X T T T to DFO BLQ BLQ BLQ
Vintage1990 | hard coal | TRUE | 49889 | Mount Carmel Cogen Inc | 10343 | Foster Wheeler Mt Carmel Cogen | PA | Northumberland | TG1 | Conventional Steam Coal | ST |  | S | X | X |  |  | 47.3 | 1 | 43 | 40 | 28 | N |  |  | OP | X | 1 | 1990 |  |  | Y | IPP CHP | 3 | T | WC | NG | PG |  |  |  | NG |  |  |  | N | N |  | OVER | Y |  |  |  | Y | [18 empty] | Y | Y | N
Vintage1987 | biomass | TRUE | 8641 | Hillman Power Co | 10346 | Hillman Power LLC | MI | Montmorency | GEN1 | Wood/Wood Waste Biomass | ST |  | S | X | X |  |  | 22 | 0.85 | 17.7 | 18.1 | 8 | N |  |  | OP | X | 12 | 1987 |  |  | N | IPP Non-CHP | 2 | X | WDS | TDF | NG |  |  |  | NG |  |  |  | N | N |  | 1H | [23 empty] | Y | Y | N
Vintage1989 | natural gas peaker | TRUE | 59879 | Greenleaf Energy LLC | 10349 | Greenleaf 2 Power Plant | CA | Sutter | GEN1 | Natural Gas Fired Combustion Turbine | GT |  | S | X | X |  |  | 49.5 | 0.89 | 49.5 | 49.5 | 42 | N |  |  | OP | X | 10 | 1989 |  |  | Y | IPP CHP | 3 | [11 empty] | N | N |  | 12H | [23 empty] | N | N | N | bar: X T T T to DFO BLQ BLQ BLQ
Vintage1992 | biomass | TRUE | 57432 | ReEnergy Livermore Falls | 10354 | ReEnergy Livermore Falls | ME | Androscoggin | GEN1 | Wood/Wood Waste Biomass | ST |  | S | X | X | Maine | Maine | 39.6 | 0.9 | 38 | 38 | 18 | N |  |  | OP | X | 8 | 1992 |  |  | N | IPP Non-CHP | 2 | X T T T: X; DFO BLQ BLQ BLQ: WDS; DFO NG NG NG: WDS |  |  |  | N | N |  | 12H |  |  | N |  | N | [18 empty] | N | N
Vintage1963 | natural gas steam turbine | FALSE | 55919 | Georgia-Pacific Consumer Oper. Green Bay LLC | 10360 | Consumer Operations LLC | WI | Brown | GEN6 | Natural Gas Steam Turbine | ST |  | S | X | X |  |  | 18.7 | 0.85 | 18 | 18 | 2 | N |  |  | OP | X | 1 | 1963 |  |  | Y | Industrial CHP | 7 | [11 empty] | N | N |  | 12H | N | [22 empty] | N | N | N | bar: X T T T to DFO BLQ BLQ BLQ; DFO NG NG NG
Vintage1969 | natural gas steam turbine | FALSE | 55919 | Georgia-Pacific Consumer Oper. Green Bay LLC | 10360 | Consumer Operations LLC | WI | Brown | GEN7 | Natural Gas Steam Turbine | ST |  | S | X | X |  |  | 28.9 | 0.85 | 23 | 23 | 3 | N |  |  | OP | X | 1 | 1969 |  |  | Y | Industrial CHP | 7 | [11 empty] | N | N |  | 12H | N | [22 empty] | N | N | N | bar: X T T T to DFO BLQ BLQ BLQ; DFO NG NG NG
Vintage1986 | natural gas peaker | FALSE | 7127 | Georgia-Pacific Consr Prods LP-Savannah | 10361 | Savannah River Mill | GA | Effingham | GEN1 | Natural Gas Fired Combustion Turbine | GT |  | S | X | X |  |  | 25.2 | 0.8 | 21.4 | 24.7 | 2 | N |  |  | SB | Y | 12 | 1986 |  |  | Y | Industrial CHP | 7 | X T T T: T; DFO BLQ BLQ BLQ: NG; DFO NG NG NG: DFO |  |  |  | N | N |  | 1H | [23 empty] | Y | N | Y
Vintage1986 | natural gas peaker | FALSE | 7127 | Georgia-Pacific Consr Prods LP-Savannah | 10361 | Savannah River Mill | GA | Effingham | GEN2 | Natural Gas Fired Combustion Turbine | GT |  | S | X | X |  |  | 25.2 | 0.8 | 21.4 | 24.7 | 2 | N |  |  | OS | X | 12 | 1986 |  |  | Y | Industrial CHP | 7 | X T T T: T; DFO BLQ BLQ BLQ: NG; DFO NG NG NG: DFO |  |  |  | N | N |  | 1H | [23 empty] | Y | N | Y
Vintage1988 | petroleum | FALSE | 7127 | Georgia-Pacific Consr Prods LP-Savannah | 10361 | Savannah River Mill | GA | Effingham | GEN3 | Petroleum Coke | ST |  | S | X | X |  |  | 45 | 0.8 | 41.9 | 42.3 | 2 | N |  |  | OP | X | 2 | 1988 |  |  | Y | Industrial CHP | 7 | T | PC | BIT | WDS |  |  |  | DFO |  |  |  | N | N |  | 12H | Y |  |  |  | Y | [18 empty] | Y | Y | N
Vintage1989 | petroleum | FALSE | 7127 | Georgia-Pacific Consr Prods LP-Savannah | 10361 | Savannah River Mill | GA | Effingham | GEN4 | Petroleum Coke | ST |  | S | X | X |  |  | 45 | 0.8 | 41.9 | 42.3 | 2 | N |  |  | OP | X | 9 | 1989 |  |  | Y | Industrial CHP | 7 | T | PC | BIT | WDS |  |  |  | DFO |  |  |  | N | N |  | 12H | Y |  |  |  | Y | [18 empty] | Y | Y | N
Vintage1979 | natural gas steam turbine | FALSE | 6589 | Georgia-Pacific Consumer Operations LLC | 10362 | Georgia-Pacific Muskogee LLC | OK | Muskogee | GEN1 | Natural Gas Steam Turbine | ST |  | S | X | X |  |  | 25 | 0.8 | 11.6 | 15.2 | 3 | N |  |  | OP | X | 6 | 1979 |  |  | Y | Industrial CHP | 7 | T | NG | SUB | BIT |  |  |  | NG |  |  |  | N | N |  | 12H |  | Y |  |  | Y | [18 empty] | Y | N | N
Vintage1980 | natural gas steam turbine | FALSE | 6589 | Georgia-Pacific Consumer Operations LLC | 10362 | Georgia-Pacific Muskogee LLC | OK | Muskogee | GEN2 | Natural Gas Steam Turbine | ST |  | S | X | X |  |  | 44.5 | 0.8 | 21.6 | 22.4 | 5 | N |  |  | OP | X | 6 | 1980 |  |  | Y | Industrial CHP | 7 | T | NG | SUB | BIT |  |  |  | NG |  |  |  | N | N |  | 12H |  | Y |  |  | Y | [18 empty] | Y | N | N
Vintage1982 | natural gas steam turbine | FALSE | 6589 | Georgia-Pacific Consumer Operations LLC | 10362 | Georgia-Pacific Muskogee LLC | OK | Muskogee | GEN3 | Natural Gas Steam Turbine | ST |  | S | X | X |  |  | 44.5 | 0.8 | 34.3 | 33.8 | 5 | N |  |  | OP | X | 11 | 1982 |  |  | Y | Industrial CHP | 7 | T | NG | SUB | BIT |  |  |  | NG |  |  |  | N | N |  | 12H |  | Y |  |  | Y | [18 empty] | Y | N | N
Vintage1985 | biomass | TRUE | 59593 | NC Renewable Power - Lumberton LLC | 10382 | Lumberton | NC | Robeson | GEN1 | Wood/Wood Waste Biomass | ST |  | S | X | X |  |  | 34.7 | 0.85 | 34.7 | 34.7 | 5 | N |  |  | OP | X | 12 | 1985 |  |  | Y | IPP CHP | 3 | X T T T: B; DFO BLQ BLQ BLQ: WDS; DFO NG NG NG: OBS; DFO NG NG NG: DFO |  |  |  | N | N |  | 12H |  |  |  |  | N | [18 empty] | Y | Y | N
Vintage2011 | biomass | TRUE | 57223 | Sycamore Energy LLC | 10387 | Sycamore Energy LLC | CA | San Diego | 1A | Landfill Gas | GT |  | S | X | X |  |  | 1.2 | 0.98 | 1.2 | 1.2 | 0.9 | N |  |  | OP | X | 5 | 2011 |  |  | N | IPP Non-CHP | 2 | X T T T: X; DFO BLQ BLQ BLQ: LFG |  |  |  |  | N |  | 1H | [23 empty] | N
Vintage2011 | biomass | TRUE | 57223 | Sycamore Energy LLC | 10387 | Sycamore Energy LLC | CA | San Diego | 2A | Landfill Gas | GT |  | S | X | X |  |  | 1.2 | 0.98 | 1.2 | 1.2 | 0.9 | N |  |  | OP | X | 5 | 2011 |  |  | N | IPP Non-CHP | 2 | X T T T: X; DFO BLQ BLQ BLQ: LFG |  |  |  |  | N |  | 1H | [23 empty] | N
Vintage2004 | biomass | TRUE | 57223 | Sycamore Energy LLC | 10387 | Sycamore Energy LLC | CA | San Diego | 3 | Landfill Gas | GT |  | S | X | X |  |  | 3 | 0.98 | 2.8 | 3 | 2.4 | N |  |  | OP | X | 4 | 2004 |  |  | N | IPP Non-CHP | 2 | X T T T: X; DFO BLQ BLQ BLQ: LFG; DFO NG NG NG: PG |  |  |  | N | N |  | 1H | [23 empty] | N
Vintage1939 | other | FALSE | 56165 | Cleveland Cliffs | 10397 | Indiana Harbor West | IN | Lake | GEN5 | Other Gases | ST |  | W | X | X |  |  | 12.5 | 0.8 | 3.1 | 4.9 | 2 | N |  |  | SB | Y | 10 | 1939 |  |  | Y | Industrial CHP | 7 | X T T T: T; DFO BLQ BLQ BLQ: BFG; DFO NG NG NG: NG; DFO NG NG NG: NG |  |  |  | N | N |  | 12H | [23 empty] | N | N
Vintage1953 | other | FALSE | 56165 | Cleveland Cliffs | 10397 | Indiana Harbor West | IN | Lake | GEN6 | Other Gases | ST |  | W | X | X |  |  | 12.5 | 0.8 | 3.1 | 4.9 | 2 | N |  |  | SB | Y | 5 | 1953 |  |  | Y | Industrial CHP | 7 | X T T T: T; DFO BLQ BLQ BLQ: BFG; DFO NG NG NG: NG; DFO NG NG NG: NG |  |  |  | N |  |  | 12H | [23 empty] | N | N
Vintage1959 | other | FALSE | 56165 | Cleveland Cliffs | 10397 | Indiana Harbor West | IN | Lake | GEN7 | Other Gases | ST |  | W | X | X |  |  | 32 | 0.85 | 16 | 16 | 3 | N |  |  | OP | X | 5 | 1959 |  |  | Y | Industrial CHP | 7 | X T T T: B; DFO BLQ BLQ BLQ: BFG; DFO NG NG NG: NG; DFO NG NG NG: NG |  |  |  | N | N |  | 12H | [23 empty] | N | N
Vintage1961 | other | FALSE | 56165 | Cleveland Cliffs | 10397 | Indiana Harbor West | IN | Lake | GEN8 | Other Gases | ST |  | W | X | X |  |  | 40 | 0.85 | 24 | 29 | 4 | N |  |  | OP | X | 6 | 1961 |  |  | Y | Industrial CHP | 7 | X T T T: B; DFO BLQ BLQ BLQ: BFG; DFO NG NG NG: NG; DFO NG NG NG: NG |  |  |  | N | N |  | 12H | [23 empty] | N | N
Vintage2002 | other | FALSE | 56165 | Cleveland Cliffs | 10397 | Indiana Harbor West | IN | Lake | GEN9 | Other Gases | ST |  | W | X | X |  |  | 55 | 0.95 | 28 | 29 | 2 | N |  |  | OP | X | 11 | 2002 |  |  | Y | Industrial CHP | 7 | X T T T: B; DFO BLQ BLQ BLQ: BFG; DFO NG NG NG: NG; DFO NG NG NG: NG |  |  |  | N | N |  | 12H | [23 empty] | N | N
Vintage1965 | other | FALSE | 9454 | ArcelorMittal Cleveland Inc | 10398 | Arcelormittal Cleveland Inc | OH | Cuyahoga | GEN3 | Other Gases | ST |  | S | X | X | ATSI |  | 10 | 1 | 10 | 10 | 3 | N |  |  | OP | X | 1 | 1965 |  |  | Y | Industrial CHP | 7 | X T T T: B; DFO BLQ BLQ BLQ: BFG; DFO NG NG NG: NG; DFO NG NG NG: NG |  |  |  | N | N |  | 12H |  | N | [21 empty] | Y | Y | N
Vintage1965 | other | FALSE | 9454 | ArcelorMittal Cleveland Inc | 10398 | Arcelormittal Cleveland Inc | OH | Cuyahoga | GEN5 | Other Gases | ST |  | S | X | X | ATSI |  | 10 | 1 | 8 | 9 | 3 | N |  |  | OP | X | 1 | 1965 |  |  | Y | Industrial CHP | 7 | B | BFG | NG | RFO |  |  |  | NG |  |  |  | N | N |  | 12H |  | N | [21 empty] | Y | Y | N
Vintage1950 | other | FALSE | 9454 | ArcelorMittal Cleveland Inc | 10398 | Arcelormittal Cleveland Inc | OH | Cuyahoga | GENA | Other Gases | ST |  | S | X | X | ATSI |  | 15 | 1 | 12 | 14 | 3 | N |  |  | OS | X | 1 | 1950 |  |  | Y | Industrial CHP | 7 | T | BFG | NG | RFO |  |  |  | NG |  |  |  | N | N |  | 12H |  | N | [21 empty] | Y | Y | N
Vintage1965 | other | FALSE | 9454 | ArcelorMittal Cleveland Inc | 10398 | Arcelormittal Cleveland Inc | OH | Cuyahoga | GENB | Other Gases | ST |  | S | X | X | ATSI |  | 10 | 1 | 8 | 9 | 3 | N |  |  | OP | X | 1 | 1965 |  |  | Y | Industrial CHP | 7 | T | BFG | NG | RFO |  |  |  | NG |  |  |  | N | N |  | 12H |  | N | [21 empty] | Y | Y | N
Vintage2010 | other | FALSE | 9454 | ArcelorMittal Cleveland Inc | 10398 | Arcelormittal Cleveland Inc | OH | Cuyahoga | GENC | Other Gases | ST |  | S | X | X | ATSI |  | 22 | 1 | 22 | 22 | 4 | N |  |  | OP | X | 2 | 2010 |  |  | Y | Industrial CHP | 7 | T | BFG | NG | RFO |  |  |  | NG |  |  |  | N | N |  | 12H |  | N | [21 empty] | Y | Y | N
Vintage1990 | natural gas combined cycle | TRUE | 10337 | KES Kingsburg LP | 10405 | Kingsburg Cogen | CA | Fresno | GEN1 | Natural Gas Fired Combined Cycle | CT | CC1 | S | X | N | KINGSBUR_7_B1 | KINGSBUR_7_B1 | 23.1 | 0.9 | 22 | 23 | 18 | N |  |  | OP | X | 12 | 1990 |  |  | Y | IPP CHP | 3 | [11 empty] | N | N |  | 12H | [23 empty] | N | N | bar: X T T T to DFO BLQ BLQ BLQ
Vintage1990 | natural gas combined cycle | TRUE | 10337 | KES Kingsburg LP | 10405 | Kingsburg Cogen | CA | Fresno | GEN2 | Natural Gas Fired Combined Cycle | CA | CC1 | S | Y | X |  |  | 13.1 | 0.9 | 11.8 | 11.8 | 4 | N |  |  | OP | X | 12 | 1990 |  |  | Y | IPP CHP | 3 | [11 empty] | N | N |  | 12H | [23 empty] | N | N | bar: X T T T to DFO BLQ BLQ BLQ
Vintage2013 | natural gas peaker | FALSE | 3692 | Clark University | 10408 | Clark University | MA | Worcester | GEN2 | Natural Gas Internal Combustion Engine | IC |  | S | X | X |  |  | 2 | 0.8 | 2 | 2 | 1 | N |  |  | OP | X | 1 | 2013 |  |  | Y | Commercial CHP | 5 | [11 empty] | N | N |  | 1H | [23 empty] | N | N | N | bar: X T T T to DFO BLQ BLQ BLQ
Vintage2016 | hydro | FALSE | 11936 | McBryde Sugar Co Ltd | 10412 | Kalaheo Hydro | HI | Kauai | KPH1 | Conventional Hydroelectric | HY |  | S | X | X |  |  | 2 | 0.9 | 2 | 2 | 0.2 | N |  |  | OP | X | 9 | 2016 |  |  | N | Industrial Non-CHP | 6 | X T T T: X; DFO BLQ BLQ BLQ: WAT |  |  |  | N | N |  | 1H | [20 empty] | N |  |  | N | N | N
Vintage1906 | hydro | FALSE | 11936 | McBryde Sugar Co Ltd | 10413 | Wainiha Hydro | HI | Kauai | WAIA | Conventional Hydroelectric | HY |  | S | X | X |  |  | 1.8 | 0.8 | 1.7 | 1.7 | 0.2 | N |  |  | OP | X | 1 | 1906 |  |  | N | Industrial Non-CHP | 6 | X T T T: X; DFO BLQ BLQ BLQ: WAT |  |  |  | N |  | 0 | 10M | [23 empty] | N | N | N
Vintage1910 | hydro | FALSE | 11936 | McBryde Sugar Co Ltd | 10413 | Wainiha Hydro | HI | Kauai | WAIB | Conventional Hydroelectric | HY |  | S | X | X |  |  | 1.8 | 0.8 | 1.7 | 1.7 | 0.2 | N |  |  | OP | X | 1 | 1910 |  |  | N | Industrial Non-CHP | 6 | X T T T: X; DFO BLQ BLQ BLQ: WAT | [5 empty] | 0 | 10M | [20 empty] | N |  |  | N | N | N
Vintage1953 | natural gas steam turbine | FALSE | 56600 | Ascend Performance Materials LLC | 10416 | Pensacola Florida Plant | FL | Escambia | GEN1 | Natural Gas Steam Turbine | ST |  | S | X | X |  |  | 5 | 1 | 5 | 5 | 1 | N |  |  | OP | X | 9 | 1953 |  |  | Y | Industrial CHP | 7 | T | NG | WO | OG | RFO |  |  | NG |  |  |  | N | N |  | 12H | [23 empty] | Y | N | Y
Vintage1957 | natural gas steam turbine | FALSE | 56600 | Ascend Performance Materials LLC | 10416 | Pensacola Florida Plant | FL | Escambia | GEN2 | Natural Gas Steam Turbine | ST |  | S | X | X |  |  | 5 | 1 | 5 | 5 | 1 | N |  |  | OP | X | 1 | 1957 |  |  | Y | Industrial CHP | 7 | T | NG | WO | OG | RFO |  |  | NG |  |  |  | N | N |  | 12H | [23 empty] | Y | N | Y
Vintage1958 | natural gas steam turbine | FALSE | 56600 | Ascend Performance Materials LLC | 10416 | Pensacola Florida Plant | FL | Escambia | GEN3 | Natural Gas Steam Turbine | ST |  | S | X | X |  |  | 6 | 1 | 6 | 6 | 1 | N |  |  | OP | X | 3 | 1958 |  |  | Y | Industrial CHP | 7 | T | NG | WO | OG | RFO |  |  | NG |  |  |  | N | N |  | 12H | [23 empty] | Y | N | Y
Vintage1993 | natural gas peaker | FALSE | 56600 | Ascend Performance Materials LLC | 10416 | Pensacola Florida Plant | FL | Escambia | GEN4 | Natural Gas Fired Combustion Turbine | GT |  | S | X | X |  |  | 86 | 1 | 82 | 100 | 30 | N |  |  | OP | X | 8 | 1993 |  |  | Y | Industrial CHP | 7 | T | NG | OG | WO | RFO |  |  | NG |  |  |  | N | N |  | 12H | [20 empty] | Y | 11 | 2022 | N | N | N
Vintage1985 | natural gas steam turbine | FALSE | 39878 | Solutia Inc-Indian | 10417 | Indian Orchard Plant 1 | MA | Hampden | TG | Natural Gas Steam Turbine | ST |  | S | X | X |  |  | 5.7 | 0.8 | 3.2 | 4.1 | 1 | N |  |  | OP | X | 5 | 1985 |  |  | Y | Industrial CHP | 7 | X T T T: T; DFO BLQ BLQ BLQ: NG; DFO NG NG NG: PUR; DFO NG NG NG: NG |  |  |  | N | N |  | 12H |  |  |  |  | N | [18 empty] | N
Vintage1993 | natural gas steam turbine | FALSE | 56488 | Ascend Performance Materials | 10418 | Ascend Performance Materials Texas Inc. | TX | Brazoria | GEN1 | Natural Gas Steam Turbine | ST |  | S | X | X |  |  | 6 | 0.8 | 5.2 | 5.2 | 2.3 | N |  |  | OP | X | 6 | 1993 |  |  | Y | Industrial CHP | 7 | [11 empty] | N | N |  | OVER |  |  |  | N |  | N | N | [16 empty] | N | N | N | bar: X T T T to DFO BLQ BLQ BLQ; DFO NG NG NG
Vintage2000 | natural gas steam turbine | FALSE | 56488 | Ascend Performance Materials | 10418 | Ascend Performance Materials Texas Inc. | TX | Brazoria | GEN4 | Natural Gas Steam Turbine | ST |  | S | X | X |  |  | 46.1 | 0.8 | 42.5 | 42.5 | 8 | N |  |  | OP | X | 10 | 2000 |  |  | Y | Industrial CHP | 7 | [11 empty] | N | N |  | OVER |  |  |  | N | [19 empty] | N | N | N | bar: X T T T to DFO BLQ BLQ BLQ; DFO NG NG NG
Vintage1987 | hydro | TRUE | 5068 | Denver City & County of | 10421 | Dillon Hydro Plant | CO | Summit | GEN1 | Conventional Hydroelectric | HY |  | S | X | X |  |  | 1.8 | 0.95 | 1.8 | 1.8 | 0.8 | N |  |  | OP | X | 10 | 1987 |  |  | N | IPP Non-CHP | 2 | X T T T: X; DFO BLQ BLQ BLQ: WAT |  |  |  | N | N | 0 | 1H | [23 empty] | N
Vintage1959 | hydro | TRUE | 5068 | Denver City & County of | 10422 | Williams Fork Hydro Plant | CO | Grand | GEN1 | Conventional Hydroelectric | HY |  | S | X | X |  |  | 3 | 0.95 | 3 | 3 | 0.5 | N |  |  | OP | X | 7 | 1959 |  |  | N | IPP Non-CHP | 2 | X T T T: X; DFO BLQ BLQ BLQ: WAT |  |  |  | N | N | 0 | 10M | [23 empty] | N
Vintage2012 | hydro | TRUE | 5068 | Denver City & County of | 10422 | Williams Fork Hydro Plant | CO | Grand | GEN2 | Conventional Hydroelectric | HY |  | S | X | X |  |  | 0.5 | 0.95 | 0.5 | 0.5 | 0.5 | N |  |  | OP | X | 9 | 2012 |  |  | N | IPP Non-CHP | 2 | X T T T: X; DFO BLQ BLQ BLQ: WAT |  |  |  | N | N | 0 | 10M | N | [22 empty] | N
Vintage1988 | hydro | TRUE | 5068 | Denver City & County of | 10423 | North Fork Hydro Plant | CO | Park | GEN1 | Conventional Hydroelectric | HY |  | S | X | X |  |  | 5.5 | 0.9 | 5.5 | 5.5 | 0.8 | N |  |  | OA | X | 1 | 1988 |  |  | N | IPP Non-CHP | 2 | X T T T: X; DFO BLQ BLQ BLQ: WAT |  |  |  | N | N | 0 | 10M | [23 empty] | N
Vintage2007 | hydro | TRUE | 5068 | Denver City & County of | 10424 | Gross Hydro Plant | CO | Jefferson | GEN1 | Conventional Hydroelectric | HY |  | S | X | X |  |  | 7.8 | 0.9 | 7.8 | 7.8 | 0.7 | N |  |  | OP | X | 8 | 2007 |  |  | N | IPP Non-CHP | 2 | X T T T: X; DFO BLQ BLQ BLQ: WAT |  |  |  | N | N |  | 1H | [23 empty] | N
Vintage1967 | biomass | TRUE | 54745 | International Paper - Orange | 10425 | International Paper - Orange | TX | Orange | TG | Wood/Wood Waste Biomass | ST |  | W | X | X |  |  | 48 | 1 | 33.2 | 33.8 | 5 | N |  |  | OP | X | 11 | 1967 |  |  | Y | Industrial CHP | 7 | B | BLQ | NG | WDS | TDF |  |  | NG |  |  |  | N | N |  | 12H | N | N | N |  | N | N | N | [16 empty] | Y | N | N
Vintage1954 | biomass | TRUE | 23632 | Inland Paperboard - Rome Mill | 10426 | Inland Paperboard Packaging Rome | GA | Floyd | GEN2 | Wood/Wood Waste Biomass | ST |  | S | X | X |  |  | 5 | 0.8 | 5 | 5 | 5 | N |  |  | OP | X | 10 | 1954 |  |  | Y | Industrial CHP | 7 | T | BLQ | WDS | BIT | OTH |  |  | DFO | RFO | NG |  | N |  |  | 12H | Y | Y |  |  | Y | [18 empty] | N | N | N
Vintage1954 | biomass | TRUE | 23632 | Inland Paperboard - Rome Mill | 10426 | Inland Paperboard Packaging Rome | GA | Floyd | GEN3 | Wood/Wood Waste Biomass | ST |  | S | X | X |  |  | 5 | 0.8 | 5 | 5 | 5 | N |  |  | OP | X | 10 | 1954 |  |  | Y | Industrial CHP | 7 | T | BLQ | WDS | BIT | OTH |  |  | DFO | RFO | NG |  | N |  |  | 12H | Y | Y |  |  | Y | [18 empty] | N | N | N
Vintage1961 | biomass | TRUE | 23632 | Inland Paperboard - Rome Mill | 10426 | Inland Paperboard Packaging Rome | GA | Floyd | GEN4 | Wood/Wood Waste Biomass | ST |  | S | X | X |  |  | 22 | 0.85 | 20 | 20 | 20 | N |  |  | OP | X | 4 | 1961 |  |  | Y | Industrial CHP | 7 | T | BLQ | WDS | BIT | OTH |  |  | DFO | RFO | NG |  | N |  |  | 12H | Y | Y |  |  | Y | [18 empty] | N | N | N
Vintage1989 | biomass | TRUE | 23632 | Inland Paperboard - Rome Mill | 10426 | Inland Paperboard Packaging Rome | GA | Floyd | GEN5 | Wood/Wood Waste Biomass | ST |  | S | X | X |  |  | 38.4 | 0.85 | 31 | 30 | 30 | N |  |  | OP | X | 4 | 1989 |  |  | Y | Industrial CHP | 7 | T | BLQ | WDS | BIT | OTH |  |  | DFO | RFO | NG |  | N |  |  | 12H | Y | Y |  |  | Y | [18 empty] | N | N | N
Vintage2019 | natural gas peaker | FALSE | 22091 | New-Indy Ontario LLC | 10427 | New-Indy Ontario Mill | CA | San Bernardino | GEN2 | Natural Gas Fired Combustion Turbine | GT |  | S | X | X |  |  | 16.5 | 1 | 14.7 | 14.8 | 8 | N |  |  | OP | X | 11 | 2019 |  |  | N | Industrial Non-CHP | 6 | [11 empty] | N | N |  | 12H | [23 empty] | N | N | N | bar: X T T T to DFO BLQ BLQ BLQ
Vintage2019 | natural gas peaker | FALSE | 22091 | New-Indy Ontario LLC | 10427 | New-Indy Ontario Mill | CA | San Bernardino | GEN3 | Natural Gas Fired Combustion Turbine | GT |  | S | X | X |  |  | 16.5 | 1 | 14.7 | 14.8 | 8 | N |  |  | OP | X | 11 | 2019 |  |  | N | Industrial Non-CHP | 6 | [11 empty] | N | N |  | 12H | [23 empty] | N | N | N | bar: X T T T to DFO BLQ BLQ BLQ
Vintage1947 | natural gas steam turbine | FALSE | 623 | Anheuser-Busch Inc | 10430 | Anheuser-Busch St Louis | MO | St Louis City | GEN1 | Natural Gas Steam Turbine | ST |  | S | X | X |  |  | 11 | 0.98 | 11 | 11 | 2 | N |  |  | OP | X | 1 | 1947 |  |  | Y | Industrial CHP | 7 | X T T T: B; DFO BLQ BLQ BLQ: NG; DFO NG NG NG: OBG; DFO NG NG NG: OBG | NG |  |  | N | N |  | 12H |  | N | [21 empty] | Y | Y | N
Vintage1948 | natural gas steam turbine | FALSE | 623 | Anheuser-Busch Inc | 10430 | Anheuser-Busch St Louis | MO | St Louis City | GEN3 | Natural Gas Steam Turbine | ST |  | S | X | X |  |  | 11 | 0.98 | 11 | 11 | 2 | N |  |  | OP | X | 1 | 1948 |  |  | Y | Industrial CHP | 7 | X T T T: T; DFO BLQ BLQ BLQ: NG; DFO NG NG NG: OBG; DFO NG NG NG: OBG | NG |  |  | N | N |  | 12H |  | N | [21 empty] | Y | Y | N
Vintage1939 | natural gas steam turbine | FALSE | 623 | Anheuser-Busch Inc | 10430 | Anheuser-Busch St Louis | MO | St Louis City | GEN4 | Natural Gas Steam Turbine | ST |  | S | X | X |  |  | 4.1 | 0.98 | 4.1 | 4.1 | 0.5 | N |  |  | OS | X | 1 | 1939 |  |  | Y | Industrial CHP | 7 | X T T T: T; DFO BLQ BLQ BLQ: NG; DFO NG NG NG: OBG; DFO NG NG NG: OBG | NG |  |  | N | N |  | 12H |  | N | [21 empty] | Y | Y | N
Vintage1987 | natural gas peaker | FALSE | 623 | Anheuser-Busch Inc | 10431 | Anheuser-Busch Jacksonville | FL | Duval | GEN1 | Natural Gas Fired Combustion Turbine | GT |  | S | X | X |  |  | 8.7 | 0.8 | 8.7 | 8.7 | 1 | N |  |  | OP | X | 11 | 1987 |  |  | Y | Industrial CHP | 7 | [11 empty] | N | N |  | 12H | [23 empty] | N | N | N | bar: X T T T to DFO BLQ BLQ BLQ
Vintage1981 | other | FALSE | 9383 | Mosaic Fertilizer LLC | 10434 | Mosaic New Wales Operations | FL | Polk | TG1 | All Other | ST |  | S | X | X |  |  | 10 | 0.85 | 8 | 8 | 2 | N |  |  | OS | X | 8 | 1981 |  |  | Y | Industrial CHP | 7 | X T T T: B; DFO BLQ BLQ BLQ: WH; DFO NG NG NG: NG |  |  |  | N |  |  | OVER | [23 empty] | N | N
Vintage1984 | other | FALSE | 9383 | Mosaic Fertilizer LLC | 10434 | Mosaic New Wales Operations | FL | Polk | TG2 | All Other | ST |  | S | X | X |  |  | 58.5 | 0.85 | 48 | 48 | 2 | N |  |  | OP | X | 12 | 1984 |  |  | Y | Industrial CHP | 7 | X T T T: B; DFO BLQ BLQ BLQ: WH; DFO NG NG NG: NG |  |  |  | N |  |  | OVER | [23 empty] | N | N
Vintage1982 | other | FALSE | 9383 | Mosaic Fertilizer LLC | 10434 | Mosaic New Wales Operations | FL | Polk | TG3 | All Other | ST |  | S | X | X |  |  | 32 | 0.8 | 32 | 32 | 2 | N |  |  | OP | X | 12 | 1982 |  |  | Y | Industrial CHP | 7 | X T T T: B; DFO BLQ BLQ BLQ: WH; DFO NG NG NG: NG |  |  |  | N |  |  | OVER | [23 empty] | N | N
Vintage2014 | other | FALSE | 9383 | Mosaic Fertilizer LLC | 10434 | Mosaic New Wales Operations | FL | Polk | TG4 | All Other | ST |  | S | X | X |  |  | 35 | 0.85 | 24 | 24 | 3.5 | N |  |  | OP | X | 5 | 2014 |  |  | N | Industrial CHP | 7 | X T T T: X; DFO BLQ BLQ BLQ: WH; DFO NG NG NG: NG | [6 empty] | OVER | [23 empty] | N | N
Vintage1991 | municipal solid waste | TRUE | 49966 | Covanta Camden Energy Recovery Center | 10435 | Camden Resource Recovery Facility | NJ | Camden | TGA | Municipal Solid Waste | ST |  | S | X | X | CCRF | CCRF | 17.5 | 0.9 | 16.5 | 16.5 | 4 | N |  |  | OP | X | 3 | 1991 |  |  | N | IPP Non-CHP | 2 | X T T T: X; DFO BLQ BLQ BLQ: MSW; DFO NG NG NG: NG |  |  |  | N | N |  | OVER |  |  | N |  | N | [18 empty] | N | N | N
Vintage1991 | municipal solid waste | TRUE | 49966 | Covanta Camden Energy Recovery Center | 10435 | Camden Resource Recovery Facility | NJ | Camden | TGB | Municipal Solid Waste | ST |  | S | X | X | CCRF | CCRF | 17.5 | 0.9 | 16.5 | 16.5 | 4 | N |  |  | OP | X | 3 | 1991 |  |  | N | IPP Non-CHP | 2 | X T T T: X; DFO BLQ BLQ BLQ: MSW; DFO NG NG NG: NG |  |  |  | N | N |  | OVER |  |  | N |  | N | [18 empty] | N | N | N
Vintage1989 | natural gas peaker | FALSE | 6091 | Exxon Mobil Refining and Supply Co. | 10436 | ExxonMobil Baytown Refinery | TX | Harris | GT38 | Natural Gas Fired Combustion Turbine | GT |  | S | X | X | EXN_G8 | EXN_G8 | 45.7 | 0.85 | 31 | 35 | 18 | N |  |  | OP | X | 8 | 1989 |  |  | Y | Industrial CHP | 7 | [11 empty] | N | N |  | 12H | [23 empty] | N | N | N | bar: X T T T to DFO BLQ BLQ BLQ
Vintage1977 | natural gas peaker | FALSE | 6091 | Exxon Mobil Refining and Supply Co. | 10436 | ExxonMobil Baytown Refinery | TX | Harris | GT41 | Natural Gas Fired Combustion Turbine | GT |  | S | X | X | EXN_G9 | EXN_G9 | 27.6 | 0.8 | 18 | 24 | 16 | N |  |  | OP | X | 1 | 1977 |  |  | Y | Industrial CHP | 7 | [11 empty] | N | N |  | 12H | [23 empty] | N | N | N | bar: X T T T to DFO BLQ BLQ BLQ
Vintage1977 | natural gas peaker | FALSE | 6091 | Exxon Mobil Refining and Supply Co. | 10436 | ExxonMobil Baytown Refinery | TX | Harris | GT42 | Natural Gas Fired Combustion Turbine | GT |  | S | X | X | EXN_G10 | EXN_G10 | 27.6 | 0.8 | 18 | 24 | 16 | N |  |  | OP | X | 1 | 1977 |  |  | Y | Industrial CHP | 7 | [11 empty] | N | N |  | 12H | [23 empty] | N | N | N | bar: X T T T to DFO BLQ BLQ BLQ
Vintage1977 | natural gas peaker | FALSE | 6091 | Exxon Mobil Refining and Supply Co. | 10436 | ExxonMobil Baytown Refinery | TX | Harris | GT43 | Natural Gas Fired Combustion Turbine | GT |  | S | X | X | EXN_G11 | EXN_G11 | 27.6 | 0.8 | 18 | 24 | 16 | N |  |  | OP | X | 1 | 1977 |  |  | Y | Industrial CHP | 7 | [11 empty] | N | N |  | 12H | [23 empty] | N | N | N | bar: X T T T to DFO BLQ BLQ BLQ
Vintage1977 | natural gas peaker | FALSE | 6091 | Exxon Mobil Refining and Supply Co. | 10436 | ExxonMobil Baytown Refinery | TX | Harris | GT44 | Natural Gas Fired Combustion Turbine | GT |  | S | X | X | EXN_G12 | EXN_G12 | 27.6 | 0.8 | 18 | 24 | 16 | N |  |  | OP | X | 1 | 1977 |  |  | Y | Industrial CHP | 7 | [11 empty] | N | N |  | 12H | [23 empty] | N | N | N | bar: X T T T to DFO BLQ BLQ BLQ
Vintage1988 | natural gas peaker | FALSE | 6091 | Exxon Mobil Refining and Supply Co. | 10436 | ExxonMobil Baytown Refinery | TX | Harris | GT45 | Natural Gas Fired Combustion Turbine | GT |  | S | X | X | EXN_G13 | EXN_G13 | 45.7 | 0.85 | 31 | 35 | 18 | N |  |  | OP | X | 6 | 1988 |  |  | Y | Industrial CHP | 7 | [11 empty] | N | N |  | 12H | [23 empty] | N | N | N | bar: X T T T to DFO BLQ BLQ BLQ
Vintage1952 | other | FALSE | 6091 | Exxon Mobil Refining and Supply Co. | 10436 | ExxonMobil Baytown Refinery | TX | Harris | ST34 | All Other | ST |  | S | X | X | EXN_G15 | EXN_G15 | 7.5 | 0.85 | 7.5 | 7.5 | 0.5 | N |  |  | OP | X | 1 | 1952 |  |  | N | Industrial CHP | 7 | [11 empty] | N | N |  | 12H | [23 empty] | N | N | N | bar: X T T T to DFO BLQ BLQ BLQ; DFO NG NG NG
Vintage2017 | solar pv | TRUE | 60246 | Sunray Energy 2, LLC | 10437 | Sunray 2 | CA | San Bernardino | SUN2 | Solar Photovoltaic | PV |  | W | X | X |  |  | 20 |  | 20 | 18.5 |  | N |  |  | OP | X | 6 | 2017 |  |  | N | IPP Non-CHP | 2 | X T T T: X; DFO BLQ BLQ BLQ: SUN |  |  |  | N | [26 empty] | N
Vintage2017 | solar pv | TRUE | 60247 | Sunray Energy 3 LLC | 10438 | Sunray 3 | CA | San Bernardino | SUN3 | Solar Photovoltaic | PV |  | W | X | X |  |  | 13.8 |  | 13.8 | 13 |  | N |  |  | OP | X | 6 | 2017 |  |  | N | IPP Non-CHP | 2 | X T T T: X; DFO BLQ BLQ BLQ: SUN | [30 empty] | N
Vintage1990 | solar thermal | TRUE | 61950 | Terra-Gen Operating Co-Solar | 10446 | SEGS IX | CA | San Bernardino | GEN1 | Solar Thermal without Energy Storage | ST |  | S | X | X |  |  | 92 | 0.85 | 88 | 64 | 7 | N |  |  | OP | X | 9 | 1990 |  |  | N | IPP Non-CHP | 2 | X T T T: X; DFO BLQ BLQ BLQ: SUN; DFO NG NG NG: NG; DFO NG NG NG: SUN |  |  |  | N | N | 0 | 1H | [20 empty] | N |  |  | N | N | N
Vintage1986 | hydro | TRUE | 58149 | Renewable World Energies LLC | 10453 | LAC Courte Oreilles Hydroelect | WI | Sawyer | U1 | Conventional Hydroelectric | HY |  | S | X | X |  |  | 0.2 | 0.8 | 0.2 | 0.2 | 0 | N |  |  | OP | X | 12 | 1986 |  |  | N | IPP Non-CHP | 2 | X T T T: X; DFO BLQ BLQ BLQ: WAT | [5 empty] | 0 | 10M | [23 empty] | N
Vintage1986 | hydro | TRUE | 58149 | Renewable World Energies LLC | 10453 | LAC Courte Oreilles Hydroelect | WI | Sawyer | U2 | Conventional Hydroelectric | HY |  | S | X | X |  |  | 1.6 | 0.8 | 1.5 | 1.5 | 0.3 | N |  |  | OP | X | 12 | 1986 |  |  | N | IPP Non-CHP | 2 | X T T T: X; DFO BLQ BLQ BLQ: WAT | [5 empty] | 0 | 10M | [23 empty] | N
Vintage1986 | hydro | TRUE | 58149 | Renewable World Energies LLC | 10453 | LAC Courte Oreilles Hydroelect | WI | Sawyer | U3 | Conventional Hydroelectric | HY |  | S | X | X |  |  | 1.6 | 0.8 | 1.5 | 1.5 | 0.3 | N |  |  | OP | X | 12 | 1986 |  |  | N | IPP Non-CHP | 2 | X T T T: X; DFO BLQ BLQ BLQ: WAT | [5 empty] | 0 | 10M | [23 empty] | N
Vintage1988 | hydro | TRUE | 63235 | Brookfield Renewable Trading and Marketing LP | 10458 | Muck Valley Hydroelectric | CA | Lassen | GEN1 | Conventional Hydroelectric | HY |  | W | X | X |  |  | 29.9 | 1 | 29.9 | 29.9 | 1 | N |  |  | OP | X | 12 | 1988 |  |  | N | IPP Non-CHP | 2 | X T T T: X; DFO BLQ BLQ BLQ: WAT |  |  |  | N |  | 0 | 1H
Vintage1989 | biomass | TRUE | 1746 | Black River Generation LLC | 10464 | ReEnergy Black River | NY | Jefferson | GEN1 | Wood/Wood Waste Biomass | ST |  | S | X | X |  |  | 55.5 | 0.95 | 55 | 56 | 15 | N |  |  | OP | X | 6 | 1989 |  |  | N | IPP Non-CHP | 2 | X | WDS | TDF | DFO |  |  |  | DFO | JF |  |  | N | N |  | 12H | N |  |  |  | N | [18 empty] | Y | Y | N
Vintage1987 | hydro | TRUE | 55754 | Boralex Hydro Operations Inc | 10467 | Fourth Branch Hydroelectric Facility | NY | Saratoga | 1 | Conventional Hydroelectric | HY |  | W | X | X | F | F | 3.3 | 0.95 | 3.3 | 3.3 | 0.1 | N |  |  | OP | X | 12 | 1987 |  |  | N | IPP Non-CHP | 2 | X T T T: X; DFO BLQ BLQ BLQ: WAT |  |  |  | N | N | 0 | 10M | [23 empty] | N
Vintage1986 | biomass | TRUE | 11217 | Los Angeles County Sanitation | 10472 | Puente Hills Energy Recovery | CA | Los Angeles | GEN1 | Landfill Gas | ST |  | S | X | X |  |  | 50 | 0.9 | 45 | 45 | 13 | N |  |  | OP | X | 10 | 1986 |  |  | N | Commercial Non-CHP | 4 | X T T T: X; DFO BLQ BLQ BLQ: LFG; DFO NG NG NG: WO |  |  |  | N | N |  | 12H | [23 empty] | N | N | N
Vintage1981 | other | FALSE | 56150 | ArcelorMittal USA Inc | 10475 | Expander Turbine | IN | Lake | 16TG | Other Gases | OT |  | S | X | X |  |  | 20 | 1 | 18.8 | 18.8 | 5 | N |  |  | OP | X | 5 | 1981 |  |  | N | Industrial Non-CHP | 6 | X T T T: X; DFO BLQ BLQ BLQ: BFG |  |  |  | N | N |  | 12H | [23 empty] | N | N | N
Vintage1968 | biomass | TRUE | 55965 | Verso Corporation | 10477 | Wisconsin Rapids Pulp Mill | WI | Wood | GEN1 | Wood/Wood Waste Biomass | ST |  | S | X | X |  |  | 32 | 0.85 | 27.2 | 32 | 27.2 | N |  |  | OS | X | 9 | 1968 |  |  | Y | Industrial CHP | 7 | T | BLQ | SUB | NG | WDS | OBL |  | NG |  |  |  | N |  |  | 12H | Y |  |  |  | Y | [18 empty] | Y | Y
Vintage1991 | biomass | TRUE | 55965 | Verso Corporation | 10477 | Wisconsin Rapids Pulp Mill | WI | Wood | GEN2 | Wood/Wood Waste Biomass | ST |  | S | X | X |  |  | 40.3 | 0.85 | 37.5 | 40.3 | 37.5 | N |  |  | OS | X | 9 | 1991 |  |  | Y | Industrial CHP | 7 | T | BLQ | SUB | NG | WDS | OBL |  | NG |  |  |  | N |  |  | 12H | Y |  |  |  | Y | [18 empty] | Y | Y
Vintage1990 | geothermal | TRUE | 34691 | Ormat Nevada Inc | 10479 | Mammoth G3 | CA | Mono | T101 | Geothermal | BT |  | W | X | X |  |  | 5 | 0.8 | 3.3 | 5 | 3.3 | N |  |  | OP | X | 12 | 1990 |  |  | N | IPP Non-CHP | 2 | X T T T: X; DFO BLQ BLQ BLQ: GEO | [6 empty] | OVER | [23 empty] | N
Vintage1990 | geothermal | TRUE | 34691 | Ormat Nevada Inc | 10479 | Mammoth G3 | CA | Mono | T102 | Geothermal | BT |  | W | X | X |  |  | 5 | 0.8 | 3.3 | 5 | 3.3 | N |  |  | OP | X | 12 | 1990 |  |  | N | IPP Non-CHP | 2 | X T T T: X; DFO BLQ BLQ BLQ: GEO | [6 empty] | OVER | [23 empty] | N
Vintage1990 | geothermal | TRUE | 34691 | Ormat Nevada Inc | 10479 | Mammoth G3 | CA | Mono | T103 | Geothermal | BT |  | W | X | X |  |  | 5 | 0.8 | 3.3 | 5 | 3.3 | N |  |  | OP | X | 12 | 1990 |  |  | N | IPP Non-CHP | 2 | X T T T: X; DFO BLQ BLQ BLQ: GEO | [6 empty] | OVER | [23 empty] | N
Vintage1984 | geothermal | TRUE | 34691 | Ormat Nevada Inc | 10480 | Mammoth G1 | CA | Mono | GEN1 | Geothermal | BT |  | W | X | X |  |  | 5 | 0.8 | 3.3 | 5 | 3.3 | N |  |  | OP | X | 12 | 1984 |  |  | N | IPP Non-CHP | 2 | X T T T: X; DFO BLQ BLQ BLQ: GEO |  |  |  | N |  |  | OVER | [23 empty] | N
Vintage1984 | geothermal | TRUE | 34691 | Ormat Nevada Inc | 10480 | Mammoth G1 | CA | Mono | GEN2 | Geothermal | BT |  | W | X | X |  |  | 5 | 0.8 | 3.3 | 5 | 3.3 | N |  |  | OP | X | 12 | 1984 |  |  | N | IPP Non-CHP | 2 | X T T T: X; DFO BLQ BLQ BLQ: GEO |  |  |  | N |  |  | OVER | [23 empty] | N
Vintage1990 | geothermal | TRUE | 34691 | Ormat Nevada Inc | 10481 | Mammoth G2 | CA | Mono | 1 | Geothermal | BT |  | W | X | X |  |  | 5 | 0.8 | 3.3 | 5 | 3.3 | N |  |  | OP | X | 12 | 1990 |  |  | N | IPP Non-CHP | 2 | X T T T: X; DFO BLQ BLQ BLQ: GEO |  |  |  | N |  |  | OVER | [23 empty] | N
Vintage1990 | geothermal | TRUE | 34691 | Ormat Nevada Inc | 10481 | Mammoth G2 | CA | Mono | 2 | Geothermal | BT |  | W | X | X |  |  | 5 | 0.8 | 3.3 | 5 | 3.3 | N |  |  | OP | X | 12 | 1990 |  |  | N | IPP Non-CHP | 2 | X T T T: X; DFO BLQ BLQ BLQ: GEO |  |  |  | N |  |  | OVER | [23 empty] | N
Vintage1990 | geothermal | TRUE | 34691 | Ormat Nevada Inc | 10481 | Mammoth G2 | CA | Mono | 3 | Geothermal | BT |  | W | X | X |  |  | 5 | 0.8 | 3.3 | 5 | 3.3 | N |  |  | OP | X | 12 | 1990 |  |  | N | IPP Non-CHP | 2 | X T T T: X; DFO BLQ BLQ BLQ: GEO |  |  |  | N |  |  | OVER | [23 empty] | N
Vintage2015 | biomass | TRUE | 1991 | Boise White Paper LLC | 10486 | Boise Cascade International Falls | MN | Koochiching | GEN 6 | Wood/Wood Waste Biomass | ST |  | S | X | X |  |  | 52.3 | 0.8 | 40 | 40 | 1 | N |  |  | OP | X | 10 | 2015 |  |  | Y | Industrial CHP | 7 | T | BLQ | NG | WDS | SLW |  |  | NG |  |  |  | N | N |  | OVER |  |  |  |  | N | [18 empty] | Y | Y | N
Vintage1946 | hydro | FALSE | 1991 | Boise White Paper LLC | 10487 | International Falls Power | MN | Koochiching | GEN1 | Conventional Hydroelectric | HY |  | S | X | X |  |  | 2.2 | 0.8 | 2.2 | 2.2 | 0 | N |  |  | OP | X | 1 | 1946 |  |  | N | Industrial Non-CHP | 6 | X T T T: X; DFO BLQ BLQ BLQ: WAT |  |  |  | N |  | 0 | 12H | [23 empty] | N
Vintage1946 | hydro | FALSE | 1991 | Boise White Paper LLC | 10487 | International Falls Power | MN | Koochiching | GEN2 | Conventional Hydroelectric | HY |  | S | X | X |  |  | 2.2 | 0.8 | 2.2 | 2.2 | 0 | N |  |  | OP | X | 1 | 1946 |  |  | N | Industrial Non-CHP | 6 | X T T T: X; DFO BLQ BLQ BLQ: WAT |  |  |  | N |  | 0 | 12H | [23 empty] | N
Vintage1946 | hydro | FALSE | 1991 | Boise White Paper LLC | 10487 | International Falls Power | MN | Koochiching | GEN3 | Conventional Hydroelectric | HY |  | S | X | X |  |  | 2.2 | 0.8 | 2.2 | 2.2 | 0 | N |  |  | OP | X | 1 | 1946 |  |  | N | Industrial Non-CHP | 6 | X T T T: X; DFO BLQ BLQ BLQ: WAT |  |  |  | N |  | 0 | 12H | [23 empty] | N
Vintage1946 | hydro | FALSE | 1991 | Boise White Paper LLC | 10487 | International Falls Power | MN | Koochiching | GEN4 | Conventional Hydroelectric | HY |  | S | X | X |  |  | 2.2 | 0.8 | 2.2 | 2.2 | 0 | N |  |  | OP | X | 1 | 1946 |  |  | N | Industrial Non-CHP | 6 | X T T T: X; DFO BLQ BLQ BLQ: WAT |  |  |  | N |  | 0 | 12H | [23 empty] | N
Vintage1946 | hydro | FALSE | 1991 | Boise White Paper LLC | 10487 | International Falls Power | MN | Koochiching | GEN5 | Conventional Hydroelectric | HY |  | S | X | X |  |  | 2.2 | 0.8 | 2.2 | 2.2 | 0 | N |  |  | OP | X | 1 | 1946 |  |  | N | Industrial Non-CHP | 6 | X T T T: X; DFO BLQ BLQ BLQ: WAT |  |  |  | N |  | 0 | 12H | [23 empty] | N
Vintage1924 | hydro | FALSE | 1991 | Boise White Paper LLC | 10487 | International Falls Power | MN | Koochiching | GEN6 | Conventional Hydroelectric | HY |  | S | X | X |  |  | 1.6 | 0.8 | 1.6 | 1.6 | 0 | N |  |  | OP | X | 1 | 1924 |  |  | N | Industrial Non-CHP | 6 | X T T T: X; DFO BLQ BLQ BLQ: WAT |  |  |  | N |  | 0 | 12H | [23 empty] | N
Vintage1924 | hydro | FALSE | 1991 | Boise White Paper LLC | 10487 | International Falls Power | MN | Koochiching | GEN7 | Conventional Hydroelectric | HY |  | S | X | X |  |  | 1.6 | 0.8 | 1.6 | 1.6 | 0 | N |  |  | OP | X | 1 | 1924 |  |  | N | Industrial Non-CHP | 6 | X T T T: X; DFO BLQ BLQ BLQ: WAT |  |  |  | N |  | 0 | 12H | [23 empty] | N
Vintage1969 | biomass | TRUE | 1924 | Packaging Corporation of America | 10488 | DeRidder Mill | LA | Beauregard | TG | Wood/Wood Waste Biomass | ST |  | S | X | X |  |  | 61.5 | 0.95 | 61.5 | 61.5 | 16 | N |  |  | OP | X | 10 | 1969 |  |  | Y | Industrial CHP | 7 | T | BLQ | NG | WDS |  |  |  | NG |  |  |  | N | N |  | OVER | [23 empty] | Y | Y | N
Vintage1985 | hydro | TRUE | 57280 | Eagle Creek Renewable Energy, LLC | 10490 | Upper Beaver Falls Project | NY | Lewis | 1G | Conventional Hydroelectric | HY |  | W | X | X | 23633 |  | 1.5 | 0.8 | 1.5 | 1.5 | 0.3 | N |  |  | OP | X | 1 | 1985 |  |  | N | IPP Non-CHP | 2 | X T T T: X; DFO BLQ BLQ BLQ: WAT | [6 empty] | 10M
Vintage1954 | natural gas steam turbine | FALSE | 61813 | ND Paper, Inc. | 10491 | Mead Rumford Cogen | ME | Oxford | 3STG | Natural Gas Steam Turbine | ST |  | S | X | X | NPCC/ISONewEngland/Catalyst345 | NPCC/ISONewEngland/Catalyst345 | 12.5 | 0.85 | 12.5 | 12.5 | 12.5 | N |  |  | OS | X | 10 | 1954 |  |  | Y | Industrial CHP | 7 | X T T T: T; DFO BLQ BLQ BLQ: NG; DFO NG NG NG: RFO; DFO NG NG NG: RFO |  |  |  | N | N |  | 12H |  |  |  |  | N | [18 empty] | Y | Y | Y
Vintage1918 | hydro | TRUE | 50083 | Brookfield Power New England | 10493 | Rumford Falls Hydro Facility | ME | Oxford | GEN1 | Conventional Hydroelectric | HY |  | S | X | X |  |  | 8.1 | 0.9 | 8.1 | 8.1 | 4 | N |  |  | OP | X | 1 | 1918 |  |  | N | IPP Non-CHP | 2 | X T T T: X; DFO BLQ BLQ BLQ: WAT |  |  |  | N |  | 0 | 1H | [23 empty] | N
Vintage1918 | hydro | TRUE | 50083 | Brookfield Power New England | 10493 | Rumford Falls Hydro Facility | ME | Oxford | GEN2 | Conventional Hydroelectric | HY |  | S | X | X |  |  | 8.1 | 0.9 | 8.1 | 8.1 | 4 | N |  |  | OP | X | 1 | 1918 |  |  | N | IPP Non-CHP | 2 | X T T T: X; DFO BLQ BLQ BLQ: WAT | [5 empty] | 0 | 1H | [23 empty] | N
Vintage1926 | hydro | TRUE | 50083 | Brookfield Power New England | 10493 | Rumford Falls Hydro Facility | ME | Oxford | GEN3 | Conventional Hydroelectric | HY |  | S | X | X |  |  | 8.8 | 0.9 | 8.8 | 8.8 | 8 | N |  |  | OP | X | 1 | 1926 |  |  | N | IPP Non-CHP | 2 | X T T T: X; DFO BLQ BLQ BLQ: WAT | [5 empty] | 0 | 1H | [23 empty] | N
Vintage1950 | hydro | TRUE | 50083 | Brookfield Power New England | 10493 | Rumford Falls Hydro Facility | ME | Oxford | GEN4 | Conventional Hydroelectric | HY |  | S | X | X |  |  | 4.3 | 0.9 | 4.3 | 4.3 | 2 | N |  |  | SB | N | 1 | 1950 |  |  | N | IPP Non-CHP | 2 | X T T T: X; DFO BLQ BLQ BLQ: WAT |  |  |  | N |  | 0 | 1H | [23 empty] | N
Vintage1954 | hydro | TRUE | 50083 | Brookfield Power New England | 10493 | Rumford Falls Hydro Facility | ME | Oxford | GEN5 | Conventional Hydroelectric | HY |  | S | X | X |  |  | 7.6 | 0.9 | 7.6 | 7.6 | 3.5 | N |  |  | OP | X | 10 | 1954 |  |  | N | IPP Non-CHP | 2 | X T T T: X; DFO BLQ BLQ BLQ: WAT |  |  |  | N |  |  | 1H | [23 empty] | N
Vintage1954 | hydro | TRUE | 50083 | Brookfield Power New England | 10493 | Rumford Falls Hydro Facility | ME | Oxford | GEN6 | Conventional Hydroelectric | HY |  | S | X | X |  |  | 7.6 | 0.9 | 7.6 | 7.6 | 3.5 | N |  |  | OP | X | 10 | 1954 |  |  | N | IPP Non-CHP | 2 | X T T T: X; DFO BLQ BLQ BLQ: WAT |  |  |  | N |  | 0 | 1H | [23 empty] | N
Vintage1988 | hydro | TRUE | 64078 | Central Rivers Power US, LLC | 10494 | Sheldon Springs Hydroelectric | VT | Franklin | IG-1 | Conventional Hydroelectric | HY |  | S | X | X |  |  | 1.8 | 1 | 1.7 | 1.7 | 0.1 | N |  |  | OP | X | 7 | 1988 |  |  | N | IPP Non-CHP | 2 | X T T T: X; DFO BLQ BLQ BLQ: WAT | [6 empty] | 10M
Vintage1988 | hydro | TRUE | 64078 | Central Rivers Power US, LLC | 10494 | Sheldon Springs Hydroelectric | VT | Franklin | IG-2 | Conventional Hydroelectric | HY |  | S | X | X |  |  | 1.8 | 1 | 1.7 | 1.7 | 0.1 | N |  |  | OP | X | 7 | 1988 |  |  | N | IPP Non-CHP | 2 | X T T T: X; DFO BLQ BLQ BLQ: WAT | [6 empty] | 10M
Vintage1988 | hydro | TRUE | 64078 | Central Rivers Power US, LLC | 10494 | Sheldon Springs Hydroelectric | VT | Franklin | IG-3 | Conventional Hydroelectric | HY |  | S | X | X |  |  | 0.2 | 1 | 0.2 | 0.2 | 0.1 | N |  |  | OP | X | 7 | 1988 |  |  | N | IPP Non-CHP | 2 | X T T T: X; DFO BLQ BLQ BLQ: WAT | [6 empty] | 10M
Vintage1988 | hydro | TRUE | 64078 | Central Rivers Power US, LLC | 10494 | Sheldon Springs Hydroelectric | VT | Franklin | SG-1 | Conventional Hydroelectric | HY |  | S | X | X |  |  | 10.2 | 1 | 9.7 | 9.4 | 0.1 | N |  |  | OP | X | 7 | 1988 |  |  | N | IPP Non-CHP | 2 | X T T T: X; DFO BLQ BLQ BLQ: WAT | [6 empty] | 10M
Vintage1988 | hydro | TRUE | 64078 | Central Rivers Power US, LLC | 10494 | Sheldon Springs Hydroelectric | VT | Franklin | SG-2 | Conventional Hydroelectric | HY |  | S | X | X |  |  | 10.2 | 1 | 9.7 | 9.4 | 1 | N |  |  | OP | X | 7 | 1988 |  |  | N | IPP Non-CHP | 2 | X T T T: X; DFO BLQ BLQ BLQ: WAT | [6 empty] | 10M
Vintage1988 | hydro | TRUE | 64078 | Central Rivers Power US, LLC | 10494 | Sheldon Springs Hydroelectric | VT | Franklin | SG-3 | Conventional Hydroelectric | HY |  | S | X | X |  |  | 1 | 1 | 1 | 0.9 | 1 | N |  |  | OP | X | 7 | 1988 |  |  | N | IPP Non-CHP | 2 | X T T T: X; DFO BLQ BLQ BLQ: WAT | [6 empty] | 10M
Vintage1990 | biomass | TRUE | 61813 | ND Paper, Inc. | 10495 | Rumford Cogeneration | ME | Oxford | GEN1 | Wood/Wood Waste Biomass | ST |  | S | X | X | NPCC/ISO New England/345 Catalyst 115 | NPCC/ISO New England/345 Catalyst 11 | 102.6 | 0.89 | 85 | 95 | 5 | N |  |  | OP | X | 1 | 1990 |  |  | Y | IPP CHP | 3 | T | BLQ | WDS | TDF | BIT | SLW |  | RFO |  |  |  | N | N |  | 12H | Y |  |  |  | Y | N | [17 empty] | Y | Y | N
Vintage1985 | natural gas peaker | TRUE | 10203 | Kern River Cogeneration Co | 10496 | Kern River Cogeneration | CA | Kern | GTAG | Natural Gas Fired Combustion Turbine | GT |  | S | X | X |  |  | 75 | 1 | 72 | 77 | 70 | N |  |  | OP | X | 7 | 1985 |  |  | Y | IPP CHP | 3 | [14 empty] | 1H | [23 empty] | N | N | N | bar: X T T T to DFO BLQ BLQ BLQ
Vintage1985 | natural gas peaker | TRUE | 10203 | Kern River Cogeneration Co | 10496 | Kern River Cogeneration | CA | Kern | GTBG | Natural Gas Fired Combustion Turbine | GT |  | S | X | X |  |  | 75 | 1 | 72 | 77 | 70 | N |  |  | OP | X | 7 | 1985 |  |  | Y | IPP CHP | 3 | [14 empty] | 1H | [23 empty] | N | N | N | bar: X T T T to DFO BLQ BLQ BLQ
Vintage1985 | natural gas peaker | TRUE | 10203 | Kern River Cogeneration Co | 10496 | Kern River Cogeneration | CA | Kern | GTCG | Natural Gas Fired Combustion Turbine | GT |  | S | X | X |  |  | 75 | 1 | 72 | 77 | 70 | N |  |  | OP | X | 7 | 1985 |  |  | Y | IPP CHP | 3 | [14 empty] | 1H | [23 empty] | N | N | N | bar: X T T T to DFO BLQ BLQ BLQ
Vintage1985 | natural gas peaker | TRUE | 10203 | Kern River Cogeneration Co | 10496 | Kern River Cogeneration | CA | Kern | GTDG | Natural Gas Fired Combustion Turbine | GT |  | S | X | X |  |  | 75 | 1 | 72 | 77 | 70 | N |  |  | OP | X | 7 | 1985 |  |  | Y | IPP CHP | 3 | [14 empty] | 1H | [23 empty] | N | N | N | bar: X T T T to DFO BLQ BLQ BLQ
Vintage1989 | natural gas peaker | TRUE | 12449 | Mid Set Cogeneration Co | 10501 | Mid-Set Cogeneration | CA | Kern | K100 | Natural Gas Fired Combustion Turbine | GT |  | W | X | X |  |  | 39.1 | 1 | 36 | 34 | 36 | N |  |  | OS | X | 4 | 1989 |  |  | Y | IPP CHP | 3 | [14 empty] | 10M | [23 empty] | N | bar: X T T T to DFO BLQ BLQ BLQ
Vintage1991 | municipal solid waste | TRUE | 20541 | Wheelabrator Environmental Systems | 10503 | Wheelabrator Hudson Falls | NY | Washington | GEN1 | Municipal Solid Waste | ST |  | S | X | X |  |  | 14.4 | 0.9 | 11.5 | 11.5 | 2 | N |  |  | OP | X | 11 | 1991 |  |  | N | IPP Non-CHP | 2 | X T T T: X; DFO BLQ BLQ BLQ: MSW; DFO NG NG NG: NG | WO |  |  | N | N |  | 12H |  |  | N |  | N | [18 empty] | N | N | N
Vintage1948 | natural gas steam turbine | FALSE | 450 | The Amalgamated Sugar Co | 10504 | Amalgamated Sugar Twin Falls | ID | Twin Falls | 1500 | Natural Gas Steam Turbine | ST |  | S | X | X |  |  | 1.5 | 0.8 | 1.2 | 1.2 | 0.2 | N |  |  | OP | X | 12 | 1948 |  |  | Y | Industrial CHP | 7 | T | NG | BIT | SUB |  |  |  | NG |  |  |  | N | N |  | 12H | N | Y |  |  | Y | [18 empty] | Y | N | N
Vintage1948 | natural gas steam turbine | FALSE | 450 | The Amalgamated Sugar Co | 10504 | Amalgamated Sugar Twin Falls | ID | Twin Falls | 2500 | Natural Gas Steam Turbine | ST |  | S | X | X |  |  | 2.5 | 0.8 | 2.3 | 2.3 | 0.2 | N |  |  | OP | X | 12 | 1948 |  |  | Y | Industrial CHP | 7 | T | NG | BIT | SUB |  |  |  | NG |  |  |  | N | N |  | 12H |  | Y |  |  | Y | [18 empty] | Y | N | N
Vintage1994 | hard coal | FALSE | 450 | The Amalgamated Sugar Co | 10504 | Amalgamated Sugar Twin Falls | ID | Twin Falls | 4000 | Conventional Steam Coal | ST |  | S | X | X |  |  | 6.2 | 0.8 | 5 | 5 | 0.4 | N |  |  | OP | X | 9 | 1994 |  |  | Y | Industrial CHP | 7 | X T T T: T; DFO BLQ BLQ BLQ: BIT; DFO NG NG NG: SUB; DFO NG NG NG: DFO |  |  |  | N | N |  | 12H | Y |  |  |  | Y | [18 empty] | N | N | N
Vintage1987 | biomass | TRUE | 56174 | Finch Paper LLC | 10511 | Finch Paper | NY | Warren | GEN6 | Wood/Wood Waste Biomass | ST |  | S | X | X |  |  | 29 | 0.9 | 23 | 27 | 3 | N |  |  | OP | X | 6 | 1987 |  |  | Y | Industrial CHP | 7 | T | WDL | NG | WDS |  |  |  | NG |  |  |  | N | N |  | OVER | [23 empty] | Y | N | N
Vintage1914 | hydro | TRUE | 16498 | SFR Hydro Cor | 10519 | Milton Hydro | NH | Strafford | 1 | Conventional Hydroelectric | HY |  | S | X | X |  |  | 0.2 | 0.9 | 0.1 | 0.2 | 0.1 | N |  |  | OP | X | 1 | 1914 |  |  | N | IPP Non-CHP | 2 | X T T T: X; DFO BLQ BLQ BLQ: WAT |  |  |  | N | N |  | 10M | [23 empty] | N
Vintage1914 | hydro | TRUE | 16498 | SFR Hydro Cor | 10519 | Milton Hydro | NH | Strafford | 2 | Conventional Hydroelectric | HY |  | S | X | X |  |  | 0.4 | 0.9 | 0.2 | 0.4 | 0.2 | N |  |  | OP | X | 1 | 1914 |  |  | N | IPP Non-CHP | 2 | X T T T: X; DFO BLQ BLQ BLQ: WAT |  |  |  | N | N |  | 10M | [23 empty] | N
Vintage1984 | hydro | TRUE | 16498 | SFR Hydro Cor | 10519 | Milton Hydro | NH | Strafford | 3 | Conventional Hydroelectric | HY |  | S | X | X |  |  | 0.3 | 0.9 | 0.1 | 0.3 | 0.1 | N |  |  | OP | X | 6 | 1984 |  |  | N | IPP Non-CHP | 2 | X T T T: X; DFO BLQ BLQ BLQ: WAT |  |  |  | N | N |  | 10M | [23 empty] | N
Vintage1987 | hydro | TRUE | 16498 | SFR Hydro Cor | 10519 | Milton Hydro | NH | Strafford | 4 | Conventional Hydroelectric | HY |  | S | X | X |  |  | 0.5 | 0.9 | 0.3 | 0.5 | 0.2 | N |  |  | OP | X | 12 | 1987 |  |  | N | IPP Non-CHP | 2 | X T T T: X; DFO BLQ BLQ BLQ: WAT |  |  |  | N | N | 0 | 10M | [23 empty] | N
Vintage1925 | hydro | TRUE | 57280 | Eagle Creek Renewable Energy, LLC | 10520 | Dayton Hydro | IL | LaSalle | 1 | Conventional Hydroelectric | HY |  | W | X | X |  |  | 1.6 | 1 | 1.6 | 1.6 | 0.5 | N |  |  | OP | X | 1 | 1925 |  |  | N | IPP Non-CHP | 2 | X T T T: X; DFO BLQ BLQ BLQ: WAT |  |  |  | N |  | 0 | 10M
Vintage1925 | hydro | TRUE | 57280 | Eagle Creek Renewable Energy, LLC | 10520 | Dayton Hydro | IL | LaSalle | 2 | Conventional Hydroelectric | HY |  | W | X | X |  |  | 1 | 1 | 1 | 1 | 0.3 | N |  |  | OP | X | 1 | 1925 |  |  | N | IPP Non-CHP | 2 | X T T T: X; DFO BLQ BLQ BLQ: WAT |  |  |  | N |  | 0 | 10M
Vintage1925 | hydro | TRUE | 57280 | Eagle Creek Renewable Energy, LLC | 10520 | Dayton Hydro | IL | LaSalle | 3 | Conventional Hydroelectric | HY |  | W | X | X |  |  | 1 | 1 | 1 | 1 | 0.3 | N |  |  | OP | X | 1 | 1925 |  |  | N | IPP Non-CHP | 2 | X T T T: X; DFO BLQ BLQ BLQ: WAT |  |  |  | N |  | 0 | 10M
Vintage1998 | natural gas combined cycle | FALSE | 60641 | Veolia NA - Municipal & Commercial Business | 10521 | Lederle Laboratories | NY | Rockland | 3A | Natural Gas Fired Combined Cycle | CA | CC1 | S | Y | X |  |  | 1.5 | 1 | 1.5 | 1.5 | 0.1 | N |  |  | OP | X | 12 | 1998 |  |  | Y | Industrial CHP | 7 | X T T T: T; DFO BLQ BLQ BLQ: NG; DFO NG NG NG: DFO |  |  |  | N | N |  | 12H | [23 empty] | Y | N | Y
Vintage1991 | natural gas combined cycle | FALSE | 60641 | Veolia NA - Municipal & Commercial Business | 10521 | Lederle Laboratories | NY | Rockland | GEN1 | Natural Gas Fired Combined Cycle | CT | CC1 | S | X | N |  |  | 8.3 | 1 | 8.3 | 8.3 | 4.5 | N |  |  | OP | X | 1 | 1991 |  |  | Y | Industrial CHP | 7 | X T T T: T; DFO BLQ BLQ BLQ: NG; DFO NG NG NG: DFO |  |  |  | N | N |  | 1H | [23 empty] | Y | N | Y
Vintage1991 | natural gas combined cycle | FALSE | 60641 | Veolia NA - Municipal & Commercial Business | 10521 | Lederle Laboratories | NY | Rockland | GEN2 | Natural Gas Fired Combined Cycle | CT | CC1 | S | X | N |  |  | 8.3 | 1 | 8.3 | 8.3 | 4.5 | N |  |  | OP | X | 1 | 1991 |  |  | Y | Industrial CHP | 7 | X T T T: T; DFO BLQ BLQ BLQ: NG; DFO NG NG NG: DFO |  |  |  | N | N |  | 1H | [23 empty] | Y | N | Y
Vintage1990 | natural gas combined cycle | FALSE | 60641 | Veolia NA - Municipal & Commercial Business | 10521 | Lederle Laboratories | NY | Rockland | GEN3 | Natural Gas Fired Combined Cycle | CA | CC1 | S | Y | X |  |  | 2.2 | 1 | 2.2 | 2.2 | 0.1 | N |  |  | OP | X | 7 | 1990 |  |  | Y | Industrial CHP | 7 | X T T T: T; DFO BLQ BLQ BLQ: NG; DFO NG NG NG: DFO |  |  |  | N | N |  | 12H | [23 empty] | Y | N | Y
Vintage1997 | natural gas combined cycle | FALSE | 60641 | Veolia NA - Municipal & Commercial Business | 10521 | Lederle Laboratories | NY | Rockland | TG4 | Natural Gas Fired Combined Cycle | CA | CC1 | S | Y | X |  |  | 3.1 | 1 | 1.4 | 1.4 | 0.1 | N |  |  | OP | X | 7 | 1997 |  |  | Y | Industrial CHP | 7 | X T T T: T; DFO BLQ BLQ BLQ: NG; DFO NG NG NG: DFO |  |  |  | N | N |  | 12H | [23 empty] | Y | N | Y
Vintage1987 | hydro | TRUE | 55753 | Essex Hydro Associates LLC | 10523 | Benton Falls Associates | ME | Kennebec | GEN1 | Conventional Hydroelectric | HY |  | J | X | X |  |  | 3.5 | 0.9 | 3.3 | 3.2 | 0.3 | N |  |  | OP | X | 12 | 1987 |  |  | N | IPP Non-CHP | 2 | X T T T: X; DFO BLQ BLQ BLQ: WAT |  |  |  | N |  |  | 1H | [23 empty] | N
Vintage1987 | hydro | TRUE | 55753 | Essex Hydro Associates LLC | 10523 | Benton Falls Associates | ME | Kennebec | GEN2 | Conventional Hydroelectric | HY |  | J | X | X |  |  | 0.7 | 0.9 | 0.7 | 0.6 | 0.3 | N |  |  | OP | X | 12 | 1987 |  |  | N | IPP Non-CHP | 2 | X T T T: X; DFO BLQ BLQ BLQ: WAT |  |  |  | N |  |  | 1H | [23 empty] | N
Vintage1990 | biomass | TRUE | 3837 | CMS Generation Operating Co II | 10525 | Craven County Wood Energy LP | NC | Craven | 1UNI | Wood/Wood Waste Biomass | ST |  | J | X | X |  |  | 50 | 0.85 | 47 | 47 | 25 | N |  |  | OP | X | 11 | 1990 |  |  | N | IPP Non-CHP | 2 | X | WDS | OBS | WO |  |  |  | NG |  |  |  | N | N | 0 | 12H |  |  | N | [17 empty] | N |  |  | Y | Y | N
Vintage1990 | hydro | TRUE | 5226 | Dodge Falls Associates LP | 10526 | Dodge Falls Associates | NH | Grafton | 1UNI | Conventional Hydroelectric | HY |  | S | X | X |  |  | 5 | 0.9 | 5 | 5 | 0.4 | N |  |  | OA | X | 12 | 1990 |  |  | N | IPP Non-CHP | 2 | X T T T: X; DFO BLQ BLQ BLQ: WAT |  |  |  | N | N | 0 | 1H | [23 empty] | N
Vintage1924 | hydro | TRUE | 5914 | Erie Boulevard Hydropower LP | 10530 | Feeder Dam Hydro Plant | NY | Saratoga | 1 | Conventional Hydroelectric | HY |  | S | X | X | 24058 | 24058 | 1 | 0.8 | 0.9 | 1 | 0.5 | N |  |  | OP | X | 1 | 1924 |  |  | N | IPP Non-CHP | 2 | X T T T: X; DFO BLQ BLQ BLQ: WAT | [6 empty] | 10M
Vintage1924 | hydro | TRUE | 5914 | Erie Boulevard Hydropower LP | 10530 | Feeder Dam Hydro Plant | NY | Saratoga | 2 | Conventional Hydroelectric | HY |  | S | X | X | 24058 | 24058 | 1 | 0.8 | 0.9 | 1 | 0.5 | N |  |  | OP | X | 1 | 1924 |  |  | N | IPP Non-CHP | 2 | X T T T: X; DFO BLQ BLQ BLQ: WAT | [6 empty] | 10M
Vintage1924 | hydro | TRUE | 5914 | Erie Boulevard Hydropower LP | 10530 | Feeder Dam Hydro Plant | NY | Saratoga | 3 | Conventional Hydroelectric | HY |  | S | X | X | 24058 | 24058 | 1 | 0.8 | 1 | 1 | 0.5 | N |  |  | OP | X | 1 | 1924 |  |  | N | IPP Non-CHP | 2 | X T T T: X; DFO BLQ BLQ BLQ: WAT | [6 empty] | 10M
Vintage1924 | hydro | TRUE | 5914 | Erie Boulevard Hydropower LP | 10530 | Feeder Dam Hydro Plant | NY | Saratoga | 4 | Conventional Hydroelectric | HY |  | S | X | X | 24058 | 24058 | 1 | 0.8 | 0.9 | 1 | 0.5 | N |  |  | OP | X | 1 | 1924 |  |  | N | IPP Non-CHP | 2 | X T T T: X; DFO BLQ BLQ BLQ: WAT | [6 empty] | 10M
Vintage1924 | hydro | TRUE | 5914 | Erie Boulevard Hydropower LP | 10530 | Feeder Dam Hydro Plant | NY | Saratoga | 5 | Conventional Hydroelectric | HY |  | S | X | X | 24058 | 24058 | 1 | 0.8 | 1 | 1 | 0.5 | N |  |  | OP | X | 1 | 1924 |  |  | N | IPP Non-CHP | 2 | X T T T: X; DFO BLQ BLQ BLQ: WAT | [6 empty] | 10M
Vintage1931 | hydro | TRUE | 5914 | Erie Boulevard Hydropower LP | 10531 | Beebee Island Hydro Plant | NY | Jefferson | 1 | Conventional Hydroelectric | HY |  | S | X | X | 24047 | 24047 | 4 | 0.8 | 4.3 | 4.4 | 2.8 | N |  |  | OP | X | 1 | 1931 |  |  | N | IPP Non-CHP | 2 | X T T T: X; DFO BLQ BLQ BLQ: WAT |  |  |  | N | N |  | 10M
Vintage1931 | hydro | TRUE | 5914 | Erie Boulevard Hydropower LP | 10531 | Beebee Island Hydro Plant | NY | Jefferson | 2 | Conventional Hydroelectric | HY |  | S | X | X | 24047 | 24047 | 5 | 0.8 | 4.3 | 4.4 | 2.4 | N |  |  | OP | X | 1 | 1931 |  |  | N | IPP Non-CHP | 2 | X T T T: X; DFO BLQ BLQ BLQ: WAT |  |  |  | N | N |  | 10M
Vintage1991 | biomass | TRUE | 55858 | EDL Inc | 10532 | Grand River | MI | Clinton | 2-1 | Landfill Gas | IC |  | S | X | X |  |  | 0.8 | 1 | 0.8 | 0.8 | 0.6 | N |  |  | OP | X | 4 | 1991 |  |  | N | IPP Non-CHP | 2 | X T T T: X; DFO BLQ BLQ BLQ: LFG |  |  |  | N | N |  | 1H | [23 empty] | N
Vintage1991 | biomass | TRUE | 55858 | EDL Inc | 10532 | Grand River | MI | Clinton | 2-3 | Landfill Gas | IC |  | S | X | X |  |  | 0.8 | 1 | 0.8 | 0.8 | 0.6 | N |  |  | OP | X | 4 | 1991 |  |  | N | IPP Non-CHP | 2 | X T T T: X; DFO BLQ BLQ BLQ: LFG |  |  |  | N | N |  | 1H | [23 empty] | N
Vintage1996 | biomass | TRUE | 55858 | EDL Inc | 10532 | Grand River | MI | Clinton | 2-4 | Landfill Gas | IC |  | S | X | X |  |  | 0.8 | 1 | 0.8 | 0.8 | 0.6 | N |  |  | OP | X | 1 | 1996 |  |  | N | IPP Non-CHP | 2 | X T T T: X; DFO BLQ BLQ BLQ: LFG |  |  |  | N | N |  | 1H | [23 empty] | N
Vintage1997 | biomass | TRUE | 55858 | EDL Inc | 10532 | Grand River | MI | Clinton | 2-5 | Landfill Gas | IC |  | S | X | X |  |  | 0.8 | 1 | 0.8 | 0.8 | 0.6 | N |  |  | OP | X | 8 | 1997 |  |  | N | IPP Non-CHP | 2 | X T T T: X; DFO BLQ BLQ BLQ: LFG |  |  |  | N | N |  | 1H | [23 empty] | N
Vintage1931 | hydro | TRUE | 64078 | Central Rivers Power US, LLC | 10538 | Dexter Plant | NY | Jefferson | GEN1 | Conventional Hydroelectric | HY |  | S | X | X |  |  | 0.5 | 1 | 0.5 | 0.5 | 0.1 | N |  |  | OP | X | 1 | 1931 |  |  | N | IPP Non-CHP | 2 | X T T T: X; DFO BLQ BLQ BLQ: WAT | [5 empty] | 0 | 1H
Vintage1931 | hydro | TRUE | 64078 | Central Rivers Power US, LLC | 10538 | Dexter Plant | NY | Jefferson | GEN2 | Conventional Hydroelectric | HY |  | S | X | X |  |  | 0.5 | 1 | 0.5 | 0.5 | 0.1 | N |  |  | OP | X | 1 | 1931 |  |  | N | IPP Non-CHP | 2 | X T T T: X; DFO BLQ BLQ BLQ: WAT | [5 empty] | 0 | 1H
Vintage1958 | hydro | TRUE | 64078 | Central Rivers Power US, LLC | 10538 | Dexter Plant | NY | Jefferson | GEN3 | Conventional Hydroelectric | HY |  | S | X | X |  |  | 0.2 | 1 | 0.2 | 0.2 | 0.1 | N |  |  | OP | X | 1 | 1958 |  |  | N | IPP Non-CHP | 2 | X T T T: X; DFO BLQ BLQ BLQ: WAT | [5 empty] | 0 | 1H
Vintage1986 | hydro | TRUE | 64078 | Central Rivers Power US, LLC | 10538 | Dexter Plant | NY | Jefferson | GEN4 | Conventional Hydroelectric | HY |  | S | X | X |  |  | 0.2 | 1 | 0.2 | 0.2 | 0.1 | N |  |  | OP | X | 7 | 1986 |  |  | N | IPP Non-CHP | 2 | X T T T: X; DFO BLQ BLQ BLQ: WAT | [5 empty] | 0 | 1H
Vintage1986 | hydro | TRUE | 64078 | Central Rivers Power US, LLC | 10538 | Dexter Plant | NY | Jefferson | GEN5 | Conventional Hydroelectric | HY |  | S | X | X |  |  | 0.2 | 1 | 0.2 | 0.2 | 0.1 | N |  |  | OP | X | 7 | 1986 |  |  | N | IPP Non-CHP | 2 | X T T T: X; DFO BLQ BLQ BLQ: WAT | [5 empty] | 0 | 1H
Vintage1988 | hydro | TRUE | 64078 | Central Rivers Power US, LLC | 10538 | Dexter Plant | NY | Jefferson | GEN6 | Conventional Hydroelectric | HY |  | S | X | X |  |  | 1.3 | 1 | 1.2 | 1.2 | 0.1 | N |  |  | OP | X | 7 | 1988 |  |  | N | IPP Non-CHP | 2 | X T T T: X; DFO BLQ BLQ BLQ: WAT | [5 empty] | 0 | 1H
Vintage1988 | hydro | TRUE | 64078 | Central Rivers Power US, LLC | 10538 | Dexter Plant | NY | Jefferson | GEN7 | Conventional Hydroelectric | HY |  | S | X | X |  |  | 1.3 | 1 | 1.2 | 1.2 | 0.1 | N |  |  | OP | X | 5 | 1988 |  |  | N | IPP Non-CHP | 2 | X T T T: X; DFO BLQ BLQ BLQ: WAT | [5 empty] | 0 | 1H
Vintage1929 | hydro | TRUE | 64078 | Central Rivers Power US, LLC | 10539 | Theresa Plant | NY | Jefferson | GEN1 | Conventional Hydroelectric | HY |  | S | X | X |  |  | 1 | 1 | 1 | 0.9 | 0.1 | N |  |  | OP | X | 1 | 1929 |  |  | N | IPP Non-CHP | 2 | X T T T: X; DFO BLQ BLQ BLQ: WAT | [5 empty] | 0 | 1H
Vintage1927 | hydro | TRUE | 64078 | Central Rivers Power US, LLC | 10539 | Theresa Plant | NY | Jefferson | GEN2 | Conventional Hydroelectric | HY |  | S | X | X |  |  | 0.3 | 1 | 0.3 | 0.3 | 0.1 | N |  |  | OP | X | 1 | 1927 |  |  | N | IPP Non-CHP | 2 | X T T T: X; DFO BLQ BLQ BLQ: WAT | [5 empty] | 0 | 1H
Vintage1914 | hydro | TRUE | 64078 | Central Rivers Power US, LLC | 10540 | Diamond Island Plant | NY | Jefferson | GEN1 | Conventional Hydroelectric | HY |  | S | X | X |  |  | 0.4 | 1 | 0.4 | 0.4 | 0.1 | N |  |  | OA | X | 1 | 1914 |  |  | N | IPP Non-CHP | 2 | X T T T: X; DFO BLQ BLQ BLQ: WAT | [6 empty] | 1H
Vintage1914 | hydro | TRUE | 64078 | Central Rivers Power US, LLC | 10540 | Diamond Island Plant | NY | Jefferson | GEN2 | Conventional Hydroelectric | HY |  | S | X | X |  |  | 0.4 | 1 | 0.4 | 0.4 | 0.1 | N |  |  | OP | X | 1 | 1914 |  |  | N | IPP Non-CHP | 2 | X T T T: X; DFO BLQ BLQ BLQ: WAT | [6 empty] | 1H
Vintage1914 | hydro | TRUE | 64078 | Central Rivers Power US, LLC | 10540 | Diamond Island Plant | NY | Jefferson | GEN3 | Conventional Hydroelectric | HY |  | S | X | X |  |  | 0.4 | 1 | 0.4 | 0.4 | 0.1 | N |  |  | OP | X | 1 | 1914 |  |  | N | IPP Non-CHP | 2 | X T T T: X; DFO BLQ BLQ BLQ: WAT | [6 empty] | 1H
Vintage1922 | hydro | TRUE | 64078 | Central Rivers Power US, LLC | 10544 | Hailesboro 4 Plant | NY | St Lawrence | GEN1 | Conventional Hydroelectric | HY |  | S | X | X |  |  | 0.8 | 1 | 0.8 | 0.7 | 0.1 | N |  |  | OP | X | 1 | 1922 |  |  | N | IPP Non-CHP | 2 | X T T T: X; DFO BLQ BLQ BLQ: WAT | [5 empty] | 0 | 1H
Vintage1922 | hydro | TRUE | 64078 | Central Rivers Power US, LLC | 10544 | Hailesboro 4 Plant | NY | St Lawrence | GEN2 | Conventional Hydroelectric | HY |  | S | X | X |  |  | 0.6 | 1 | 0.6 | 0.6 | 0.1 | N |  |  | OP | X | 1 | 1922 |  |  | N | IPP Non-CHP | 2 | X T T T: X; DFO BLQ BLQ BLQ: WAT | [5 empty] | 0 | 1H
Vintage1984 | hydro | TRUE | 64078 | Central Rivers Power US, LLC | 10545 | Copenhagen Plant | NY | Lewis | GEN1 | Conventional Hydroelectric | HY |  | S | X | X |  |  | 1.5 | 1 | 1.4 | 1.4 | 0.1 | N |  |  | OP | X | 6 | 1984 |  |  | N | IPP Non-CHP | 2 | X T T T: X; DFO BLQ BLQ BLQ: WAT | [5 empty] | 0 | 1H
Vintage1984 | hydro | TRUE | 64078 | Central Rivers Power US, LLC | 10545 | Copenhagen Plant | NY | Lewis | GEN2 | Conventional Hydroelectric | HY |  | S | X | X |  |  | 1.5 | 1 | 1.4 | 1.4 | 0.1 | N |  |  | OP | X | 6 | 1984 |  |  | N | IPP Non-CHP | 2 | X T T T: X; DFO BLQ BLQ BLQ: WAT | [5 empty] | 0 | 1H
Vintage1984 | hydro | TRUE | 64078 | Central Rivers Power US, LLC | 10545 | Copenhagen Plant | NY | Lewis | GEN3 | Conventional Hydroelectric | HY |  | S | X | X |  |  | 0.3 | 1 | 0.3 | 0.3 | 0.1 | N |  |  | OP | X | 8 | 1984 |  |  | N | IPP Non-CHP | 2 | X T T T: X; DFO BLQ BLQ BLQ: WAT | [5 empty] | 0 | 1H
Vintage1982 | hydro | TRUE | 64078 | Central Rivers Power US, LLC | 10546 | Beaver Valley Patterson Dam | PA | Beaver | GEN1 | Conventional Hydroelectric | HY |  | S | X | X |  |  | 0.4 | 1 | 0.4 | 0.4 | 0.1 | N |  |  | OS | X | 9 | 1982 |  |  | N | IPP Non-CHP | 2 | X T T T: X; DFO BLQ BLQ BLQ: WAT | [5 empty] | 0 | 1H
Vintage1982 | hydro | TRUE | 64078 | Central Rivers Power US, LLC | 10546 | Beaver Valley Patterson Dam | PA | Beaver | GEN2 | Conventional Hydroelectric | HY |  | S | X | X |  |  | 0.4 | 1 | 0.4 | 0.4 | 0.1 | N |  |  | OP | X | 9 | 1982 |  |  | N | IPP Non-CHP | 2 | X T T T: X; DFO BLQ BLQ BLQ: WAT | [5 empty] | 0 | 1H
Vintage1982 | hydro | TRUE | 64078 | Central Rivers Power US, LLC | 10546 | Beaver Valley Patterson Dam | PA | Beaver | GEN3 | Conventional Hydroelectric | HY |  | S | X | X |  |  | 0.4 | 1 | 0.4 | 0.4 | 0.1 | N |  |  | OP | X | 9 | 1982 |  |  | N | IPP Non-CHP | 2 | X T T T: X; DFO BLQ BLQ BLQ: WAT | [5 empty] | 0 | 1H
Vintage1949 | hydro | TRUE | 64078 | Central Rivers Power US, LLC | 10547 | Pyrites Plant | NY | St Lawrence | GEN1 | Conventional Hydroelectric | HY |  | S | X | X |  |  | 1.2 | 1 | 1.1 | 1.1 | 0.1 | N |  |  | OP | X | 1 | 1949 |  |  | N | IPP Non-CHP | 2 | X T T T: X; DFO BLQ BLQ BLQ: WAT | [5 empty] | 0 | 1H
Vintage1985 | hydro | TRUE | 64078 | Central Rivers Power US, LLC | 10547 | Pyrites Plant | NY | St Lawrence | GEN2 | Conventional Hydroelectric | HY |  | S | X | X |  |  | 3.5 | 1 | 3.3 | 3.2 | 0.1 | N |  |  | OP | X | 12 | 1985 |  |  | N | IPP Non-CHP | 2 | X T T T: X; DFO BLQ BLQ BLQ: WAT | [5 empty] | 0 | 1H
Vintage1985 | hydro | TRUE | 64078 | Central Rivers Power US, LLC | 10547 | Pyrites Plant | NY | St Lawrence | GEN3 | Conventional Hydroelectric | HY |  | S | X | X |  |  | 3.5 | 1 | 3.3 | 3.2 | 0.1 | N |  |  | OP | X | 12 | 1985 |  |  | N | IPP Non-CHP | 2 | X T T T: X; DFO BLQ BLQ BLQ: WAT | [5 empty] | 0 | 1H
Vintage1984 | natural gas peaker | FALSE | 16732 | San Jose State University Fclts Dev &Ops | 10548 | San Jose Cogeneration | CA | Santa Clara | GEN1 | Natural Gas Fired Combustion Turbine | GT |  | S | X | X |  |  | 6 | 0.9 | 5.6 | 5.6 | 0 | N |  |  | OP | X | 12 | 1984 |  |  | Y | Commercial CHP | 5 | [11 empty] | N | N |  | 1H | [20 empty] | Y | 11 | 2022 | N | N | N | bar: X T T T to DFO BLQ BLQ BLQ
Vintage2011 | biomass | TRUE | 463 | Ameresco LFG I Inc | 10549 | Al Turi | NY | Orange | 2 | Landfill Gas | IC |  | S | X | X |  |  | 0.8 | 0.8 | 0.8 | 0.8 | 0.4 | N |  |  | OS | X | 7 | 2011 | 1 | 2022 | N | IPP Non-CHP | 2 | X T T T: X; DFO BLQ BLQ BLQ: LFG |  |  |  | N | N |  | 10M | [23 empty] | N | N | N
Vintage2011 | biomass | TRUE | 463 | Ameresco LFG I Inc | 10549 | Al Turi | NY | Orange | 3 | Landfill Gas | IC |  | S | X | X |  |  | 0.8 | 0.8 | 0.8 | 0.8 | 0.4 | N |  |  | OS | X | 7 | 2011 | 1 | 2022 | N | IPP Non-CHP | 2 | X T T T: X; DFO BLQ BLQ BLQ: LFG |  |  |  | N |  |  | 10M | [23 empty] | N | N | N
Vintage1998 | biomass | TRUE | 463 | Ameresco LFG I Inc | 10549 | Al Turi | NY | Orange | 3010 | Landfill Gas | IC |  | S | X | X |  |  | 0.8 | 0.8 | 0.8 | 0.8 | 0.4 | N |  |  | OS | X | 11 | 1998 | 1 | 2022 | N | IPP Non-CHP | 2 | X T T T: X; DFO BLQ BLQ BLQ: LFG |  |  |  | N |  |  | 10M | [23 empty] | N
Vintage1934 | hydro | TRUE | 64078 | Central Rivers Power US, LLC | 10550 | High Shoals Hydro (NC) | NC | Lincoln | GEN1 | Conventional Hydroelectric | HY |  | S | X | X |  |  | 1.8 | 1 | 1.8 | 1.8 | 0.1 | N |  |  | OP | X | 7 | 1934 |  |  | N | IPP Non-CHP | 2 | X T T T: X; DFO BLQ BLQ BLQ: WAT | [5 empty] | 0 | 10M
Vintage1987 | natural gas combined cycle | FALSE | 6541 | Formosa Plastics Corp | 10554 | Formosa Utility Venture Ltd | TX | Calhoun | BO3 | Natural Gas Fired Combined Cycle | CT | CHP1 | S | X | N |  |  | 36.2 | 0.85 | 32 | 32 | 20 | N |  |  | OP | X | 3 | 1987 |  |  | Y | Industrial CHP | 7 | [11 empty] | N | N |  | 12H | [23 empty] | N | N | N | bar: X T T T to DFO BLQ BLQ BLQ; DFO NG NG NG
Vintage1994 | natural gas combined cycle | FALSE | 6541 | Formosa Plastics Corp | 10554 | Formosa Utility Venture Ltd | TX | Calhoun | ST1 | Natural Gas Fired Combined Cycle | CA | CHP1 | S | Y | X |  |  | 33.5 | 0.85 | 28.5 | 28.5 | 14 | N |  |  | OP | X | 3 | 1994 |  |  | Y | Industrial CHP | 7 | X T T T: B; DFO BLQ BLQ BLQ: NG; DFO NG NG NG: OG |  |  |  | N | N |  | 12H | [23 empty] | Y | Y | N
Vintage1994 | natural gas combined cycle | FALSE | 6541 | Formosa Plastics Corp | 10554 | Formosa Utility Venture Ltd | TX | Calhoun | ST2 | Natural Gas Fired Combined Cycle | CA | CHP1 | S | Y | X |  |  | 66.3 | 0.85 | 57.5 | 57.5 | 10 | N |  |  | OP | X | 3 | 1994 |  |  | Y | Industrial CHP | 7 | X T T T: B; DFO BLQ BLQ BLQ: NG; DFO NG NG NG: OG |  |  |  | N | N |  | 12H | [23 empty] | Y | Y | N
Vintage2002 | natural gas combined cycle | FALSE | 6541 | Formosa Plastics Corp | 10554 | Formosa Utility Venture Ltd | TX | Calhoun | ST3 | Natural Gas Fired Combined Cycle | CA | CHP1 | S | Y | X |  |  | 55 | 0.85 | 47.3 | 51.7 | 14 | N |  |  | OP | X | 8 | 2002 |  |  | Y | Industrial CHP | 7 | X T T T: B; DFO BLQ BLQ BLQ: NG; DFO NG NG NG: OG |  |  |  | N | N |  | 12H | [23 empty] | Y | Y | N
Vintage1993 | natural gas combined cycle | FALSE | 6541 | Formosa Plastics Corp | 10554 | Formosa Utility Venture Ltd | TX | Calhoun | TBG1 | Natural Gas Fired Combined Cycle | CT | CHP1 | S | X | N |  |  | 82.5 | 0.85 | 72 | 90 | 60 | N |  |  | OP | X | 4 | 1993 |  |  | Y | Industrial CHP | 7 | X T T T: T; DFO BLQ BLQ BLQ: NG; DFO NG NG NG: OG; DFO NG NG NG: NG |  |  |  | N | N |  | 12H | [23 empty] | Y | Y | N
Vintage1993 | natural gas combined cycle | FALSE | 6541 | Formosa Plastics Corp | 10554 | Formosa Utility Venture Ltd | TX | Calhoun | TBG2 | Natural Gas Fired Combined Cycle | CT | CHP1 | S | X | N |  |  | 82.5 | 0.85 | 72 | 90 | 60 | N |  |  | OP | X | 7 | 1993 |  |  | Y | Industrial CHP | 7 | X T T T: T; DFO BLQ BLQ BLQ: NG; DFO NG NG NG: OG; DFO NG NG NG: NG |  |  |  | N | N |  | 12H | [23 empty] | Y | Y | N
Vintage1993 | natural gas combined cycle | FALSE | 6541 | Formosa Plastics Corp | 10554 | Formosa Utility Venture Ltd | TX | Calhoun | TBG3 | Natural Gas Fired Combined Cycle | CT | CHP1 | S | X | N |  |  | 82.5 | 0.85 | 72 | 90 | 60 | N |  |  | OP | X | 9 | 1993 |  |  | Y | Industrial CHP | 7 | X T T T: T; DFO BLQ BLQ BLQ: NG; DFO NG NG NG: OG; DFO NG NG NG: NG |  |  |  | N | N |  | 12H | [23 empty] | Y | Y | N
Vintage1994 | natural gas combined cycle | FALSE | 6541 | Formosa Plastics Corp | 10554 | Formosa Utility Venture Ltd | TX | Calhoun | TBG4 | Natural Gas Fired Combined Cycle | CT | CHP1 | S | X | N |  |  | 82.5 | 0.85 | 72 | 90 | 63 | N |  |  | OP | X | 5 | 1994 |  |  | Y | Industrial CHP | 7 | X T T T: T; DFO BLQ BLQ BLQ: NG; DFO NG NG NG: OG; DFO NG NG NG: NG |  |  |  | N | N |  | 12H | [23 empty] | Y | Y | N
Vintage1994 | natural gas combined cycle | FALSE | 6541 | Formosa Plastics Corp | 10554 | Formosa Utility Venture Ltd | TX | Calhoun | TBG5 | Natural Gas Fired Combined Cycle | CT | CHP1 | S | X | N |  |  | 82.5 | 0.85 | 72 | 90 | 63 | N |  |  | OP | X | 10 | 1994 |  |  | Y | Industrial CHP | 7 | X T T T: T; DFO BLQ BLQ BLQ: NG; DFO NG NG NG: OG; DFO NG NG NG: NG |  |  |  | N | N |  | 12H | [23 empty] | Y | Y | N
Vintage2003 | natural gas combined cycle | FALSE | 6541 | Formosa Plastics Corp | 10554 | Formosa Utility Venture Ltd | TX | Calhoun | TBG6 | Natural Gas Fired Combined Cycle | CT | CHP1 | S | X | N |  |  | 85.9 | 0.85 | 72 | 90 | 60 | N |  |  | OP | X | 6 | 2003 |  |  | Y | Industrial CHP | 7 | [11 empty] | N |  |  | 12H | [23 empty] | N | N | N | bar: X T T T to DFO BLQ BLQ BLQ; DFO NG NG NG
Vintage1989 | hydro | TRUE | 2179 | Brassua Hydroelectric LP | 10555 | Brassua Hydroelectric Project | ME | Somerset | 1 | Conventional Hydroelectric | HY |  | J | X | X |  |  | 3.6 | 0.9 | 3.6 | 3.6 | 0.2 | N |  |  | OP | X | 9 | 1989 |  |  | N | IPP Non-CHP | 2 | X T T T: X; DFO BLQ BLQ BLQ: WAT |  |  |  | N |  | 0 | 10M
Vintage1985 | hydro | TRUE | 64078 | Central Rivers Power US, LLC | 10556 | Boott Hydropower | MA | Middlesex | GEN1 | Conventional Hydroelectric | HY |  | S | X | X |  |  | 7.5 | 1 | 7.1 | 6.9 | 0.1 | N |  |  | OP | X | 10 | 1985 |  |  | N | IPP Non-CHP | 2 | X T T T: X; DFO BLQ BLQ BLQ: WAT |  |  |  | N |  | 0 | 10M
Vintage1985 | hydro | TRUE | 64078 | Central Rivers Power US, LLC | 10556 | Boott Hydropower | MA | Middlesex | GEN2 | Conventional Hydroelectric | HY |  | S | X | X |  |  | 7.5 | 1 | 7.1 | 6.9 | 0.1 | N |  |  | OP | X | 10 | 1985 |  |  | N | IPP Non-CHP | 2 | X T T T: X; DFO BLQ BLQ BLQ: WAT |  |  |  | N |  | 0 | 10M
Vintage1985 | hydro | TRUE | 64078 | Central Rivers Power US, LLC | 10556 | Boott Hydropower | MA | Middlesex | GEN3 | Conventional Hydroelectric | HY |  | S | X | X |  |  | 7.9 | 1 | 7.5 | 7.3 | 0.1 | N |  |  | OP | X | 10 | 1985 |  |  | N | IPP Non-CHP | 2 | X T T T: X; DFO BLQ BLQ BLQ: WAT |  |  |  | N |  | 0 | 10M
Vintage1954 | biomass | TRUE | 15726 | Rayonier Advanced Materials | 10560 | Jesup Plant | GA | Wayne | GEN2 | Wood/Wood Waste Biomass | ST |  | S | X | X |  |  | 5 | 0.8 | 4.7 | 4.7 | 2.5 | N |  |  | OP | X | 6 | 1954 |  |  | Y | Industrial CHP | 7 | T | BLQ | NG | WDS | RFO | DFO |  | RFO | DFO | NG | BLQ | N | N |  | 12H | [23 empty] | Y | Y | Y
Vintage1957 | biomass | TRUE | 15726 | Rayonier Advanced Materials | 10560 | Jesup Plant | GA | Wayne | GEN4 | Wood/Wood Waste Biomass | ST |  | S | X | X |  |  | 7.5 | 0.8 | 7 | 7.1 | 3 | N |  |  | OP | X | 6 | 1957 |  |  | Y | Industrial CHP | 7 | T | BLQ | NG | WDS | RFO | DFO |  | RFO | DFO | NG | BLQ | N | N |  | 12H | [23 empty] | Y | Y | Y
Vintage1971 | biomass | TRUE | 15726 | Rayonier Advanced Materials | 10560 | Jesup Plant | GA | Wayne | GEN5 | Wood/Wood Waste Biomass | ST |  | S | X | X |  |  | 30 | 0.85 | 27.9 | 28.2 | 8 | N |  |  | OP | X | 6 | 1971 |  |  | Y | Industrial CHP | 7 | T | BLQ | NG | WDS | RFO | DFO |  | RFO | DFO | NG | BLQ | N | N |  | 12H | [23 empty] | Y | Y | Y
Vintage1982 | biomass | TRUE | 15726 | Rayonier Advanced Materials | 10560 | Jesup Plant | GA | Wayne | GEN6 | Wood/Wood Waste Biomass | ST |  | S | X | X |  |  | 27 | 0.85 | 25.1 | 25.4 | 8 | N |  |  | OP | X | 6 | 1982 |  |  | Y | Industrial CHP | 7 | X T T T: T; DFO BLQ BLQ BLQ: BLQ; DFO NG NG NG: RFO; DFO NG NG NG: RFO | DFO | BLQ |  | N |  |  | 12H | [23 empty] | Y | Y | N
Vintage1950 | biomass | TRUE | 15726 | Rayonier Advanced Materials | 10562 | Fernandina Plant | FL | Nassau | GEN4 | Wood/Wood Waste Biomass | ST |  | S | X | X |  |  | 20 | 0.85 | 21 | 21 | 6 | N |  |  | OP | X | 9 | 1950 |  |  | Y | Industrial CHP | 7 | T | WDL | WDS | OBS | TDF | OTH |  | DFO | RFO | NG | WDL | N | N |  | 12H | [23 empty] | Y | Y | N
Vintage2012 | biomass | TRUE | 15726 | Rayonier Advanced Materials | 10562 | Fernandina Plant | FL | Nassau | GEN5 | Wood/Wood Waste Biomass | ST |  | S | X | X |  |  | 22 | 0.85 | 21 | 21 | 3.5 | N |  |  | OP | X | 10 | 2012 |  |  | Y | Industrial CHP | 7 | T | WDL | WDS | OBS | TDF | OTH |  | DFO | RFO | NG | WDS | N | N |  | 12H | [23 empty] | Y | Y | N
Vintage1994 | hard coal | TRUE | 14932 | US Operating Services Company | 10566 | Chambers Cogeneration LP | NJ | Salem | GEN1 | Conventional Steam Coal | ST |  | W | X | X | CHAMBERS23KV CCLPGEN | Chambers CCLPGEN 23 KV bus | 285 | 0.85 | 244 | 242 | 46 | N |  |  | OP | X | 3 | 1994 | 3 | 2024 | Y | IPP CHP | 3 | X T T T: T; DFO BLQ BLQ BLQ: BIT; DFO NG NG NG: DFO; DFO NG NG NG: DFO |  |  |  | N | N |  | 12H |  | Y |  |  | Y | [18 empty] | Y | Y | N
Vintage1990 | natural gas combined cycle | TRUE | 291 | Algonquin Windsor Locks LLC | 10567 | Algonquin Windsor Locks | CT | Hartford | GTG | Natural Gas Fired Combined Cycle | CT | CC1 | S | X | N | 392 | 392 | 40 | 0.85 | 35 | 45 | 15 | N |  |  | OP | X | 1 | 1990 |  |  | Y | IPP CHP | 3 | X T T T: T; DFO BLQ BLQ BLQ: NG; DFO NG NG NG: DFO |  |  |  | N | N |  | 12H | [23 empty] | Y | Y | Y
Vintage2012 | natural gas combined cycle | TRUE | 291 | Algonquin Windsor Locks LLC | 10567 | Algonquin Windsor Locks | CT | Hartford | GTG2 | Natural Gas Fired Combined Cycle | CT | CC1 | S | X | N | 392 | 392 | 15 | 0.85 | 13 | 15 | 9 | N |  |  | OP | X | 7 | 2012 |  |  | Y | IPP CHP | 3 | [11 empty] | N | N |  | 12H | [23 empty] | N | N | N | bar: X T T T to DFO BLQ BLQ BLQ
Vintage1990 | natural gas combined cycle | TRUE | 291 | Algonquin Windsor Locks LLC | 10567 | Algonquin Windsor Locks | CT | Hartford | STG | Natural Gas Fired Combined Cycle | CA | CC1 | S | N | X | 392 | 392 | 16 | 0.85 | 16 | 16 | 1 | N |  |  | OP | X | 1 | 1990 |  |  | Y | IPP CHP | 3 | [11 empty] | N | N |  | 12H | [23 empty] | N | N | N | bar: X T T T to DFO BLQ BLQ BLQ
Vintage1988 | natural gas peaker | FALSE | 914 | Total Petrochemicals USA Inc | 10568 | Port Arthur Texas Refinery | TX | Jefferson | GEN1 | Natural Gas Fired Combustion Turbine | GT |  | S | X | X |  |  | 38.4 | 0.9 | 27.9 | 41.5 | 20 | N |  |  | OP | X | 8 | 1988 |  |  | Y | Industrial CHP | 7 | X T T T: T; DFO BLQ BLQ BLQ: NG; DFO NG NG NG: OG |  |  |  | N | N |  | 12H | [23 empty] | N | N | N
Vintage1986 | hydro | TRUE | 23037 | Errol Hydroelectric Co LLC | 10570 | Errol Hydroelectric Project | NH | Coos | 1 | Conventional Hydroelectric | HY |  | S | X | X |  |  | 3 | 0.9 | 3 | 3 | 1 | N |  |  | OP | X | 11 | 1986 |  |  | N | IPP Non-CHP | 2 | X T T T: X; DFO BLQ BLQ BLQ: WAT |  |  |  | N |  | 0 | 1H | [23 empty] | N
Vintage1984 | onshore wind | TRUE | 2770 | Terra-Gen Operating Co-Wind | 10586 | Cameron Ridge LLC | CA | Kern | EXIS | Onshore Wind Turbine | WT |  | W | X | X |  |  | 59.6 |  | 59.6 | 59.6 | 0 | N |  |  | OP | X | 12 | 1984 |  |  | N | IPP Non-CHP | 2 | X T T T: X; DFO BLQ BLQ BLQ: WND |  |  |  | N | N | 114
Vintage1984 | biomass | TRUE | 135 | Agrilectric Power Partners Ltd | 10593 | Agrilectric Power Partners Ltd | LA | Calcasieu | GEN1 | Other Waste Biomass | ST |  | S | X | X | Rice1 | Rice1 | 12.1 | 0.85 | 11.1 | 11.1 | 3 | N |  |  | OP | X | 7 | 1984 |  |  | N | IPP Non-CHP | 2 | X T T T: X; DFO BLQ BLQ BLQ: AB; DFO NG NG NG: NG |  |  |  | N | N |  | 12H |  |  |  | N | [19 empty] | N | N | N
Vintage1984 | onshore wind | TRUE | 2770 | Terra-Gen Operating Co-Wind | 10597 | Ridgetop Energy LLC | CA | Kern | WGN1 | Onshore Wind Turbine | WT |  | W | X | X |  |  | 29 |  | 29 | 29 | 0 | N |  |  | OP | X | 1 | 1984 |  |  | N | IPP Non-CHP | 2 | X T T T: X; DFO BLQ BLQ BLQ: WND |  |  |  | N | N | 239
Vintage1982 | other | FALSE | 2674 | Tesoro Refining & Marketing Company LLC | 10601 | Tesoro Wilmington Calciner | CA | Los Angeles | GEN1 | All Other | ST |  | S | X | X |  |  | 34 | 0.95 | 30.7 | 30.7 | 5 | N |  |  | OP | X | 12 | 1982 |  |  | Y | Industrial CHP | 7 | X T T T: B; DFO BLQ BLQ BLQ: WH; DFO NG NG NG: NG |  |  |  | N | N |  | OVER |  |  |  | N | N | [18 empty] | N | N | N
Vintage1990 | hard coal | TRUE | 5670 | Ebensburg Power Co | 10603 | Ebensburg Power | PA | Cambria | GEN1 | Conventional Steam Coal | ST |  | J | X | X | CSLOPE | CSLOPE | 57.6 | 0.9 | 50 | 50 | 15 | N |  |  | OP | X | 11 | 1990 |  |  | N | IPP Non-CHP | 2 | X T T T: X; DFO BLQ BLQ BLQ: WC; DFO NG NG NG: NG |  |  |  | N | N |  | 12H | Y |  |  |  | Y | [18 empty] | N | N
Vintage1954 | biomass | TRUE | 50003 | Brunswick Cellulose LLC | 10605 | Brunswick Cellulose | GA | Glynn | GEN3 | Wood/Wood Waste Biomass | ST |  | S | X | X |  |  | 9.2 | 1 | 9.2 | 9.2 | 0.1 | N |  |  | OP | X | 6 | 1954 |  |  | Y | Industrial CHP | 7 | T | BLQ | NG | WDS | RFO | TDF | DFO | NG | RFO | DFO |  | N | N |  | 12H | [23 empty] | Y | Y | Y
Vintage1960 | biomass | TRUE | 50003 | Brunswick Cellulose LLC | 10605 | Brunswick Cellulose | GA | Glynn | GEN4 | Wood/Wood Waste Biomass | ST |  | S | X | X |  |  | 50 | 0.98 | 50 | 50 | 0.1 | N |  |  | OP | X | 8 | 1960 |  |  | Y | Industrial CHP | 7 | T | BLQ | NG | WDS | RFO | TDF | DFO | NG | RFO | DFO |  | N | N |  | 12H | [23 empty] | Y | Y | Y
Vintage1996 | biomass | TRUE | 50003 | Brunswick Cellulose LLC | 10605 | Brunswick Cellulose | GA | Glynn | GEN5 | Wood/Wood Waste Biomass | ST |  | S | X | X |  |  | 13 | 0.85 | 13 | 13 | 0.1 | N |  |  | OP | X | 10 | 1996 |  |  | Y | Industrial CHP | 7 | T | BLQ | NG | WDS | RFO | TDF | DFO | NG | RFO | DFO |  | N | N |  | 12H | N | [5 empty] | N | [16 empty] | Y | Y | Y
Vintage1962 | natural gas steam turbine | FALSE | 4580 | Georgia-Pacific Crossett LLC | 10606 | Georgia-Pacific Crossett LLC | AR | Ashley | GEN4 | Natural Gas Steam Turbine | ST |  | S | X | X | EAI.EAILD | EAI.EAILD | 25 | 0.85 | 28 | 28 | 2 | N |  |  | OP | X | 5 | 1962 |  |  | Y | Industrial CHP | 7 | [11 empty] | N | N | 0 | 12H |  | N | [21 empty] | N | N | N | bar: X T T T to WC BLQ BLQ BLQ; NG NG NG NG
Vintage1986 | hydro | TRUE | 56467 | Ampersand Gilman Hydro LP | 10608 | Gilman Mill | VT | Essex | GEN1 | Conventional Hydroelectric | HY |  | S | X | X |  |  | 2.2 | 0.8 | 2.1 | 2.1 | 0.2 | N |  |  | OP | X | 3 | 1986 |  |  | N | IPP Non-CHP | 2 | X T T T: X; WC BLQ BLQ BLQ: WAT |  | N | N | 0 | 1H
Vintage1966 | hydro | TRUE | 56467 | Ampersand Gilman Hydro LP | 10608 | Gilman Mill | VT | Essex | GEN2 | Conventional Hydroelectric | HY |  | S | X | X |  |  | 1 | 0.8 | 0.9 | 0.9 | 0.3 | N |  |  | OP | X | 1 | 1966 |  |  | N | IPP Non-CHP | 2 | X T T T: X; WC BLQ BLQ BLQ: WAT |  | N | N | 0 | 1H
Vintage1941 | hydro | TRUE | 56467 | Ampersand Gilman Hydro LP | 10608 | Gilman Mill | VT | Essex | GEN3 | Conventional Hydroelectric | HY |  | S | X | X |  |  | 0.8 | 0.8 | 0.7 | 0.7 | 0.1 | N |  |  | OP | X | 1 | 1941 |  |  | N | IPP Non-CHP | 2 | X T T T: X; WC BLQ BLQ BLQ: WAT |  | N | N | 0 | 1H
Vintage1941 | hydro | TRUE | 56467 | Ampersand Gilman Hydro LP | 10608 | Gilman Mill | VT | Essex | GEN4 | Conventional Hydroelectric | HY |  | S | X | X |  |  | 0.8 | 0.8 | 0.6 | 0.6 | 0.1 | N |  |  | OP | X | 1 | 1941 |  |  | N | IPP Non-CHP | 2 | X T T T: X; WC BLQ BLQ BLQ: WAT |  | N | N | 0 | 1H
Vintage1968 | natural gas steam turbine | FALSE | 7166 | Georgia-Pacific Monticello LLC | 10610 | Georgia-Pacific Monticello Paper | MS | Lawrence | GEN1 | Natural Gas Steam Turbine | ST |  | S | X | X | SME.SME_LOAD |  | 49.3 | 0.85 | 49.3 | 49.3 | 5 | N |  |  | OP | X | 6 | 1968 |  |  | Y | Industrial CHP | 7 | X T T T: T; WC BLQ BLQ BLQ: NG; WC NG NG NG: BLQ; WC WDS WDS WDS: WDS; NG NG NG NG: NG |  | N | N |  | 12H | [23 empty] | Y | Y | N
Vintage1968 | natural gas steam turbine | FALSE | 7166 | Georgia-Pacific Monticello LLC | 10610 | Georgia-Pacific Monticello Paper | MS | Lawrence | GEN2 | Natural Gas Steam Turbine | ST |  | S | X | X | SME.SME_LOAD |  | 32.2 | 0.89 | 32.2 | 32.2 | 5 | N |  |  | OP | X | 6 | 1968 |  |  | Y | Industrial CHP | 7 | X T T T: T; WC BLQ BLQ BLQ: NG; WC NG NG NG: BLQ; WC WDS WDS WDS: WDS; NG NG NG NG: NG |  | N | N |  | 12H | [23 empty] | Y | Y | N
Vintage1965 | biomass | TRUE | 50128 | Georgia-Pacific Consr Ops LLC-Palatka | 10611 | Georgia-Pacific Palatka Operations | FL | Putnam | GEN4 | Wood/Wood Waste Biomass | ST |  | S | X | X |  |  | 47.8 | 0.99 | 44.6 | 45.1 | 5 | N |  |  | OP | X | 6 | 1965 |  |  | Y | Industrial CHP | 7 | X T T T: T; WC BLQ BLQ BLQ: BLQ; WC NG NG NG: NG; NG NG NG NG: NG |  | N | N |  | 12H | [23 empty] | Y | Y | N
Vintage1993 | biomass | TRUE | 50128 | Georgia-Pacific Consr Ops LLC-Palatka | 10611 | Georgia-Pacific Palatka Operations | FL | Putnam | GEN8 | Wood/Wood Waste Biomass | ST |  | S | X | X |  |  | 32 | 0.85 | 25.1 | 25.4 | 3 | N |  |  | OP | X | 5 | 1993 |  |  | Y | Industrial CHP | 7 | X T T T: T; WC BLQ BLQ BLQ: BLQ; WC NG NG NG: NG; NG NG NG NG: NG |  | N | N |  | 12H | [23 empty] | Y | Y | N
Vintage1912 | hydro | FALSE | 5232 | Woodland Pulp LLC | 10613 | Woodland Pulp, LLC | ME | Washington | HG1 | Conventional Hydroelectric | HY |  | S | X | X |  |  | 3 | 0.8 | 2.9 | 2.8 | 1.5 | N |  |  | OP | X | 6 | 1912 |  |  | N | Industrial CHP | 7 | X T T T: X; WC BLQ BLQ BLQ: WAT |  | N |  | 0 | 10M | [23 empty] | N
Vintage1970 | hydro | FALSE | 5232 | Woodland Pulp LLC | 10613 | Woodland Pulp, LLC | ME | Washington | HG10 | Conventional Hydroelectric | HY |  | S | X | X |  |  | 1.2 | 0.8 | 1.1 | 1.1 | 0.7 | N |  |  | SB | Y | 6 | 1970 |  |  | N | Industrial CHP | 7 | X T T T: X; WC BLQ BLQ BLQ: WAT |  | N |  | 0 | 10M | [23 empty] | N
Vintage1912 | hydro | FALSE | 5232 | Woodland Pulp LLC | 10613 | Woodland Pulp, LLC | ME | Washington | HG2 | Conventional Hydroelectric | HY |  | S | X | X |  |  | 3 | 0.8 | 2.9 | 2.8 | 0.7 | N |  |  | SB | Y | 6 | 1912 |  |  | N | Industrial CHP | 7 | X T T T: X; WC BLQ BLQ BLQ: WAT |  | N |  | 0 | 10M | [23 empty] | N
Vintage1929 | hydro | FALSE | 5232 | Woodland Pulp LLC | 10613 | Woodland Pulp, LLC | ME | Washington | HG3 | Conventional Hydroelectric | HY |  | S | X | X |  |  | 3.3 | 0.8 | 3.1 | 3 | 1.5 | N |  |  | OP | X | 6 | 1929 |  |  | N | Industrial CHP | 7 | X T T T: X; WC BLQ BLQ BLQ: WAT |  | N |  | 0 | 10M
Vintage1906 | hydro | FALSE | 5232 | Woodland Pulp LLC | 10613 | Woodland Pulp, LLC | ME | Washington | HG4 | Conventional Hydroelectric | HY |  | S | X | X |  |  | 0.8 | 0.8 | 0.8 | 0.7 | 0.7 | N |  |  | SB | Y | 6 | 1906 |  |  | N | Industrial CHP | 7 | X T T T: X; WC BLQ BLQ BLQ: WAT |  | N |  | 0 | 10M
Vintage1906 | hydro | FALSE | 5232 | Woodland Pulp LLC | 10613 | Woodland Pulp, LLC | ME | Washington | HG5 | Conventional Hydroelectric | HY |  | S | X | X |  |  | 0.8 | 0.8 | 0.8 | 0.7 | 0.7 | N |  |  | SB | Y | 6 | 1906 |  |  | N | Industrial CHP | 7 | X T T T: X; WC BLQ BLQ BLQ: WAT |  | N |  | 0 | 10M
Vintage1906 | hydro | FALSE | 5232 | Woodland Pulp LLC | 10613 | Woodland Pulp, LLC | ME | Washington | HG6 | Conventional Hydroelectric | HY |  | S | X | X |  |  | 0.8 | 0.8 | 0.8 | 0.7 | 0.7 | N |  |  | SB | Y | 6 | 1906 |  |  | N | Industrial CHP | 7 | X T T T: X; WC BLQ BLQ BLQ: WAT |  | N |  | 0 | 10M
Vintage1970 | hydro | FALSE | 5232 | Woodland Pulp LLC | 10613 | Woodland Pulp, LLC | ME | Washington | HG7 | Conventional Hydroelectric | HY |  | S | X | X |  |  | 1.6 | 0.8 | 1.5 | 1.5 | 0.7 | N |  |  | OP | X | 6 | 1970 |  |  | N | Industrial CHP | 7 | X T T T: X; WC BLQ BLQ BLQ: WAT |  | N |  | 0 | 10M
Vintage1970 | hydro | FALSE | 5232 | Woodland Pulp LLC | 10613 | Woodland Pulp, LLC | ME | Washington | HG8 | Conventional Hydroelectric | HY |  | S | X | X |  |  | 2 | 0.8 | 1.9 | 1.8 | 0.7 | N |  |  | OP | X | 6 | 1970 |  |  | N | Industrial CHP | 7 | X T T T: X; WC BLQ BLQ BLQ: WAT |  | N |  | 0 | 10M
Vintage1970 | hydro | FALSE | 5232 | Woodland Pulp LLC | 10613 | Woodland Pulp, LLC | ME | Washington | HG9 | Conventional Hydroelectric | HY |  | S | X | X |  |  | 2 | 0.8 | 1.9 | 1.8 | 0.7 | N |  |  | OP | X | 6 | 1970 |  |  | N | Industrial CHP | 7 | X T T T: X; WC BLQ BLQ BLQ: WAT |  | N |  | 0 | 10M | [23 empty] | N
Vintage1966 | biomass | TRUE | 5232 | Woodland Pulp LLC | 10613 | Woodland Pulp, LLC | ME | Washington | TG10 | Wood/Wood Waste Biomass | ST |  | S | X | X |  |  | 23 | 0.8 | 26 | 26 | 7 | N |  |  | OP | X | 3 | 1966 |  |  | Y | Industrial CHP | 7 | B | BLQ | NG | WDS | RFO |  |  | RFO |  |  |  | N |  |  | 12H | [23 empty] | Y | Y | N
Vintage1970 | biomass | TRUE | 5232 | Woodland Pulp LLC | 10613 | Woodland Pulp, LLC | ME | Washington | TG11 | Wood/Wood Waste Biomass | ST |  | S | X | X |  |  | 26.8 | 0.8 | 20 | 20 | 7 | N |  |  | OP | X | 3 | 1970 |  |  | Y | Industrial CHP | 7 | B | BLQ | NG | WDS | RFO |  |  | RFO |  |  |  | N |  |  | 12H | [23 empty] | Y | Y | N
Vintage1995 | natural gas combined cycle | TRUE | 58338 | Lakeside Beaver Falls LLC | 10617 | CH Resources Beaver Falls | NY | Lewis | GEN1 | Natural Gas Fired Combined Cycle | CT | CC01 | S | X | N | NYISO ZONE E | NYISO ZONE E | 65.5 | 0.9 | 49.7 | 61 | 30 | N |  |  | OP | X | 4 | 1995 |  |  | Y | IPP CHP | 3 | X T T T: T; WC BLQ BLQ BLQ: NG; WC NG NG NG: DFO; NG NG NG NG: NG |  | N | N |  | OVER | [23 empty] | Y | N | Y
Vintage1995 | natural gas combined cycle | TRUE | 58338 | Lakeside Beaver Falls LLC | 10617 | CH Resources Beaver Falls | NY | Lewis | GEN2 | Natural Gas Fired Combined Cycle | CA | CC01 | S | Y | X | NYISO ZONE E | NYISO ZONE E | 42.3 | 0.9 | 30.6 | 31.8 | 15 | N |  |  | OP | X | 4 | 1995 |  |  | Y | IPP CHP | 3 | X T T T: B; WC BLQ BLQ BLQ: NG; WC NG NG NG: DFO; NG NG NG NG: NG |  | N | N |  | OVER | [23 empty] | Y | N | Y
Vintage1991 | natural gas combined cycle | TRUE | 3085 | Carthage Energy LLC | 10620 | Carthage Energy LLC | NY | Jefferson | GEN1 | Natural Gas Fired Combined Cycle | CT | CC1 | S | X | N | 23857 | 23857 | 40.9 | 0.95 | 40.1 | 45 | 25 | N |  |  | OP | X | 11 | 1991 |  |  | N | IPP Non-CHP | 2 | X T T T: X; WC BLQ BLQ BLQ: NG; WC NG NG NG: DFO |  | N | N |  | 12H | [23 empty] | Y | Y | Y
Vintage1991 | natural gas combined cycle | TRUE | 3085 | Carthage Energy LLC | 10620 | Carthage Energy LLC | NY | Jefferson | GEN2 | Natural Gas Fired Combined Cycle | CA | CC1 | S | Y | X | 23857 | 23857 | 22 | 0.95 | 21 | 21.5 | 10 | N |  |  | OP | X | 11 | 1991 |  |  | N | IPP Non-CHP | 2 | [11 empty] | N | N |  | 12H | [23 empty] | N | N | N | bar: X T T T to WC BLQ BLQ BLQ
Vintage1994 | natural gas combined cycle | TRUE | 58337 | Lakeside Syracuse LLC | 10621 | CH Resources Syracuse | NY | Onondaga | GEN1 | Natural Gas Fired Combined Cycle | CT | CC01 | S | X | N | NYISO Zone C | NYISO Zone C | 65.5 | 0.9 | 59.6 | 73.4 | 30 | N |  |  | OP | X | 1 | 1994 |  |  | N | IPP Non-CHP | 2 | [11 empty] | N | N |  | OVER | [23 empty] | N | N | N | bar: X T T T to WC BLQ BLQ BLQ; NG NG NG NG
Vintage1994 | natural gas combined cycle | TRUE | 58337 | Lakeside Syracuse LLC | 10621 | CH Resources Syracuse | NY | Onondaga | GEN2 | Natural Gas Fired Combined Cycle | CA | CC01 | S | Y | X | NYISO Zone C | NYISO Zone C | 37.2 | 0.9 | 28.8 | 28.8 | 15 | N |  |  | OP | X | 1 | 1994 |  |  | N | IPP Non-CHP | 2 | [11 empty] | N | N |  | OVER | [23 empty] | N | N | N | bar: X T T T to WC BLQ BLQ BLQ; NG NG NG NG
Vintage1989 | natural gas combined cycle | FALSE | 11216 | Los Angeles County | 10623 | Civic Center | CA | Los Angeles | GEN1 | Natural Gas Fired Combined Cycle | CT | CC1 | S | X | N |  |  | 22.1 | 0.92 | 22.1 | 22.1 | 16 | Y | 6 | 2020 | OP | X | 8 | 1989 |  |  | Y | Commercial CHP | 5 | [11 empty] | N |  |  | 12H | [23 empty] | N | N | N | bar: X T T T to WC BLQ BLQ BLQ
Vintage1989 | natural gas combined cycle | FALSE | 11216 | Los Angeles County | 10623 | Civic Center | CA | Los Angeles | GEN2 | Natural Gas Fired Combined Cycle | CA | CC1 | S | N | X |  |  | 12.4 | 0.92 | 1.5 | 0.5 | 0.5 | Y | 6 | 2020 | OP | X | 8 | 1989 |  |  | Y | Commercial CHP | 5 | [11 empty] | N |  |  | 12H | [23 empty] | N | N | N | bar: X T T T to WC BLQ BLQ BLQ
Vintage1958 | biomass | TRUE | 55863 | Evergreen Packaging Inc | 10627 | Pine Bluff Mill | AR | Jefferson | 1TG1 | Wood/Wood Waste Biomass | ST |  | S | X | X | EAILD | EAILD | 40 | 0.85 | 32 | 31 | 10 | N |  |  | OP | X | 5 | 1958 |  |  | Y | Industrial CHP | 7 | T | BLQ | PUR | WDS | NG | TDF | RFO | NG |  |  |  | N | N |  | 12H | [23 empty] | Y | Y | N
Vintage1958 | biomass | TRUE | 55863 | Evergreen Packaging Inc | 10627 | Pine Bluff Mill | AR | Jefferson | 2TG1 | Wood/Wood Waste Biomass | ST |  | S | X | X |  |  | 20 | 0.85 | 15.9 | 18.4 | 7 | N |  |  | OP | X | 5 | 1958 |  |  | Y | Industrial CHP | 7 | T | BLQ | PUR | WDS | NG | TDF | RFO | NG |  |  |  | N | N |  | 12H | [23 empty] | Y | Y | N
Vintage1962 | biomass | TRUE | 55863 | Evergreen Packaging Inc | 10627 | Pine Bluff Mill | AR | Jefferson | 3TG1 | Wood/Wood Waste Biomass | ST |  | S | X | X |  |  | 25 | 0.85 | 13 | 13 | 7 | N |  |  | OP | X | 11 | 1962 |  |  | Y | Industrial CHP | 7 | T | BLQ | PUR | WDS | NG | TDF | RFO | NG |  |  |  | N | N |  | 12H | [23 empty] | Y | Y | N
Vintage1984 | municipal solid waste | TRUE | 20541 | Wheelabrator Environmental Systems | 10629 | Wheelabrator Baltimore Refuse | MD | Baltimore City | GEN1 | Municipal Solid Waste | ST |  | S | X | X | WESTPORT 34 KV BRESCO | WESTPORT 34 KV BRESCO | 60.2 | 0.9 | 57 | 57 | 10 | N |  |  | OP | X | 11 | 1984 |  |  | N | IPP CHP | 3 | B T T T: X; NG BLQ BLQ BLQ: MSW; NG NG NG NG: NG |  |  |  | N | N |  | 12H |  |  |  | N | N | [18 empty] | N | N
Vintage2001 | municipal solid waste | TRUE | 20541 | Wheelabrator Environmental Systems | 10629 | Wheelabrator Baltimore Refuse | MD | Baltimore City | GEN2 | Municipal Solid Waste | ST |  | S | X | X |  |  | 4.3 | 0.9 | 4.3 | 4.3 | 2 | N |  |  | OP | X | 1 | 2001 |  |  | Y | IPP CHP | 3 | B T T T: T; NG BLQ BLQ BLQ: MSW; NG NG NG NG: NG |  |  |  | N | N |  | 12H |  |  |  | N | N | [18 empty] | N | N
Vintage1989 | geothermal | TRUE | 49899 | CalEnergy Operating Corporation | 10631 | CE Leathers | CA | Imperial | GEN1 | Geothermal | ST |  | W | X | X |  |  | 45.5 | 0.85 | 42 | 42 | 2 | N |  |  | OP | X | 11 | 1989 |  |  | N | IPP Non-CHP | 2 | B T T T: X; NG BLQ BLQ BLQ: GEO; NG NG NG NG: GEO |  |  |  | N | N |  | 12H | [23 empty] | N | N
Vintage1988 | geothermal | TRUE | 49899 | CalEnergy Operating Corporation | 10632 | Del Ranch Company | CA | Imperial | GEN1 | Geothermal | ST |  | W | X | X |  |  | 45.5 | 0.85 | 42 | 42 | 2 | N |  |  | OP | X | 10 | 1988 |  |  | N | IPP Non-CHP | 2 | B T T T: X; NG BLQ BLQ BLQ: GEO; NG NG NG NG: GEO |  |  |  | N | N |  | 12H | [23 empty] | N | N
Vintage1990 | natural gas combined cycle | TRUE | 55983 | Luminant Generation Company LLC | 10633 | Hopewell Cogeneration | VA | Prince George | GT1 | Natural Gas Fired Combined Cycle | CT | CC1 | S | X | N | PJM | PJM | 101 | 1 | 94.1 | 101 | 55 | N |  |  | OP | X | 1 | 1990 |  |  | Y | IPP CHP | 3 | B T T T: T; NG BLQ BLQ BLQ: NG; NG PUR PUR PUR: DFO; NG NG NG NG: NG | DFO |  |  | N | N |  | 12H | [23 empty] | Y | Y | Y
Vintage1990 | natural gas combined cycle | TRUE | 55983 | Luminant Generation Company LLC | 10633 | Hopewell Cogeneration | VA | Prince George | GT2 | Natural Gas Fired Combined Cycle | CT | CC1 | S | X | N | PJM | PJM | 101 | 1 | 94.1 | 101 | 55 | N |  |  | OP | X | 2 | 1990 |  |  | Y | IPP CHP | 3 | B T T T: T; NG BLQ BLQ BLQ: NG; NG PUR PUR PUR: DFO; NG NG NG NG: NG | DFO |  |  | N | N |  | 12H | [23 empty] | Y | Y | Y
Vintage1990 | natural gas combined cycle | TRUE | 55983 | Luminant Generation Company LLC | 10633 | Hopewell Cogeneration | VA | Prince George | GT3 | Natural Gas Fired Combined Cycle | CT | CC1 | S | X | N | PJM | PJM | 101 | 1 | 94.1 | 101 | 55 | N |  |  | OP | X | 3 | 1990 |  |  | Y | IPP CHP | 3 | B T T T: T; NG BLQ BLQ BLQ: NG; NG PUR PUR PUR: DFO; NG NG NG NG: NG | DFO |  |  | N | N |  | 12H | [23 empty] | Y | Y | Y
Vintage1990 | other | TRUE | 55983 | Luminant Generation Company LLC | 10633 | Hopewell Cogeneration | VA | Prince George | ST1 | All Other | CA | CC1 | S | N | X |  |  | 96 | 1 | 96 | 96 | 55 | N |  |  | OP | X | 3 | 1990 |  |  | Y | IPP CHP | 3 | T | OTH | OTH | OTH |  |  |  | OTH |  |  |  | N | N |  | 12H | [23 empty] | N | N | N
Vintage1988 | geothermal | TRUE | 49899 | CalEnergy Operating Corporation | 10634 | Elmore Company | CA | Imperial | GEN1 | Geothermal | ST |  | W | X | X |  |  | 45.5 | 0.85 | 49 | 49 | 2 | N |  |  | OP | X | 11 | 1988 |  |  | N | IPP Non-CHP | 2 | B T T T: X; NG BLQ BLQ BLQ: GEO; NG NG NG NG: GEO |  |  |  | N | N |  | 12H | [23 empty] | N
Vintage1989 | municipal solid waste | TRUE | 473 | Covanta Hempstead Company | 10642 | Covanta Hempstead | NY | Nassau | GEN1 | Municipal Solid Waste | ST |  | S | X | X |  |  | 78.6 | 1 | 71.8 | 71.8 | 24 | N |  |  | OP | X | 4 | 1989 |  |  | N | IPP Non-CHP | 2 | X | MSW | DFO | WDS |  |  |  | DFO |  |  |  | N | N |  | 12H | [23 empty] | Y | N | N
Vintage1990 | municipal solid waste | TRUE | 542 | Covanta Essex Company | 10643 | Covanta Essex Company | NJ | Essex | GEN1 | Municipal Solid Waste | ST |  | S | X | X |  |  | 34.9 | 0.9 | 30 | 30 | 5 | N |  |  | OP | X | 11 | 1990 |  |  | N | IPP Non-CHP | 2 | B T T T: X; NG BLQ BLQ BLQ: MSW; NG PUR PUR PUR: DFO; NG NG NG NG: DFO |  |  |  | N | N |  | 12H |  |  | N | N | [19 empty] | N | N | N
Vintage1990 | municipal solid waste | TRUE | 542 | Covanta Essex Company | 10643 | Covanta Essex Company | NJ | Essex | GEN2 | Municipal Solid Waste | ST |  | S | X | X |  |  | 34.9 | 0.9 | 30 | 30 | 5 | N |  |  | OP | X | 11 | 1990 |  |  | N | IPP Non-CHP | 2 | B T T T: X; NG BLQ BLQ BLQ: MSW; NG PUR PUR PUR: DFO; NG NG NG NG: DFO |  |  |  | N | N |  | 12H |  |  | N | [20 empty] | N | N | N
Vintage1991 | municipal solid waste | TRUE | 528 | Covanta Southeastern Connecticut Company | 10646 | Covanta Southeastern Connecticut Company | CT | New London | GEN1 | Municipal Solid Waste | ST |  | S | X | X | 562 | 562 | 18.3 | 0.9 | 16.3 | 18.1 | 3 | N |  |  | OP | X | 12 | 1991 |  |  | N | IPP Non-CHP | 2 | B T T T: X; NG BLQ BLQ BLQ: MSW; NG PUR PUR PUR: DFO; NG NG NG NG: DFO |  |  |  | N | N |  | 12H | [20 empty] | N |  |  | N | N | N
Vintage1995 | natural gas peaker | TRUE | 60662 | WCAC Operating Company | 10649 | Bear Mountain Limited | CA | Kern | GEN1 | Natural Gas Fired Combustion Turbine | GT |  | W | X | X |  |  | 46 | 0.85 | 46 | 48 | 32 | N |  |  | OP | X | 4 | 1995 |  |  | Y | IPP CHP | 3 | [11 empty] | N | N |  | 12H | [23 empty] | N | N | N | bar: B T T T to NG BLQ BLQ BLQ
Vintage1991 | natural gas peaker | TRUE | 60662 | WCAC Operating Company | 10650 | Badger Creek Limited | CA | Kern | GEN1 | Natural Gas Fired Combustion Turbine | GT |  | W | X | X |  |  | 46 | 0.85 | 46 | 48 | 32 | N |  |  | OP | X | 4 | 1991 |  |  | Y | IPP CHP | 3 | [11 empty] | N | N |  | 12H | [23 empty] | N | N | N | bar: B T T T to NG BLQ BLQ BLQ
Vintage1989 | biomass | TRUE | 62970 | Burney Forest Products, A Joint Venture | 10652 | Burney Forest Products | CA | Shasta | GEN1 | Wood/Wood Waste Biomass | ST |  | S | X | X | BioRAM | BioRAM | 31 | 0.9 | 31 | 31 | 1 | N |  |  | OP | X | 10 | 1989 |  |  | Y | IPP CHP | 3 | B T T T: T; NG BLQ BLQ BLQ: WDS; NG PUR PUR PUR: NG; NG NG NG NG: NG |  |  |  | N | N |  | 12H | [23 empty] | Y | Y | N
Vintage1922 | hydro | FALSE | 6789 | French Paper Co | 10656 | French Paper Hydro | MI | Berrien | 1 | Conventional Hydroelectric | HY |  | S | X | X |  |  | 0.3 | 0.8 | 0.3 | 0.3 | 0 | N |  |  | OP | X | 1 | 1922 |  |  | N | Industrial Non-CHP | 6 | B T T T: X; NG BLQ BLQ BLQ: WAT |  |  |  | N | N | 0 | 1H | [23 empty] | N
Vintage1927 | hydro | FALSE | 6789 | French Paper Co | 10656 | French Paper Hydro | MI | Berrien | 2 | Conventional Hydroelectric | HY |  | S | X | X |  |  | 0.4 | 0.8 | 0.4 | 0.4 | 0 | N |  |  | OP | X | 1 | 1927 |  |  | N | Industrial Non-CHP | 6 | B T T T: X; NG BLQ BLQ BLQ: WAT |  |  |  | N | N | 0 | 1H | [23 empty] | N
Vintage1930 | hydro | FALSE | 6789 | French Paper Co | 10656 | French Paper Hydro | MI | Berrien | 3 | Conventional Hydroelectric | HY |  | S | X | X |  |  | 0.4 | 0.8 | 0.3 | 0.3 | 0 | N |  |  | OP | X | 1 | 1930 |  |  | N | Industrial Non-CHP | 6 | B T T T: X; NG BLQ BLQ BLQ: WAT |  |  |  | N | N | 0 | 1H | [23 empty] | N
Vintage1921 | hydro | FALSE | 6789 | French Paper Co | 10656 | French Paper Hydro | MI | Berrien | 4 | Conventional Hydroelectric | HY |  | S | X | X |  |  | 0.2 | 0.8 | 0.2 | 0.2 | 0 | N |  |  | OP | X | 1 | 1921 |  |  | N | Industrial Non-CHP | 6 | B T T T: X; NG BLQ BLQ BLQ: WAT |  |  |  | N | N | 0 | 1H | [23 empty] | N
Vintage2021 | biomass | TRUE | 3953 | Collins Pine Co | 10661 | Collins Pine Project | CA | Plumas | GEN5 | Wood/Wood Waste Biomass | ST |  | S | X | X |  |  | 5 | 0.8 | 5 | 5 | 1 | N |  |  | OP | X | 9 | 2021 |  |  | Y | Industrial CHP | 7 | B T T T: T; NG BLQ BLQ BLQ: WDS; NG NG NG NG: WDS | DFO |  |  | N | N |  | OVER | [23 empty] | N
Vintage1990 | hard coal | TRUE | 14063 | Oklahoma Gas & Electric Co | 10671 | River Valley | OK | Le Flore | GEN1 | Conventional Steam Coal | ST |  | S | X | X |  |  | 175 | 0.9 | 161 | 161 | 80 | N |  |  | OP | X | 9 | 1990 |  |  | N | Electric Utility | 1 | X | SUB | BIT | NG |  |  |  | NG |  |  |  | N | N |  | OVER | Y |  |  |  | Y | [18 empty] | Y | Y | N
Vintage1990 | hard coal | TRUE | 14063 | Oklahoma Gas & Electric Co | 10671 | River Valley | OK | Le Flore | GEN2 | Conventional Steam Coal | ST |  | S | X | X |  |  | 175 | 0.9 | 160 | 160 | 80 | N |  |  | OP | X | 11 | 1990 |  |  | N | Electric Utility | 1 | X | SUB | BIT | NG |  |  |  | NG |  |  |  | N | N |  | OVER | Y |  |  |  | Y | [18 empty] | Y | Y | N
Vintage1992 | hard coal | TRUE | 177 | AES Hawaii LLC | 10673 | AES Hawaii | HI | Honolulu | GEN1 | Conventional Steam Coal | ST |  | S | X | X |  |  | 203 | 0.85 | 180 | 180 | 63 | N |  |  | OP | X | 5 | 1992 | 9 | 2022 | Y | IPP CHP | 3 | T | SUB | WO | BIT | TDF | OBS |  | DFO |  |  |  | N | N |  | OVER | Y |  |  |  | Y | N | [17 empty] | Y | Y | N
Vintage1988 | natural gas combined cycle | TRUE | 178 | CES Placerita Inc | 10677 | CES Placerita Power Plant | CA | Los Angeles | UNT2 | Natural Gas Fired Combined Cycle | CT | CESP | S | X | N |  |  | 60 | 0.85 | 46 | 50 | 23 | N |  |  | OS | X | 6 | 1988 |  |  | N | IPP Non-CHP | 2 | [11 empty] | N |  |  | 12H | [23 empty] | N | N | N | bar: B T T T to NG BLQ BLQ BLQ; NG NG NG NG
Vintage1988 | natural gas combined cycle | TRUE | 178 | CES Placerita Inc | 10677 | CES Placerita Power Plant | CA | Los Angeles | UNT3 | Natural Gas Fired Combined Cycle | CA | CESP | S | N | X |  |  | 30 | 0.85 | 23 | 25 | 5 | N |  |  | OS | X | 6 | 1988 |  |  | N | IPP Non-CHP | 2 | [11 empty] | N |  |  | 12H | [23 empty] | N | N | bar: B T T T to NG BLQ BLQ BLQ
Vintage1999 | hard coal | TRUE | 35 | AES WR Ltd Partnership | 10678 | AES Warrior Run Cogeneration Facility | MD | Allegany | GEN1 | Conventional Steam Coal | ST |  | S | X | X |  |  | 229 | 0.9 | 180 | 180 | 72 | N |  |  | OP | X | 8 | 1999 |  |  | Y | IPP CHP | 3 | B T T T: T; NG BLQ BLQ BLQ: BIT; NG NG NG NG: DFO |  |  |  | N | Y |  | OVER | Y |  |  |  | Y | [18 empty] | N | N | N
Vintage1990 | natural gas combined cycle | TRUE | 55307 | Colorado Energy Management | 10682 | Brush Generation Facility | CO | Morgan | GT1 | Natural Gas Fired Combined Cycle | CT | CPP | W | X | N |  |  | 23.8 | 0.85 | 25 | 30 | 25 | N |  |  | OP | X | 10 | 1990 |  |  | N | IPP Non-CHP | 2 | [11 empty] | N | N |  | 12H | [23 empty] | N | N | N | bar: B T T T to NG BLQ BLQ BLQ
Vintage1990 | natural gas peaker | TRUE | 55307 | Colorado Energy Management | 10682 | Brush Generation Facility | CO | Morgan | GT2 | Natural Gas Fired Combustion Turbine | GT |  | W | X | X |  |  | 23.8 | 0.85 | 25 | 30 | 25 | N |  |  | OP | X | 10 | 1990 |  |  | N | IPP Non-CHP | 2 | [11 empty] | N | N |  | 1H | [23 empty] | N | N | N | bar: B T T T to NG BLQ BLQ BLQ
Vintage1994 | natural gas combined cycle | TRUE | 55307 | Colorado Energy Management | 10682 | Brush Generation Facility | CO | Morgan | GT3 | Natural Gas Fired Combined Cycle | CT | BCP | W | X | N |  |  | 37 | 0.85 | 32 | 38 | 32 | N |  |  | OP | X | 1 | 1994 |  |  | N | IPP Non-CHP | 2 | [11 empty] | N | N |  | 12H | [23 empty] | N | N | N | bar: B T T T to NG BLQ BLQ BLQ
Vintage1999 | natural gas combined cycle | TRUE | 55307 | Colorado Energy Management | 10682 | Brush Generation Facility | CO | Morgan | GT4 | Natural Gas Fired Combined Cycle | CT | BIV | W | X | Y |  |  | 23.8 | 0.85 | 25 | 30 | 23 | N |  |  | OP | X | 6 | 1999 |  |  | N | IPP Non-CHP | 2 | [11 empty] | N | N |  | 12H | [23 empty] | N | N | N | bar: B T T T to NG BLQ BLQ BLQ
Vintage1999 | natural gas combined cycle | TRUE | 55307 | Colorado Energy Management | 10682 | Brush Generation Facility | CO | Morgan | GT5 | Natural Gas Fired Combined Cycle | CT | BIV | W | X | Y |  |  | 23.8 | 0.85 | 25 | 30 | 23 | N |  |  | OP | X | 6 | 1999 |  |  | N | IPP Non-CHP | 2 | [11 empty] | N | N |  | 12H | [23 empty] | N | bar: B T T T to NG BLQ BLQ BLQ
Vintage1990 | natural gas combined cycle | TRUE | 55307 | Colorado Energy Management | 10682 | Brush Generation Facility | CO | Morgan | ST1 | Natural Gas Fired Combined Cycle | CA | CPP | W | Y | X |  |  | 38 | 0.8 | 30 | 30 | 10 | N |  |  | OP | X | 10 | 1990 |  |  | N | IPP Non-CHP | 2 | [11 empty] | N | N |  | 12H | [23 empty] | N | N | N | bar: B T T T to NG BLQ BLQ BLQ
Vintage1994 | natural gas combined cycle | TRUE | 55307 | Colorado Energy Management | 10682 | Brush Generation Facility | CO | Morgan | ST2 | Natural Gas Fired Combined Cycle | CA | BCP | W | Y | X |  |  | 37 | 0.85 | 40 | 40 | 15 | N |  |  | OP | X | 1 | 1994 |  |  | N | IPP Non-CHP | 2 | [11 empty] | N | N |  | 12H | [23 empty] | N | N | N | bar: B T T T to NG BLQ BLQ BLQ
Vintage2002 | natural gas combined cycle | TRUE | 55307 | Colorado Energy Management | 10682 | Brush Generation Facility | CO | Morgan | ST4 | Natural Gas Fired Combined Cycle | CA | BIV | W | Y | X |  |  | 90 | 0.8 | 90 | 90 | 30 | N |  |  | OP | X | 9 | 2002 |  |  | N | IPP Non-CHP | 2 | [11 empty] | N | N |  | 12H | [23 empty] | N | N | N | bar: B T T T to NG BLQ BLQ BLQ
Vintage1947 | hard coal | FALSE | 49968 | Searles Valley Minerals Operations Inc. | 10684 | Argus Cogen Plant | CA | San Bernardino | TG5 | Conventional Steam Coal | ST |  | W | X | X | CAISO | CAISO | 7.5 | 0.8 | 7 | 7 | 1 | N |  |  | SB | Y | 12 | 1947 |  |  | Y | Industrial CHP | 7 | B T T T: T; NG BLQ BLQ BLQ: RC; NG PUR PUR PUR: BIT; NG NG NG NG: NG |  |  |  | N | Y |  | 12H |  | Y |  |  | Y | [18 empty] | Y | Y | N
Vintage1978 | hard coal | FALSE | 49968 | Searles Valley Minerals Operations Inc. | 10684 | Argus Cogen Plant | CA | San Bernardino | TG8 | Conventional Steam Coal | ST |  | W | X | X | CAISO | CAISO | 27.5 | 0.8 | 25 | 25 | 10 | N |  |  | OP | X | 7 | 1978 |  |  | Y | Industrial CHP | 7 | B T T T: T; NG BLQ BLQ BLQ: RC; NG PUR PUR PUR: BIT; NG NG NG NG: NG |  |  |  | N | Y |  | 12H |  | Y |  |  | Y | [18 empty] | Y | Y | N
Vintage1978 | hard coal | FALSE | 49968 | Searles Valley Minerals Operations Inc. | 10684 | Argus Cogen Plant | CA | San Bernardino | TG9 | Conventional Steam Coal | ST |  | W | X | X | CAISO | CAISO | 27.5 | 0.8 | 25 | 25 | 10 | N |  |  | OP | X | 7 | 1978 |  |  | Y | Industrial CHP | 7 | B T T T: T; NG BLQ BLQ BLQ: RC; NG PUR PUR PUR: BIT; NG NG NG NG: NG |  |  |  | N | Y |  | 12H |  | Y |  |  | Y | [18 empty] | Y | Y | N
Vintage1969 | natural gas peaker | FALSE | 49968 | Searles Valley Minerals Operations Inc. | 10685 | Westend Facility | CA | San Bernardino | PINA | Natural Gas Fired Combustion Turbine | GT |  | W | X | X |  |  | 20 | 0.8 | 15 | 15 | 1 | N |  |  | OS | X | 1 | 1969 |  |  | Y | Industrial CHP | 7 | [11 empty] | N |  |  | 12H | [23 empty] | N | N | N | bar: B T T T to NG BLQ BLQ BLQ
Vintage1969 | natural gas steam turbine | TRUE | 12647 | ALLETE, Inc. | 10686 | Rapids Energy Center | MN | Itasca | 6 | Natural Gas Steam Turbine | ST |  | S | X | X |  |  | 12.5 | 0.8 | 13.1 | 13.1 | 4 | N |  |  | OP | X | 1 | 1969 |  |  | Y | Electric Utility | 1 | [11 empty] | N | N |  | 12H | [20 empty] | N |  |  | N | N | N | bar: B T T T to NG BLQ BLQ BLQ; NG NG NG NG
Vintage1980 | natural gas steam turbine | TRUE | 12647 | ALLETE, Inc. | 10686 | Rapids Energy Center | MN | Itasca | 7 | Natural Gas Steam Turbine | ST |  | S | X | X |  |  | 14 | 0.85 | 9.5 | 9.5 | 6 | N |  |  | OP | X | 1 | 1980 |  |  | Y | Electric Utility | 1 | [11 empty] | N | N |  | 12H | [20 empty] | N |  |  | N | N | N | bar: B T T T to NG BLQ BLQ BLQ; NG NG NG NG
Vintage1943 | hydro | TRUE | 12647 | ALLETE, Inc. | 10686 | Rapids Energy Center | MN | Itasca | HYD | Conventional Hydroelectric | HY |  | S | X | X |  |  | 1.9 | 0.8 | 0.8 | 0.8 | 0.2 | N |  |  | OP | X | 1 | 1943 |  |  | N | Electric Utility | 1 | B T T T: X; NG BLQ BLQ BLQ: WAT |  |  |  | N | N |  | 10M | [20 empty] | N |  |  | N
Vintage1984 | hydro | TRUE | 64078 | Central Rivers Power US, LLC | 10687 | Black River Hydro Associates | NY | Lewis | DE1 | Conventional Hydroelectric | HY |  | S | X | X |  |  | 1.6 | 1 | 1.5 | 1.5 | 0.1 | N |  |  | OP | X | 1 | 1984 |  |  | N | IPP Non-CHP | 2 | B T T T: X; NG BLQ BLQ BLQ: WAT | [6 empty] | 1H
Vintage1984 | hydro | TRUE | 64078 | Central Rivers Power US, LLC | 10687 | Black River Hydro Associates | NY | Lewis | PL1 | Conventional Hydroelectric | HY |  | S | X | X |  |  | 2.2 | 1 | 2.1 | 2 | 0.1 | N |  |  | OA | X | 1 | 1984 |  |  | N | IPP Non-CHP | 2 | B T T T: X; NG BLQ BLQ BLQ: WAT | [6 empty] | 1H
Vintage1984 | hydro | TRUE | 64078 | Central Rivers Power US, LLC | 10687 | Black River Hydro Associates | NY | Lewis | RI1 | Conventional Hydroelectric | HY |  | S | X | X |  |  | 1.9 | 1 | 1.8 | 1.8 | 0.1 | N |  |  | OP | X | 1 | 1984 |  |  | N | IPP Non-CHP | 2 | B T T T: X; NG BLQ BLQ BLQ: WAT | [6 empty] | 1H
Vintage1990 | natural gas peaker | FALSE | 6088 | Exxon Mobil Corp | 10690 | ExxonMobil Baton Rouge Turbine Generator | LA | East Baton Rouge | CTG1 | Natural Gas Fired Combustion Turbine | GT |  | S | X | X | EES.ENCO | EES.ENCO | 85.3 | 0.9 | 75.6 | 84.5 | 60 | N |  |  | OP | X | 5 | 1990 |  |  | Y | Industrial CHP | 7 | [11 empty] | N | N | 0 | 12H | [23 empty] | N | N | N | bar: B T T T to NG BLQ BLQ BLQ
Vintage1989 | natural gas peaker | FALSE | 6091 | Exxon Mobil Refining and Supply Co. | 10692 | ExxonMobil Baytown Turbine | TX | Harris | GEN1 | Natural Gas Fired Combustion Turbine | GT |  | S | X | X | EXN_G1 | EXN_G1 | 39.7 | 0.85 | 29 | 35 | 25 | N |  |  | OP | X | 2 | 1989 |  |  | Y | Industrial CHP | 7 | [11 empty] | N | N |  | 12H | [23 empty] | N | N | N | bar: B T T T to NG BLQ BLQ BLQ
Vintage1989 | natural gas peaker | FALSE | 6091 | Exxon Mobil Refining and Supply Co. | 10692 | ExxonMobil Baytown Turbine | TX | Harris | GEN2 | Natural Gas Fired Combustion Turbine | GT |  | S | X | X | EXN_G2 | EXN_G2 | 39.7 | 0.85 | 29 | 35 | 25 | N |  |  | OP | X | 4 | 1989 |  |  | Y | Industrial CHP | 7 | [11 empty] | N | N |  | 12H | [23 empty] | N | N | N | bar: B T T T to NG BLQ BLQ BLQ
Vintage1989 | natural gas peaker | FALSE | 6091 | Exxon Mobil Refining and Supply Co. | 10692 | ExxonMobil Baytown Turbine | TX | Harris | GEN3 | Natural Gas Fired Combustion Turbine | GT |  | S | X | X | EXN_G3 | EXN_G3 | 39.7 | 0.85 | 29 | 35 | 25 | N |  |  | OP | X | 3 | 1989 |  |  | Y | Industrial CHP | 7 | [11 empty] | N | N |  | 12H | [23 empty] | N | N | N | bar: B T T T to NG BLQ BLQ BLQ
Vintage1997 | natural gas peaker | FALSE | 6091 | Exxon Mobil Refining and Supply Co. | 10692 | ExxonMobil Baytown Turbine | TX | Harris | GEN4 | Natural Gas Fired Combustion Turbine | GT |  | S | X | X | EXN_G4 | EXN_G4 | 98.9 | 0.85 | 78 | 89 | 50 | N |  |  | OP | X | 2 | 1997 |  |  | Y | Industrial CHP | 7 | [11 empty] | N | N |  | 12H | [23 empty] | N | N | N | bar: B T T T to NG BLQ BLQ BLQ
Vintage2004 | natural gas peaker | FALSE | 6091 | Exxon Mobil Refining and Supply Co. | 10692 | ExxonMobil Baytown Turbine | TX | Harris | GEN5 | Natural Gas Fired Combustion Turbine | GT |  | S | X | X | EXN_G14 | EXN_G14 | 163.8 | 0.85 | 140 | 180.1 | 80 | N |  |  | OP | X | 12 | 2004 |  |  | Y | Industrial CHP | 7 | [11 empty] | N | N |  | 12H | [23 empty] | N | N | N | bar: B T T T to NG BLQ BLQ BLQ
Vintage1987 | biomass | TRUE | 11704 | Maryland Environmental Service | 10693 | Eastern Correctional Institute | MD | Somerset | 1147 | Wood/Wood Waste Biomass | ST |  | S | X | X |  |  | 1.9 | 0.8 | 1.3 | 0.8 | 0.5 | N |  |  | OP | X | 8 | 1987 |  |  | Y | Commercial CHP | 5 | B T T T: T; NG BLQ BLQ BLQ: WDS; NG PUR PUR PUR: DFO; NG NG NG NG: PG | DFO |  |  | N | N |  | 12H |  |  | N | [20 empty] | Y | Y | N
Vintage1987 | biomass | TRUE | 11704 | Maryland Environmental Service | 10693 | Eastern Correctional Institute | MD | Somerset | 1148 | Wood/Wood Waste Biomass | ST |  | S | X | X |  |  | 1.9 | 0.8 | 1.3 | 0.8 | 0.5 | N |  |  | OP | X | 8 | 1987 |  |  | Y | Commercial CHP | 5 | B T T T: T; NG BLQ BLQ BLQ: WDS; NG PUR PUR PUR: DFO; NG NG NG NG: PG | DFO |  |  | N | N |  | 12H |  |  | N | [20 empty] | Y | Y | N
Vintage1988 | petroleum | FALSE | 11704 | Maryland Environmental Service | 10693 | Eastern Correctional Institute | MD | Somerset | DG1 | Petroleum Liquids | IC |  | S | X | X |  |  | 1 | 0.8 | 1 | 1 | 0.4 | N |  |  | SB | Y | 11 | 1988 |  |  | N | Commercial CHP | 5 | B T T T: X; NG BLQ BLQ BLQ: DFO |  |  |  | N | N |  | 10M | [23 empty] | N
Vintage1988 | petroleum | FALSE | 11704 | Maryland Environmental Service | 10693 | Eastern Correctional Institute | MD | Somerset | DG2 | Petroleum Liquids | IC |  | S | X | X |  |  | 1 | 0.8 | 1 | 1 | 0.4 | N |  |  | SB | Y | 11 | 1988 |  |  | N | Commercial CHP | 5 | B T T T: X; NG BLQ BLQ BLQ: DFO |  |  |  | N | N |  | 10M | [23 empty] | N
Vintage1920 | hydro | TRUE | 57280 | Eagle Creek Renewable Energy, LLC | 10694 | Pepperell Hydro Power Plant | MA | Middlesex | 2121 | Conventional Hydroelectric | HY |  | W | X | X | 4332 |  | 0.8 | 0.9 | 0.8 | 0.7 | 0.3 | N |  |  | OP | X | 1 | 1920 |  |  | N | IPP Non-CHP | 2 | B T T T: X; NG BLQ BLQ BLQ: WAT | [6 empty] | 10M
Vintage1920 | hydro | TRUE | 57280 | Eagle Creek Renewable Energy, LLC | 10694 | Pepperell Hydro Power Plant | MA | Middlesex | 8281 | Conventional Hydroelectric | HY |  | W | X | X | 4332 |  | 0.8 | 0.8 | 0.8 | 0.7 | 0.3 | N |  |  | OP | X | 1 | 1920 |  |  | N | IPP Non-CHP | 2 | B T T T: X; NG BLQ BLQ BLQ: WAT | [6 empty] | 10M
Vintage2006 | hydro | TRUE | 57280 | Eagle Creek Renewable Energy, LLC | 10694 | Pepperell Hydro Power Plant | MA | Middlesex | G3 | Conventional Hydroelectric | HY |  | W | X | X | 4332 |  | 0.6 | 0.9 | 0.6 | 0.5 | 0.3 | N |  |  | OP | X | 12 | 2006 |  |  | N | IPP Non-CHP | 2 | B T T T: X; NG BLQ BLQ BLQ: WAT | [6 empty] | 10M
Vintage1966 | biomass | TRUE | 59867 | Hood Container of Louisiana, LLC | 10697 | St Francisville Mill | LA | West Feliciana | GEN2 | Wood/Wood Waste Biomass | ST |  | S | X | X |  |  | 12.5 | 0.9 | 16 | 16.5 | 3 | N |  |  | OP | X | 3 | 1966 |  |  | Y | Industrial CHP | 7 | B T T T: T; NG BLQ BLQ BLQ: BLQ; NG PUR PUR PUR: NG; NG NG NG NG: NG |  |  |  | N | N |  | 12H | [23 empty] | N
Vintage1992 | natural gas steam turbine | FALSE | 7475 | Graphic Packaging Corp | 10698 | Graphic Packaging | MI | Kalamazoo | GEN2 | Natural Gas Steam Turbine | ST |  | S | X | X |  |  | 1.8 | 0.8 | 1.5 | 1.5 | 0.3 | N |  |  | OP | X | 1 | 1992 |  |  | Y | Industrial CHP | 7 | [11 empty] | N | N |  | OVER | [23 empty] | N | N | N | bar: B T T T to NG BLQ BLQ BLQ; NG NG NG NG
Vintage1993 | biomass | TRUE | 7136 | Georgia-Pacific Consr Prods LP-Naheola | 10699 | Georgia-Pacific Consr Prods LP-Naheola | AL | Choctaw | GT3 | Wood/Wood Waste Biomass | ST |  | S | X | X |  |  | 47.2 | 0.85 | 37.4 | 37.7 | 3 | N |  |  | OP | X | 4 | 1993 |  |  | Y | Industrial CHP | 7 | T | BLQ | NG | DFO | WDS |  |  | NG | DFO |  |  | N | N |  | 12H |  |  | N | [20 empty] | Y | Y | N
Vintage2019 | biomass | TRUE | 7136 | Georgia-Pacific Consr Prods LP-Naheola | 10699 | Georgia-Pacific Consr Prods LP-Naheola | AL | Choctaw | TG4 | Wood/Wood Waste Biomass | ST |  | S | X | X |  |  | 40.3 | 0.85 | 29.4 | 29.7 | 2.6 | N |  |  | OP | X | 6 | 2019 |  |  | Y | Industrial CHP | 7 | T | WDS | NG | BLQ | DFO |  |  | NG | DFO |  |  | N | N |  | 12H | [23 empty] | Y | Y | N
Vintage1965 | biomass | TRUE | 61813 | ND Paper, Inc. | 10700 | Red Shield Envir Old Town Facility | ME | Penobscot | TG4 | Wood/Wood Waste Biomass | ST |  | S | X | X | NPCC/ISO New England/Graham 46 | NPCC/ISO New England/Graham 46 | 12.5 | 0.85 | 7.5 | 12.5 | 2 | N |  |  | OP | X | 7 | 1965 |  |  | Y | Industrial CHP | 7 | T | BLQ | NG | RFO | WDS |  |  | BLQ |  |  |  | N | N |  | 12H | [23 empty] | Y | Y | Y
Vintage1987 | biomass | TRUE | 61813 | ND Paper, Inc. | 10700 | Red Shield Envir Old Town Facility | ME | Penobscot | TG6 | Wood/Wood Waste Biomass | ST |  | S | X | X | NPCC/ISO New England/Graham 46 | NPCC/ISO New England/Graham 46 | 16 | 0.85 | 14 | 14 | 2 | N |  |  | OP | X | 12 | 1987 |  |  | Y | Industrial CHP | 7 | B T T T: T; NG BLQ BLQ BLQ: WDS; NG PUR PUR PUR: NG; NG NG NG NG: WDS |  |  |  | N | N |  | 12H | [23 empty] | Y | Y | N
Vintage1990 | hydro | TRUE | 17725 | Snow Mountain Hydro LLC | 10706 | Burney Creek | CA | Shasta | GEN1 | Conventional Hydroelectric | HY |  | S | X | X |  |  | 3 | 0.9 | 3 | 3 | 0.2 | N |  |  | OP | X | 3 | 1990 |  |  | N | IPP Non-CHP | 2 | B T T T: X; NG BLQ BLQ BLQ: WAT |  |  |  | N |  |  | 1H | [23 empty] | N
Vintage1990 | hydro | TRUE | 17725 | Snow Mountain Hydro LLC | 10707 | Cove Hydroelectric | CA | Shasta | GEN1 | Conventional Hydroelectric | HY |  | S | X | X |  |  | 5 | 0.9 | 5 | 5 | 0.2 | N |  |  | OP | X | 2 | 1990 |  |  | N | IPP Non-CHP | 2 | B T T T: X; NG BLQ BLQ BLQ: WAT |  |  |  | N |  |  | 1H | [23 empty] | N
Vintage1989 | hydro | TRUE | 17725 | Snow Mountain Hydro LLC | 10708 | Lost Creek I | CA | Shasta | GEN1 | Conventional Hydroelectric | HY |  | S | X | X |  |  | 1.1 | 0.9 | 1.1 | 1.1 | 0.1 | N |  |  | OP | X | 12 | 1989 |  |  | N | IPP Non-CHP | 2 | B T T T: X; NG BLQ BLQ BLQ: WAT |  |  |  | N |  |  | 1H | [23 empty] | N
Vintage1990 | hydro | TRUE | 17725 | Snow Mountain Hydro LLC | 10709 | Ponderosa Bailey Creek | CA | Tehama | GEN1 | Conventional Hydroelectric | HY |  | S | X | X |  |  | 1.1 | 0.9 | 1.1 | 1.1 | 0.1 | N |  |  | OP | X | 3 | 1990 |  |  | N | IPP Non-CHP | 2 | B T T T: X; NG BLQ BLQ BLQ: WAT |  |  |  | N |  |  | 1H | [23 empty] | N
Vintage1985 | onshore wind | TRUE | 16630 | San Gorgonio Farms Inc | 10718 | Karen Avenue Wind Farm | CA | Riverside | WND | Onshore Wind Turbine | WT |  | S | X | X | GARNET_2_WIND2 | GARNET_2_WIND2 | 11.7 |  | 11.7 | 11.7 | 0 | N |  |  | OP | X | 1 | 1985 |  |  | N | IPP Non-CHP | 2 | B T T T: X; NG BLQ BLQ BLQ: WND |  |  |  | N | N | 12 | 10M | [23 empty] | N
Vintage2012 | natural gas peaker | FALSE | 9948 | Kyocera International, Ind | 10720 | Kyocera America Project | CA | San Diego | 0287 | Natural Gas Internal Combustion Engine | IC |  | S | X | X |  |  | 1.7 | 0.95 | 1.7 | 1.7 | 0.8 | N |  |  | OP | X | 9 | 2012 |  |  | Y | Industrial CHP | 7 | [11 empty] | N | N |  | 1H | [23 empty] | N | N | N | bar: B T T T to NG BLQ BLQ BLQ
Vintage2012 | natural gas peaker | FALSE | 9948 | Kyocera International, Ind | 10720 | Kyocera America Project | CA | San Diego | 0333 | Natural Gas Internal Combustion Engine | IC |  | S | X | X |  |  | 2.1 | 0.95 | 2.1 | 2.1 | 1 | N |  |  | OP | X | 9 | 2012 |  |  | Y | Industrial CHP | 7 | [11 empty] | N | N | 0 | 1H | [23 empty] | N | N | N | bar: B T T T to NG BLQ BLQ BLQ
Vintage1992 | natural gas combined cycle | TRUE | 16909 | Selkirk Cogen Partners LP | 10725 | Selkirk Cogen | NY | Albany | GEN1 | Natural Gas Fired Combined Cycle | CT | F802 | W | X | Y | Selkirk-I | Selkirk-I | 95.2 | 0.9 | 76.9 | 105.5 | 45 | N |  |  | OP | X | 4 | 1992 |  |  | Y | IPP CHP | 3 | B T T T: T; NG BLQ BLQ BLQ: NG; NG PUR PUR PUR: DFO |  |  |  | N | N |  | 12H | [23 empty] | Y | Y | Y
Vintage1992 | natural gas combined cycle | TRUE | 16909 | Selkirk Cogen Partners LP | 10725 | Selkirk Cogen | NY | Albany | GEN2 | Natural Gas Fired Combined Cycle | CA | F801 | W | Y | X | Selkirk-I | Selkirk-I | 12 | 0.85 |  |  | 11 | N |  |  | SB | Y | 4 | 1992 |  |  | Y | IPP CHP | 3 | [11 empty] | N | N |  | 12H | [23 empty] | N |  | N | bar: B T T T to NG BLQ BLQ BLQ
Vintage1994 | natural gas combined cycle | TRUE | 16909 | Selkirk Cogen Partners LP | 10725 | Selkirk Cogen | NY | Albany | GEN3 | Natural Gas Fired Combined Cycle | CT | F802 | W | X | N | Selkirk-II | Selkirk-II | 95.2 | 0.9 | 272.3 | 333.1 | 45 | N |  |  | OP | X | 4 | 1994 |  |  | Y | IPP CHP | 3 | B T T T: T; NG BLQ BLQ BLQ: NG; NG PUR PUR PUR: DFO |  |  |  | N | N |  | 12H | [23 empty] | Y | Y | Y
Vintage1994 | natural gas combined cycle | TRUE | 16909 | Selkirk Cogen Partners LP | 10725 | Selkirk Cogen | NY | Albany | GEN4 | Natural Gas Fired Combined Cycle | CT | F802 | W | X | N | Selkirk-II | Selkirk-II | 95.2 | 0.9 |  |  | 45 | N |  |  | OP | X | 4 | 1994 |  |  | Y | IPP CHP | 3 | B T T T: T; NG BLQ BLQ BLQ: NG; NG PUR PUR PUR: DFO |  |  |  | N | N |  | 12H | [23 empty] | Y | Y | Y
Vintage1994 | natural gas combined cycle | TRUE | 16909 | Selkirk Cogen Partners LP | 10725 | Selkirk Cogen | NY | Albany | GEN5 | Natural Gas Fired Combined Cycle | CA | F802 | W | Y | X | Selkirk-II | Selkirk-II | 148.4 | 0.95 |  |  | 11 | N |  |  | OP | X | 4 | 1994 |  |  | Y | IPP CHP | 3 | [11 empty] | N | N |  | 12H | [23 empty] | N |  | N | bar: B T T T to NG BLQ BLQ BLQ
Vintage1993 | natural gas combined cycle | TRUE | 11741 | Masspower | 10726 | Masspower | MA | Hampden | GEN1 | Natural Gas Fired Combined Cycle | CT | G321 | S | X | N | WCMASS | WCMASS | 90 | 0.85 | 83 | 95 | 64 | N |  |  | OP | X | 7 | 1993 |  |  | Y | IPP CHP | 3 | B T T T: T; NG BLQ BLQ BLQ: NG; NG PUR PUR PUR: DFO |  |  |  | N | N |  | 12H | [23 empty] | N | N | N
Vintage1993 | natural gas combined cycle | TRUE | 11741 | Masspower | 10726 | Masspower | MA | Hampden | GEN2 | Natural Gas Fired Combined Cycle | CT | G321 | S | X | N | WCMASS | WCMASS | 90 | 0.85 | 83 | 95 | 64 | N |  |  | OP | X | 7 | 1993 |  |  | Y | IPP CHP | 3 | B T T T: T; NG BLQ BLQ BLQ: NG; NG PUR PUR PUR: DFO |  |  |  | N | N |  | 12H | [23 empty] | N | N | N
Vintage1993 | natural gas combined cycle | TRUE | 11741 | Masspower | 10726 | Masspower | MA | Hampden | GEN3 | Natural Gas Fired Combined Cycle | CA | G321 | S | N | X | WCMASS | WCMASS | 80.9 | 0.85 | 79 | 90 | 60 | N |  |  | OP | X | 7 | 1993 |  |  | Y | IPP CHP | 3 | [11 empty] | N | N |  | 12H | [23 empty] | N | N | N | bar: B T T T to NG BLQ BLQ BLQ
Vintage1986 | hydro | TRUE | 56838 | KEI (Maine) Power Management (III) LLC | 10728 | Barker Lower | ME | Androscoggin | GEN1 | Conventional Hydroelectric | HY |  | S | X | X |  |  | 1.5 | 0.99 | 1.5 | 1.5 | 0.3 | N |  |  | OP | X | 4 | 1986 |  |  | N | IPP Non-CHP | 2 | B T T T: X; NG BLQ BLQ BLQ: WAT |  |  |  | N | N | 0 | 1H | [20 empty] | N |  |  | N |  | N
Vintage1990 | hydro | TRUE | 64078 | Central Rivers Power US, LLC | 10735 | Barber Dam | ID | Ada | GEN1 | Conventional Hydroelectric | HY |  | S | X | X |  |  | 4.1 | 1 | 4 | 4 | 0.1 | N |  |  | OP | X | 8 | 1990 |  |  | N | IPP Non-CHP | 2 | B T T T: X; NG BLQ BLQ BLQ: WAT | [5 empty] | 0 | 10M
Vintage1989 | hydro | TRUE | 8353 | Sprague Hydro LLC | 10737 | Sprague Hydro | OR | Klamath | GEN1 | Conventional Hydroelectric | HY |  | S | X | X |  |  | 1.2 | 1 | 1 | 1 | 0.1 | N |  |  | OP | X | 10 | 1989 |  |  | N | IPP Non-CHP | 2 | B T T T: X; NG BLQ BLQ BLQ: WAT | [5 empty] | 0 | 10M
Vintage1989 | hydro | TRUE | 62045 | Wood Hydro, LLC | 10740 | Magic Dam Hydroelectric Project | ID | Blaine | GEN1 | Conventional Hydroelectric | HY |  | S | X | X | Mid C | WECC | 3 | 0.9 | 2.9 | 2.8 | 1 | N |  |  | OP | X | 5 | 1989 |  |  | N | IPP Non-CHP | 2 | B T T T: X; NG BLQ BLQ BLQ: WAT |  |  |  | N | N |  | 1H | [23 empty] | N
Vintage1989 | hydro | TRUE | 62045 | Wood Hydro, LLC | 10740 | Magic Dam Hydroelectric Project | ID | Blaine | GEN2 | Conventional Hydroelectric | HY |  | S | X | X | Mid C | WECC | 3 | 0.9 | 2.9 | 2.8 | 1 | N |  |  | OP | X | 5 | 1989 |  |  | N | IPP Non-CHP | 2 | B T T T: X; NG BLQ BLQ BLQ: WAT |  |  |  | N | N |  | 1H | [23 empty] | N
Vintage1989 | hydro | TRUE | 62045 | Wood Hydro, LLC | 10740 | Magic Dam Hydroelectric Project | ID | Blaine | GEN3 | Conventional Hydroelectric | HY |  | S | X | X | Mid C | WECC | 3 | 0.9 | 2.9 | 2.8 | 1 | N |  |  | OP | X | 5 | 1989 |  |  | N | IPP Non-CHP | 2 | B T T T: X; NG BLQ BLQ BLQ: WAT |  |  |  | N | N |  | 1H | [23 empty] | N
Vintage1991 | hard coal | TRUE | 12949 | Morgantown Energy Associates | 10743 | Morgantown Energy Facility | WV | Monongalia | GEN1 | Conventional Steam Coal | ST |  | S | X | X |  |  | 68.9 | 0.85 | 50 | 50 | 20 | N |  |  | OS | X | 11 | 1991 |  |  | Y | IPP CHP | 3 | B T T T: T; NG BLQ BLQ BLQ: WC; NG NG NG NG: NG |  |  |  | N | N |  | OVER | Y |  |  |  | Y | [18 empty] | N | N | N
Vintage1990 | petroleum | TRUE | 12492 | Midland Cogeneration Venture | 10745 | Midland Cogeneration Venture | MI | Midland | 1G12 | Petroleum Liquids | IC |  | S | X | X |  |  | 5.2 | 0.8 | 5.2 | 5.2 | 1 | N |  |  | SB | Y | 2 | 1990 |  |  | Y | IPP CHP | 3 | B T T T: T; NG BLQ BLQ BLQ: DFO |  |  |  | N | N |  | 12H | [23 empty] | N
Vintage1998 | natural gas combined cycle | TRUE | 12492 | Midland Cogeneration Venture | 10745 | Midland Cogeneration Venture | MI | Midland | BP15 | Natural Gas Fired Combined Cycle | CA | 1 | S | Y | X |  |  | 13.4 | 0.8 | 13.4 | 13.4 | 1 | N |  |  | OP | X | 7 | 1998 |  |  | Y | IPP CHP | 3 | [11 empty] | N | N |  | OVER | [23 empty] | N | bar: B T T T to NG BLQ BLQ BLQ
Vintage1990 | natural gas combined cycle | TRUE | 12492 | Midland Cogeneration Venture | 10745 | Midland Cogeneration Venture | MI | Midland | GT10 | Natural Gas Fired Combined Cycle | CT | 1 | S | X | N |  |  | 87.1 | 0.85 | 88 | 103 | 70 | N |  |  | OP | X | 1 | 1990 |  |  | Y | IPP CHP | 3 | [11 empty] | N | N |  | 12H | [23 empty] | N | bar: B T T T to NG BLQ BLQ BLQ
Vintage1990 | natural gas combined cycle | TRUE | 12492 | Midland Cogeneration Venture | 10745 | Midland Cogeneration Venture | MI | Midland | GT11 | Natural Gas Fired Combined Cycle | CT | 1 | S | X | N |  |  | 87.1 | 0.85 | 88 | 103 | 70 | N |  |  | OP | X | 2 | 1990 |  |  | Y | IPP CHP | 3 | [11 empty] | N | N |  | 12H | [23 empty] | N | bar: B T T T to NG BLQ BLQ BLQ
Vintage1990 | natural gas combined cycle | TRUE | 12492 | Midland Cogeneration Venture | 10745 | Midland Cogeneration Venture | MI | Midland | GT12 | Natural Gas Fired Combined Cycle | CT | 1 | S | X | N |  |  | 87.1 | 0.85 | 88 | 103 | 70 | N |  |  | OP | X | 3 | 1990 |  |  | Y | IPP CHP | 3 | [11 empty] | N | N |  | 12H | [23 empty] | N | bar: B T T T to NG BLQ BLQ BLQ
Vintage1990 | natural gas combined cycle | TRUE | 12492 | Midland Cogeneration Venture | 10745 | Midland Cogeneration Venture | MI | Midland | GT13 | Natural Gas Fired Combined Cycle | CT | 1 | S | X | N |  |  | 87.1 | 0.85 | 88 | 103 | 70 | N |  |  | OP | X | 4 | 1990 |  |  | Y | IPP CHP | 3 | [11 empty] | N | N |  | 12H | [23 empty] | N | bar: B T T T to NG BLQ BLQ BLQ
Vintage1990 | natural gas combined cycle | TRUE | 12492 | Midland Cogeneration Venture | 10745 | Midland Cogeneration Venture | MI | Midland | GT14 | Natural Gas Fired Combined Cycle | CT | 1 | S | X | N |  |  | 87.1 | 0.85 | 88 | 103 | 70 | N |  |  | OP | X | 5 | 1990 |  |  | Y | IPP CHP | 3 | [11 empty] | N | N |  | 12H | [23 empty] | N | bar: B T T T to NG BLQ BLQ BLQ
Vintage1989 | natural gas combined cycle | TRUE | 12492 | Midland Cogeneration Venture | 10745 | Midland Cogeneration Venture | MI | Midland | GT3 | Natural Gas Fired Combined Cycle | CT | 1 | S | X | N |  |  | 87.1 | 0.85 | 88 | 103 | 70 | N |  |  | OP | X | 6 | 1989 |  |  | Y | IPP CHP | 3 | [11 empty] | N | N |  | 12H | [23 empty] | N | bar: B T T T to NG BLQ BLQ BLQ
Vintage1989 | natural gas combined cycle | TRUE | 12492 | Midland Cogeneration Venture | 10745 | Midland Cogeneration Venture | MI | Midland | GT4 | Natural Gas Fired Combined Cycle | CT | 1 | S | X | N |  |  | 87.1 | 0.85 | 88 | 103 | 70 | N |  |  | OP | X | 8 | 1989 |  |  | Y | IPP CHP | 3 | [11 empty] | N | N |  | 12H | [23 empty] | N | bar: B T T T to NG BLQ BLQ BLQ
Vintage1989 | natural gas combined cycle | TRUE | 12492 | Midland Cogeneration Venture | 10745 | Midland Cogeneration Venture | MI | Midland | GT5 | Natural Gas Fired Combined Cycle | CT | 1 | S | X | N |  |  | 87.1 | 0.85 | 88 | 103 | 70 | N |  |  | OP | X | 9 | 1989 |  |  | Y | IPP CHP | 3 | [11 empty] | N | N |  | 12H | [23 empty] | N | bar: B T T T to NG BLQ BLQ BLQ
Vintage1989 | natural gas combined cycle | TRUE | 12492 | Midland Cogeneration Venture | 10745 | Midland Cogeneration Venture | MI | Midland | GT6 | Natural Gas Fired Combined Cycle | CT | 1 | S | X | N |  |  | 87.1 | 0.85 | 88 | 103 | 70 | N |  |  | OP | X | 10 | 1989 |  |  | Y | IPP CHP | 3 | [11 empty] | N | N |  | 12H | [23 empty] | N | bar: B T T T to NG BLQ BLQ BLQ
Vintage1989 | natural gas combined cycle | TRUE | 12492 | Midland Cogeneration Venture | 10745 | Midland Cogeneration Venture | MI | Midland | GT7 | Natural Gas Fired Combined Cycle | CT | 1 | S | X | N |  |  | 87.1 | 0.85 | 88 | 103 | 70 | N |  |  | OP | X | 9 | 1989 |  |  | Y | IPP CHP | 3 | [11 empty] | N | N |  | 12H | [23 empty] | N | bar: B T T T to NG BLQ BLQ BLQ
Vintage1989 | natural gas combined cycle | TRUE | 12492 | Midland Cogeneration Venture | 10745 | Midland Cogeneration Venture | MI | Midland | GT8 | Natural Gas Fired Combined Cycle | CT | 1 | S | X | N |  |  | 87.1 | 0.85 | 88 | 103 | 70 | N |  |  | OP | X | 12 | 1989 |  |  | Y | IPP CHP | 3 | [11 empty] | N | N |  | 12H | [23 empty] | N | bar: B T T T to NG BLQ BLQ BLQ
Vintage1990 | natural gas combined cycle | TRUE | 12492 | Midland Cogeneration Venture | 10745 | Midland Cogeneration Venture | MI | Midland | GT9 | Natural Gas Fired Combined Cycle | CT | 1 | S | X | N |  |  | 87.1 | 0.85 | 88 | 103 | 70 | N |  |  | OP | X | 1 | 1990 |  |  | Y | IPP CHP | 3 | [11 empty] | N | N |  | 12H | [23 empty] | N | bar: B T T T to NG BLQ BLQ BLQ
Vintage1990 | natural gas combined cycle | TRUE | 12492 | Midland Cogeneration Venture | 10745 | Midland Cogeneration Venture | MI | Midland | ST1 | Natural Gas Fired Combined Cycle | CA | 1 | S | Y | X |  |  | 410 | 0.9 | 410 | 410 | 25 | N |  |  | OP | X | 2 | 1990 |  |  | Y | IPP CHP | 3 | [11 empty] | N | N |  | OVER | [23 empty] | N | bar: B T T T to NG BLQ BLQ BLQ
Vintage1990 | natural gas combined cycle | TRUE | 12492 | Midland Cogeneration Venture | 10745 | Midland Cogeneration Venture | MI | Midland | ST2 | Natural Gas Fired Combined Cycle | CA | 1 | S | Y | X |  |  | 380 | 0.85 | 380 | 380 | 40 | N |  |  | SB | Y | 9 | 1990 |  |  | Y | IPP CHP | 3 | [11 empty] | N | N |  | OVER | [23 empty] | N | bar: B T T T to NG BLQ BLQ BLQ
Vintage1991 | municipal solid waste | TRUE | 570 | Covanta Delaware Valley LP | 10746 | Covanta Delaware Valley | PA | Delaware | GEN1 | Municipal Solid Waste | ST |  | S | X | X |  |  | 90 | 1 | 80 | 80 | 20 | N |  |  | OP | X | 4 | 1991 |  |  | N | IPP Non-CHP | 2 | B T T T: X; NG BLQ BLQ BLQ: MSW; NG PUR PUR PUR: NG; NG NG NG NG: MSW |  |  |  | N | N |  | OVER |  |  |  | N | [19 empty] | N | N | N
Vintage2006 | biomass | TRUE | 12869 | Monterey Regional Waste Mgmt | 10748 | Marina Landfill Gas | CA | Monterey | U1C06 | Landfill Gas | IC |  | S | X | X | CSTRVLLE_1_N |  | 1.6 | 0.8 | 1.6 | 1.6 | 0.8 | N |  |  | OP | X | 5 | 2006 |  |  | N | Commercial Non-CHP | 4 | B T T T: X; NG BLQ BLQ BLQ: LFG |  |  |  | N | N |  | 10M | [23 empty] | N | N | N
Vintage2018 | biomass | TRUE | 12869 | Monterey Regional Waste Mgmt | 10748 | Marina Landfill Gas | CA | Monterey | U2J18 | Landfill Gas | IC |  | S | X | X |  |  | 1.1 | 0.8 | 1.1 | 1.1 | 0.7 | N |  |  | OP | X | 7 | 2018 |  |  | N | Commercial Non-CHP | 4 | B T T T: X; NG BLQ BLQ BLQ: LFG |  |  |  | N | N |  | 10M | [23 empty] | N | N
Vintage2017 | biomass | TRUE | 12869 | Monterey Regional Waste Mgmt | 10748 | Marina Landfill Gas | CA | Monterey | U3J17 | Landfill Gas | IC |  | S | X | X |  |  | 1 | 0.8 | 1 | 1 | 0.5 | N |  |  | OP | X | 8 | 2017 |  |  | N | Commercial Non-CHP | 4 | B T T T: X; NG BLQ BLQ BLQ: LFG | [6 empty] | 10M | [23 empty] | N
Vintage2016 | biomass | TRUE | 12869 | Monterey Regional Waste Mgmt | 10748 | Marina Landfill Gas | CA | Monterey | U4J16 | Landfill Gas | IC |  | S | X | X | CSTRVLLE_N003 |  | 1.4 | 0.8 | 1.2 | 1.2 | 0.7 | N |  |  | OP | X | 7 | 2016 |  |  | N | Commercial Non-CHP | 4 | B T T T: X; NG BLQ BLQ BLQ: LFG |  |  |  | N | N |  | 10M | [23 empty] | N
Vintage1993 | natural gas combined cycle | TRUE | 63360 | Camden Plant Holdings LLC | 10751 | Camden Plant Holdings LLC | NJ | Camden | GEN1 | Natural Gas Fired Combined Cycle | CT | CC1 | W | X | N | 50476 | 50476 | 95.2 | 0.9 | 145 | 144.7 | 72 | N |  |  | OP | X | 3 | 1993 |  |  | N | IPP Non-CHP | 2 | [11 empty] | N | N |  | 12H | [20 empty] | N |  |  | N | N | N | bar: B T T T to NG BLQ BLQ BLQ
Vintage1993 | natural gas combined cycle | TRUE | 63360 | Camden Plant Holdings LLC | 10751 | Camden Plant Holdings LLC | NJ | Camden | GEN2 | Natural Gas Fired Combined Cycle | CA | CC1 | W | Y | X | 50476 | 50476 | 77.7 | 0.9 |  |  | 32 | N |  |  | OP | X | 3 | 1993 |  |  | N | IPP Non-CHP | 2 | [11 empty] | N | N |  | 12H | [20 empty] | N |  |  | N | N | N | bar: B T T T to NG BLQ BLQ BLQ
Vintage1987 | hydro | TRUE | 64078 | Central Rivers Power US, LLC | 10752 | Lachute Hydro Lower | NY | Essex | GEN1 | Conventional Hydroelectric | HY |  | S | X | X |  |  | 3.8 | 1 | 3.6 | 3.5 | 0.1 | N |  |  | OP | X | 12 | 1987 |  |  | N | IPP Non-CHP | 2 | B T T T: X; NG BLQ BLQ BLQ: WAT |  |  |  | N |  | 0 | 10M
Vintage1987 | hydro | TRUE | 64078 | Central Rivers Power US, LLC | 10753 | Lachute Hydro Upper | NY | Essex | GEN1 | Conventional Hydroelectric | HY |  | S | X | X |  |  | 5.2 | 1 | 4.9 | 4.8 | 0.1 | N |  |  | OP | X | 12 | 1987 |  |  | N | IPP Non-CHP | 2 | B T T T: X; NG BLQ BLQ BLQ: WAT |  |  |  | N |  | 0 | 10M
Vintage1987 | natural gas combined cycle | TRUE | 30151 | Tri-State G & T Assn, Inc | 10755 | Rifle Generating Station | CO | Garfield | GT2 | Natural Gas Fired Combined Cycle | CT | CC1 | S | X | N |  |  | 15 | 0.85 | 13 | 15 | 12.4 | N |  |  | OP | X | 8 | 1987 | 10 | 2022 | N | Electric Utility | 1 | [11 empty] | N | N |  | 1H | [23 empty] | N | N | N | bar: B T T T to NG BLQ BLQ BLQ
Vintage1987 | natural gas combined cycle | TRUE | 30151 | Tri-State G & T Assn, Inc | 10755 | Rifle Generating Station | CO | Garfield | GT3 | Natural Gas Fired Combined Cycle | CT | CC1 | S | X | N |  |  | 15 | 0.85 | 13 | 15 | 12.4 | N |  |  | OP | X | 8 | 1987 | 10 | 2022 | N | Electric Utility | 1 | [11 empty] | N | N |  | 1H | [23 empty] | N | N | N | bar: B T T T to NG BLQ BLQ BLQ
Vintage1987 | natural gas combined cycle | TRUE | 30151 | Tri-State G & T Assn, Inc | 10755 | Rifle Generating Station | CO | Garfield | GT4 | Natural Gas Fired Combined Cycle | CT | CC1 | S | X | N |  |  | 15 | 0.85 | 13 | 15 | 12.4 | N |  |  | OP | X | 8 | 1987 | 10 | 2022 | N | Electric Utility | 1 | [11 empty] | N | N |  | 1H | [23 empty] | N | N | N | bar: B T T T to NG BLQ BLQ BLQ
Vintage1987 | natural gas combined cycle | TRUE | 30151 | Tri-State G & T Assn, Inc | 10755 | Rifle Generating Station | CO | Garfield | ST1 | Natural Gas Fired Combined Cycle | CA | CC1 | S | N | X |  |  | 39 | 0.85 | 34 | 34.8 | 24 | N |  |  | OP | X | 8 | 1987 | 10 | 2022 | N | Electric Utility | 1 | [11 empty] | N | N |  | 12H | [23 empty] | N | N | N | bar: B T T T to NG BLQ BLQ BLQ
Vintage1989 | geothermal | TRUE | 49899 | CalEnergy Operating Corporation | 10759 | Salton Sea Power Gen Co - Unit 3 | CA | Imperial | GEN1 | Geothermal | ST |  | W | X | X |  |  | 53.9 | 0.9 | 50 | 50 | 2 | N |  |  | OP | X | 2 | 1989 |  |  | N | IPP Non-CHP | 2 | B T T T: X; NG BLQ BLQ BLQ: GEO; NG NG NG NG: GEO |  |  |  | N | N |  | 12H | [23 empty] | N
Vintage1994 | natural gas combined cycle | TRUE | 13407 | Nevada Power Co | 10761 | Las Vegas Generating Station | NV | Clark | GEN1 | Natural Gas Fired Combined Cycle | CT | CCB1 | S | X | N |  |  | 49.8 | 0.9 | 41 | 43 | 21 | N |  |  | OP | X | 3 | 1994 |  |  | N | Electric Utility | 1 | [11 empty] | N | N |  | 1H | [23 empty] | N | bar: B T T T to NG BLQ BLQ BLQ
Vintage1994 | natural gas combined cycle | TRUE | 13407 | Nevada Power Co | 10761 | Las Vegas Generating Station | NV | Clark | GEN2 | Natural Gas Fired Combined Cycle | CA | CCB1 | S | N | X |  |  | 11.5 | 0.9 | 9 | 10 | 5 | N |  |  | OP | X | 4 | 1994 |  |  | N | Electric Utility | 1 | [11 empty] | N | N |  | 1H | [23 empty] | N | bar: B T T T to NG BLQ BLQ BLQ
Vintage2003 | natural gas combined cycle | TRUE | 13407 | Nevada Power Co | 10761 | Las Vegas Generating Station | NV | Clark | GEN3 | Natural Gas Fired Combined Cycle | CT | CCB2 | S | X | Y |  |  | 60.5 | 0.9 | 45 | 47 | 18 | N |  |  | OP | X | 1 | 2003 |  |  | N | Electric Utility | 1 | [11 empty] | N | N |  | 1H | [23 empty] | N | bar: B T T T to NG BLQ BLQ BLQ
Vintage2003 | natural gas combined cycle | TRUE | 13407 | Nevada Power Co | 10761 | Las Vegas Generating Station | NV | Clark | GEN4 | Natural Gas Fired Combined Cycle | CT | CCB2 | S | X | Y |  |  | 60.5 | 0.9 | 45 | 47 | 18 | N |  |  | OP | X | 1 | 2003 |  |  | N | Electric Utility | 1 | [11 empty] | N | N |  | 1H | [23 empty] | N | bar: B T T T to NG BLQ BLQ BLQ
Vintage2003 | natural gas combined cycle | TRUE | 13407 | Nevada Power Co | 10761 | Las Vegas Generating Station | NV | Clark | GEN5 | Natural Gas Fired Combined Cycle | CT | CCB3 | S | X | Y |  |  | 60.5 | 0.9 | 45 | 47 | 18 | N |  |  | OP | X | 1 | 2003 |  |  | N | Electric Utility | 1 | [11 empty] | N | N |  | 1H | [23 empty] | N | bar: B T T T to NG BLQ BLQ BLQ
Vintage2003 | natural gas combined cycle | TRUE | 13407 | Nevada Power Co | 10761 | Las Vegas Generating Station | NV | Clark | GEN6 | Natural Gas Fired Combined Cycle | CT | CCB3 | S | X | Y |  |  | 60.5 | 0.9 | 45 | 47 | 18 | N |  |  | OP | X | 1 | 2003 |  |  | N | Electric Utility | 1 | [11 empty] | N |  |  | 1H | [23 empty] | N | bar: B T T T to NG BLQ BLQ BLQ
Vintage2003 | natural gas combined cycle | TRUE | 13407 | Nevada Power Co | 10761 | Las Vegas Generating Station | NV | Clark | GEN7 | Natural Gas Fired Combined Cycle | CA | CCB2 | S | N | X |  |  | 27.8 | 0.9 | 26 | 26 | 13 | N |  |  | OP | X | 1 | 2003 |  |  | N | Electric Utility | 1 | [11 empty] | N |  |  | 12H | [23 empty] | N | bar: B T T T to NG BLQ BLQ BLQ
Vintage2003 | natural gas combined cycle | TRUE | 13407 | Nevada Power Co | 10761 | Las Vegas Generating Station | NV | Clark | GEN8 | Natural Gas Fired Combined Cycle | CA | CCB3 | S | N | X |  |  | 27.8 | 0.9 | 26 | 26 | 13 | N |  |  | OP | X | 1 | 2003 |  |  | N | Electric Utility | 1 | [11 empty] | N |  |  | 12H | [23 empty] | N | bar: B T T T to NG BLQ BLQ BLQ
Vintage2007 | geothermal | TRUE | 34691 | Ormat Nevada Inc | 10763 | Ormesa III | CA | Imperial | GBU | Geothermal | BT |  | S | X | X |  |  | 8 | 0.8 | 5.3 | 8 | 5.3 | N |  |  | OP | X | 4 | 2007 |  |  | N | IPP Non-CHP | 2 | B T T T: X; NG BLQ BLQ BLQ: GEO |  |  |  | N |  |  | OVER | [23 empty] | N
Vintage1989 | geothermal | TRUE | 34691 | Ormat Nevada Inc | 10763 | Ormesa III | CA | Imperial | GEN1 | Geothermal | ST |  | S | X | X |  |  | 21.6 | 0.9 | 14.4 | 21.6 | 14.4 | N |  |  | OS | X | 5 | 1989 |  |  | N | IPP Non-CHP | 2 | B T T T: X; NG BLQ BLQ BLQ: GEO |  |  |  | N |  |  | OVER | [23 empty] | N
Vintage2020 | geothermal | TRUE | 34691 | Ormat Nevada Inc | 10763 | Ormesa III | CA | Imperial | OE301 | Geothermal | BT |  | S | X | X |  |  | 16 | 0.8 | 10.7 | 16 | 10.7 | N |  |  | OP | X | 4 | 2020 |  |  | N | IPP Non-CHP | 2 | B T T T: X; NG BLQ BLQ BLQ: GEO |  |  |  | N |  |  | OVER | [23 empty] | N
Vintage1985 | biomass | TRUE | 56120 | Blue Lake Power LLC | 10764 | Blue Lake Power LLC | CA | Humboldt | GEN1 | Wood/Wood Waste Biomass | ST |  | S | X | X |  |  | 13.8 | 0.85 | 11.5 | 10 | 10 | N |  |  | OS | X | 7 | 1985 |  |  | N | IPP Non-CHP | 2 | B T T T: X; NG BLQ BLQ BLQ: WDS; NG PUR PUR PUR: PG; NG NG NG NG: PG |  |  |  | N | N |  | OVER | [23 empty] | Y | N | N
Vintage1987 | biomass | TRUE | 62815 | Stored Solar J&WE | 10765 | Indeck Jonesboro Energy Center | ME | Washington | GEN1 | Wood/Wood Waste Biomass | ST |  | S | X | X |  |  | 27.5 | 0.85 | 20.2 | 20.2 | 6 | N |  |  | SB | Y | 12 | 1987 |  |  | N | IPP Non-CHP | 2 | B T T T: X; NG BLQ BLQ BLQ: WDS; NG NG NG NG: PG |  |  |  | N | N |  | OVER | [23 empty] | N | N | N
Vintage1987 | biomass | TRUE | 62815 | Stored Solar J&WE | 10766 | Indeck West Enfield Energy Center | ME | Penobscot | GEN1 | Wood/Wood Waste Biomass | ST |  | S | X | X | UN.ENFLD_ME115 IND5 |  | 27.5 | 0.85 | 20.4 | 21.4 | 6 | N |  |  | OP | X | 12 | 1987 |  |  | N | IPP Non-CHP | 2 | B T T T: X; NG BLQ BLQ BLQ: WDS; NG NG NG NG: PG |  |  |  | N | N |  | OVER | [23 empty] | N
Vintage1988 | biomass | TRUE | 15986 | Rio Bravo Fresno | 10767 | Rio Bravo Fresno | CA | Fresno | GEN1 | Wood/Wood Waste Biomass | ST |  | S | X | X | POD_ULTPFR_1_UNIT 1 APND | POD_ULTPFR_1_UNIT 1 APND | 28 | 0.85 | 24.3 | 24.3 | 12.2 | N |  |  | OP | X | 7 | 1988 |  |  | N | IPP Non-CHP | 2 | B T T T: X; NG BLQ BLQ BLQ: WDS; NG NG NG NG: NG |  |  |  | N | N |  | 12H | [23 empty] | N | N | N
Vintage1992 | biomass | TRUE | 19876 | Virginia Electric & Power Co | 10771 | Hopewell Power Station | VA | Hopewell City | 1 | Wood/Wood Waste Biomass | ST |  | S | X | X |  |  | 71.1 | 0.85 | 51 | 51 | 20 | N |  |  | OP | X | 7 | 1992 | 1 | 2028 | N | Electric Utility | 1 | B T T T: X; NG BLQ BLQ BLQ: WDS; NG NG NG NG: NG |  |  |  | N |  |  | 12H |  |  |  |  | N | [18 empty] | N
Vintage1989 | biomass | TRUE | 16077 | Rio Bravo Rocklin | 10772 | Rio Bravo Rocklin | CA | Placer | GEN1 | Wood/Wood Waste Biomass | ST |  | S | X | X |  |  | 27.9 | 0.85 | 24.4 | 24.4 | 12.2 | N |  |  | OP | X | 6 | 1989 |  |  | N | IPP Non-CHP | 2 | B T T T: X; NG BLQ BLQ BLQ: WDS; NG PUR PUR PUR: NG; NG NG NG NG: NG |  |  |  | N | N |  | OVER | [23 empty] | N | N | N
Vintage1992 | biomass | TRUE | 19876 | Virginia Electric & Power Co | 10773 | Altavista Power Station | VA | Campbell | 1 | Wood/Wood Waste Biomass | ST |  | S | X | X |  |  | 71.1 | 0.85 | 51 | 51 | 20 | N |  |  | OP | X | 2 | 1992 | 1 | 2028 | N | Electric Utility | 1 | B T T T: X; NG BLQ BLQ BLQ: WDS; NG PUR PUR PUR: NG; NG NG NG NG: NG | [6 empty] | 12H |  |  |  |  | N | [18 empty] | N
Vintage1992 | biomass | TRUE | 19876 | Virginia Electric & Power Co | 10774 | Southampton Power Station | VA | Southampton | 1 | Wood/Wood Waste Biomass | ST |  | S | X | X |  |  | 71.1 | 0.85 | 51 | 51 | 20 | N |  |  | OP | X | 3 | 1992 | 1 | 2028 | N | Electric Utility | 1 | B T T T: X; NG BLQ BLQ BLQ: WDS; NG NG NG NG: DFO | [6 empty] | 12H |  |  |  |  | N | [18 empty] | N | N
Vintage1990 | natural gas peaker | TRUE | 5533 | EF Oxnard, LLC | 10776 | E F Oxnard Energy Facility | CA | Ventura | GTG | Natural Gas Fired Combustion Turbine | GT |  | S | X | X | SNCLRA_6_OXGEN | SNCLRA_6_OXGEN | 48.5 | 0.85 | 48.5 | 48.5 | 29.8 | N |  |  | OP | X | 6 | 1990 |  |  | N | IPP Non-CHP | 2 | [11 empty] | N | N |  | 12H | [23 empty] | N | N | N | bar: B T T T to NG BLQ BLQ BLQ
Vintage1989 | biomass | TRUE | 56866 | HL Power Company | 10777 | HL Power | CA | Lassen | GEN1 | Wood/Wood Waste Biomass | ST |  | W | X | X |  |  | 36.2 | 0.9 | 30 | 30 | 16 | N |  |  | OP | X | 7 | 1989 |  |  | N | IPP Non-CHP | 2 | B T T T: X; NG BLQ BLQ BLQ: WDS; NG PUR PUR PUR: NG; NG NG NG NG: NG |  |  |  | N | N | 0 | 12H | [23 empty] | Y | N | N
Vintage1983 | hydro | TRUE | 10363 | Koyle Hydro Inc | 10781 | Koyle Ranch Hydroelectric Project | ID | Gooding | GEN1 | Conventional Hydroelectric | HY |  | S | X | X |  |  | 0.2 | 0.87 | 0.2 | 0.2 | 0.2 | N |  |  | OP | X | 12 | 1983 |  |  | N | IPP Non-CHP | 2 | B T T T: X; NG BLQ BLQ BLQ: WAT |  |  |  | N | N |  | 10M | [23 empty] | N
Vintage1983 | hydro | TRUE | 10363 | Koyle Hydro Inc | 10781 | Koyle Ranch Hydroelectric Project | ID | Gooding | GEN2 | Conventional Hydroelectric | HY |  | S | X | X |  |  | 0.3 | 0.9 | 0.3 | 0.3 | 0.3 | N |  |  | OP | X | 12 | 1983 |  |  | N | IPP Non-CHP | 2 | B T T T: X; NG BLQ BLQ BLQ: WAT |  |  |  | N | N |  | 10M | [23 empty] | N
Vintage1983 | hydro | TRUE | 10363 | Koyle Hydro Inc | 10781 | Koyle Ranch Hydroelectric Project | ID | Gooding | GEN3 | Conventional Hydroelectric | HY |  | S | X | X |  |  | 0.8 | 0.9 | 0.8 | 0.7 | 0.8 | N |  |  | OP | X | 12 | 1983 |  |  | N | IPP Non-CHP | 2 | B T T T: X; NG BLQ BLQ BLQ: WAT |  |  |  | N | N |  | 10M | [23 empty] | N
Vintage1990 | hard coal | TRUE | 4217 | Colstrip Energy LP | 10784 | Colstrip Energy LP | MT | Rosebud | GEN1 | Conventional Steam Coal | ST |  | S | X | X |  |  | 46.1 | 0.9 | 38 | 40.5 | 23 | N |  |  | OP | X | 2 | 1990 |  |  | N | IPP Non-CHP | 2 | B T T T: X; NG BLQ BLQ BLQ: WC; NG NG NG NG: DFO |  |  |  | N | N |  | OVER | Y |  |  |  | Y | [18 empty] | N | N | N
Vintage1989 | hydro | TRUE | 64078 | Central Rivers Power US, LLC | 10787 | Piedmont Hydro Power Project | SC | Greenville | GEN1 | Conventional Hydroelectric | HY |  | S | X | X |  |  | 1 | 1 | 1 | 1 | 0.1 | N |  |  | OP | X | 5 | 1989 |  |  | N | IPP Non-CHP | 2 | B T T T: X; NG BLQ BLQ BLQ: WAT | [5 empty] | 0 | 10M
Vintage1987 | natural gas combined cycle | FALSE | 57160 | Performance Materials NA, Inc. | 10789 | Sabine River Works | TX | Orange | GEN1 | Natural Gas Fired Combined Cycle | CT | CCL1 | S | X | N | EES.CONC | EES.CONC | 89.9 | 0.92 | 82 | 98 | 60 | N |  |  | OP | X | 3 | 1987 |  |  | Y | Industrial CHP | 7 | [11 empty] | N | N |  | 12H | [20 empty] | N |  |  | N | N | N | bar: B T T T to NG BLQ BLQ BLQ
Vintage1948 | natural gas combined cycle | FALSE | 57160 | Performance Materials NA, Inc. | 10789 | Sabine River Works | TX | Orange | GEN3 | Natural Gas Fired Combined Cycle | CA | CCL1 | S | Y | X | EES.CONC | EES.CONC | 6.2 | 0.85 | 5 | 5 | 2.5 | N |  |  | OS | X | 1 | 1948 |  |  | Y | Industrial CHP | 7 | [11 empty] | N | N |  | 12H | [20 empty] | N |  |  | N | N | N | bar: B T T T to NG BLQ BLQ BLQ
Vintage2001 | natural gas combined cycle | FALSE | 57160 | Performance Materials NA, Inc. | 10789 | Sabine River Works | TX | Orange | GT1A | Natural Gas Fired Combined Cycle | CT | CC1 | S | X | N | EES.CONC | EES.CONC | 180 | 0.85 | 160 | 175 | 100 | N |  |  | OP | X | 12 | 2001 |  |  | Y | Industrial CHP | 7 | B T T T: T; NG BLQ BLQ BLQ: NG; NG PUR PUR PUR: OG; NG NG NG NG: NG |  |  |  | N | N |  | OVER | [20 empty] | N |  |  | N | N | N
Vintage2001 | natural gas combined cycle | FALSE | 57160 | Performance Materials NA, Inc. | 10789 | Sabine River Works | TX | Orange | GT1B | Natural Gas Fired Combined Cycle | CT | CC1 | S | X | N | EES.CONC | EES.CONC | 180 | 0.85 | 160 | 175 | 100 | N |  |  | OP | X | 12 | 2001 |  |  | Y | Industrial CHP | 7 | B T T T: T; NG BLQ BLQ BLQ: NG; NG PUR PUR PUR: OG; NG NG NG NG: NG |  |  |  | N | N |  | OVER | [20 empty] | N |  |  | N | N | N
Vintage2001 | natural gas combined cycle | FALSE | 57160 | Performance Materials NA, Inc. | 10789 | Sabine River Works | TX | Orange | ST1A | Natural Gas Fired Combined Cycle | CA | CC1 | S | Y | X | EES.CONC | EES.CONC | 145 | 0.85 | 100 | 100 | 50 | N |  |  | OP | X | 12 | 2001 |  |  | Y | Industrial CHP | 7 | B T T T: T; NG BLQ BLQ BLQ: NG; NG PUR PUR PUR: OG; NG NG NG NG: NG |  |  |  | N | N | 0 | OVER | [20 empty] | N |  |  | N | N | N
Vintage1987 | natural gas peaker | FALSE | 50006 | Invista | 10790 | Victoria Texas Plant | TX | Victoria | GEN1 | Natural Gas Fired Combustion Turbine | GT |  | S | X | X |  |  | 102.4 | 0.85 | 75 | 88 | 20 | N |  |  | OP | X | 4 | 1987 |  |  | Y | Industrial CHP | 7 | [11 empty] | N | N |  | 12H | [23 empty] | N | N | N | bar: B T T T to NG BLQ BLQ BLQ; NG NG NG NG
Vintage1993 | natural gas steam turbine | FALSE | 50006 | Invista | 10795 | Camden South Carolina | SC | Kershaw | GEN3 | Natural Gas Steam Turbine | ST |  | S | X | X |  |  | 19 | 0.8 | 17.5 | 18 | 1 | N |  |  | OP | X | 7 | 1993 |  |  | Y | Industrial CHP | 7 | B T T T: B; NG BLQ BLQ BLQ: NG; NG PUR PUR PUR: DFO; NG NG NG NG: NG |  |  |  | N | N |  | 12H |  |  |  |  | N | [18 empty] | Y | Y | Y
Vintage1933 | hydro | TRUE | 64078 | Central Rivers Power US, LLC | 10798 | Fries Hydroelectric Project | VA | Grayson | GEN1 | Conventional Hydroelectric | HY |  | S | X | X |  |  | 2 | 1 | 2 | 2 | 0.1 | N |  |  | OP | X | 1 | 1933 |  |  | N | IPP Non-CHP | 2 | B T T T: X; NG BLQ BLQ BLQ: WAT | [5 empty] | 0 | 10M
Vintage1933 | hydro | TRUE | 64078 | Central Rivers Power US, LLC | 10798 | Fries Hydroelectric Project | VA | Grayson | GEN2 | Conventional Hydroelectric | HY |  | S | X | X |  |  | 0.8 | 1 | 0.8 | 0.7 | 0.1 | N |  |  | OP | X | 1 | 1933 |  |  | N | IPP Non-CHP | 2 | B T T T: X; NG BLQ BLQ BLQ: WAT | [5 empty] | 0 | 10M
Vintage1933 | hydro | TRUE | 64078 | Central Rivers Power US, LLC | 10798 | Fries Hydroelectric Project | VA | Grayson | GEN3 | Conventional Hydroelectric | HY |  | S | X | X |  |  | 0.2 | 1 | 0.2 | 0.2 | 0.1 | N |  |  | OP | X | 1 | 1933 |  |  | N | IPP Non-CHP | 2 | B T T T: X; NG BLQ BLQ BLQ: WAT | [5 empty] | 0 | 10M
Vintage1981 | hydro | TRUE | 64078 | Central Rivers Power US, LLC | 10798 | Fries Hydroelectric Project | VA | Grayson | GEN4 | Conventional Hydroelectric | HY |  | S | X | X |  |  | 2.4 | 1 | 2 | 2 | 0.1 | N |  |  | OP | X | 1 | 1981 |  |  | N | IPP Non-CHP | 2 | B T T T: X; NG BLQ BLQ BLQ: WAT | [5 empty] | 0 | 10M
Vintage1989 | hydro | TRUE | 64078 | Central Rivers Power US, LLC | 10799 | Pelzer Upper | SC | Anderson | GEN1 | Conventional Hydroelectric | HY |  | S | X | X |  |  | 2 | 1 | 1.9 | 1.8 | 0.1 | N |  |  | OP | X | 12 | 1989 |  |  | N | IPP Non-CHP | 2 | B T T T: X; NG BLQ BLQ BLQ: WAT | [6 empty] | 10M
Vintage1989 | hydro | TRUE | 64078 | Central Rivers Power US, LLC | 10800 | Pelzer Lower | SC | Anderson | GEN1 | Conventional Hydroelectric | HY |  | S | X | X |  |  | 3.3 | 1 | 3.1 | 3 | 0.1 | N |  |  | OP | X | 12 | 1989 |  |  | N | IPP Non-CHP | 2 | B T T T: X; NG BLQ BLQ BLQ: WAT | [6 empty] | 10M
Vintage1939 | hydro | TRUE | 64078 | Central Rivers Power US, LLC | 10801 | Ware Shoals Hydro Project | SC | Laurens | GEN1 | Conventional Hydroelectric | HY |  | S | X | X |  |  | 3 | 1 | 3 | 3 | 0.1 | N |  |  | OP | X | 1 | 1939 |  |  | N | IPP Non-CHP | 2 | B T T T: X; NG BLQ BLQ BLQ: WAT | [5 empty] | 0 | 10M
Vintage1986 | hydro | TRUE | 64078 | Central Rivers Power US, LLC | 10801 | Ware Shoals Hydro Project | SC | Laurens | GEN2 | Conventional Hydroelectric | HY |  | S | X | X |  |  | 3.2 | 1 | 3 | 3 | 0.1 | N |  |  | OP | X | 1 | 1986 |  |  | N | IPP Non-CHP | 2 | B T T T: X; NG BLQ BLQ BLQ: WAT | [5 empty] | 0 | 10M
Vintage1993 | natural gas steam turbine | TRUE | 40052 | AG Energy LP | 10803 | Ogdensburg Power | NY | St Lawrence | GEN3 | Natural Gas Steam Turbine | ST |  | J | X | X | nyiso | nyiso | 26.9 | 0.9 | 23 | 25 | 5 | N |  |  | OS | X | 10 | 1993 |  |  | Y | IPP CHP | 3 | B T T T: T; NG BLQ BLQ BLQ: NG; NG PUR PUR PUR: DFO; NG NG NG NG: NG |  |  |  | N | N | 0 | 12H | [23 empty] | N |  | N
Vintage1989 | natural gas combined cycle | TRUE | 5530 | E F Kenilworth LLC | 10805 | Kenilworth Energy Facility | NJ | Union | GEN1 | Natural Gas Fired Combined Cycle | CT | G741 | S | X | Y | 50389 Aldene | 50389 Aldene | 22 | 0.8 | 20 | 22 | 12 | N |  |  | OP | X | 3 | 1989 |  |  | Y | IPP CHP | 3 | B T T T: T; NG BLQ BLQ BLQ: NG; NG PUR PUR PUR: DFO |  |  |  | N | N |  | 1H | [23 empty] | Y | N | Y
Vintage1989 | natural gas combined cycle | TRUE | 5530 | E F Kenilworth LLC | 10805 | Kenilworth Energy Facility | NJ | Union | GEN2 | Natural Gas Fired Combined Cycle | CA | G741 | S | N | X | 50389 Aldene | 50389 Aldene | 6.8 | 0.8 | 4.5 | 5.5 | 1.2 | N |  |  | OP | X | 4 | 1989 |  |  | Y | IPP CHP | 3 | B T T T: B; NG BLQ BLQ BLQ: NG; NG PUR PUR PUR: DFO |  |  |  | N | N |  | 1H | [23 empty] | Y | N | Y
Vintage1988 | hydro | TRUE | 3490 | Crystal Springs Hydro Elec LP | 10806 | Crystal Springs | ID | Twin Falls | GEN1 | Conventional Hydroelectric | HY |  | S | X | X |  |  | 2.3 | 0.95 | 2 | 2 | 0.1 | N |  |  | OP | X | 1 | 1988 |  |  | N | IPP Non-CHP | 2 | B T T T: X; NG BLQ BLQ BLQ: WAT | [6 empty] | 10M
Vintage1990 | hydro | TRUE | 64078 | Central Rivers Power US, LLC | 10807 | Dietrich Drop | ID | Lincoln | GEN1 | Conventional Hydroelectric | HY |  | S | X | X |  |  | 4.8 | 1 | 4.8 | 4.8 | 0.1 | N |  |  | OP | X | 8 | 1990 |  |  | N | IPP Non-CHP | 2 | B T T T: X; NG BLQ BLQ BLQ: WAT | [5 empty] | 0 | 10M
Vintage1990 | hydro | TRUE | 64078 | Central Rivers Power US, LLC | 10808 | Low Line Rapids | ID | Twin Falls | GEN1 | Conventional Hydroelectric | HY |  | S | X | X |  |  | 2.8 | 1 | 2.7 | 2.6 | 0.1 | N |  |  | OP | X | 8 | 1990 |  |  | N | IPP Non-CHP | 2 | B T T T: X; NG BLQ BLQ BLQ: WAT | [5 empty] | 0 | 10M
Vintage1990 | hydro | TRUE | 63985 | Hydroland Omega LLC | 10809 | Rock Creek II | ID | Twin Falls | GEN1 | Conventional Hydroelectric | HY |  | S | X | X |  |  | 1.9 | 1 | 1.8 | 1.8 | 0.1 | N |  |  | OP | X | 8 | 1990 |  |  | N | IPP Non-CHP | 2 | B T T T: X; NG BLQ BLQ BLQ: WAT | [5 empty] | 0 | 10M
Vintage1985 | hydro | TRUE | 5811 | Empire Hydro Partners | 10817 | Port Leyden Hydroelectric Project | NY | Lewis | GEN1 | Conventional Hydroelectric | HY |  | S | X | X |  |  | 0.5 | 0.8 | 0.5 | 0.5 | 0.2 | N |  |  | OP | X | 12 | 1985 |  |  | N | IPP Non-CHP | 2 | B T T T: X; NG BLQ BLQ BLQ: WAT | [5 empty] | 0 | 12H
Vintage1985 | hydro | TRUE | 5811 | Empire Hydro Partners | 10817 | Port Leyden Hydroelectric Project | NY | Lewis | GEN2 | Conventional Hydroelectric | HY |  | S | X | X |  |  | 0.5 | 0.8 | 0.5 | 0.5 | 0.5 | N |  |  | OP | X | 12 | 1985 |  |  | N | IPP Non-CHP | 2 | B T T T: X; NG BLQ BLQ BLQ: WAT | [5 empty] | 0 | 12H
Vintage1990 | natural gas combined cycle | TRUE | 64125 | Ada Cogeneration LLC | 10819 | Ada Cogeneration LP | MI | Kent | GEN1 | Natural Gas Fired Combined Cycle | CT | CC1 | S | X | N |  |  | 23 | 0.9 | 22 | 23 | 14 | N |  |  | OP | X | 10 | 1990 |  |  | Y | IPP CHP | 3 | [11 empty] | N | N |  | 12H | [23 empty] | N | N | N | bar: B T T T to NG BLQ BLQ BLQ
Vintage1990 | natural gas combined cycle | TRUE | 64125 | Ada Cogeneration LLC | 10819 | Ada Cogeneration LP | MI | Kent | GEN2 | Natural Gas Fired Combined Cycle | CA | CC1 | S | Y | X |  |  | 10.1 | 0.9 | 8 | 9 | 3 | N |  |  | OP | X | 10 | 1990 |  |  | Y | IPP CHP | 3 | [11 empty] | N | N |  | 12H | [23 empty] | N | N | N | bar: B T T T to NG BLQ BLQ BLQ
Vintage1992 | biomass | TRUE | 3836 | CMS Generation Operating LLC | 10822 | Grayling Generating Station | MI | Crawford | GEN1 | Wood/Wood Waste Biomass | ST |  | J | X | X | cons.grayling & cons.graylgy2 | MISO | 38 | 0.85 | 38 | 38 | 10 | N |  |  | OP | X | 5 | 1992 |  |  | N | IPP Non-CHP | 2 | X | WDS | TDF | NG |  |  |  | NG |  |  |  | N | N |  | 12H | [23 empty] | Y | Y | N
Vintage1995 | petroleum | FALSE | 11427 | Massachusetts Wtr Rauth-Deer I | 10823 | Deer Island Treatment Plant | MA | Suffolk | G101 | Petroleum Liquids | GT |  | S | X | X |  |  | 26 | 0.9 | 22 | 27 | 8 | N |  |  | SB | Y | 8 | 1995 |  |  | N | Commercial CHP | 5 | B T T T: X; NG BLQ BLQ BLQ: DFO |  |  |  | N |  |  | 10M | [23 empty] | N
Vintage1995 | petroleum | FALSE | 11427 | Massachusetts Wtr Rauth-Deer I | 10823 | Deer Island Treatment Plant | MA | Suffolk | G201 | Petroleum Liquids | GT |  | S | X | X |  |  | 26 | 0.9 | 22 | 27 | 8 | N |  |  | SB | Y | 8 | 1995 |  |  | N | Commercial CHP | 5 | B T T T: X; NG BLQ BLQ BLQ: DFO |  |  |  | N |  |  | 10M | [23 empty] | N
Vintage2001 | hydro | FALSE | 11427 | Massachusetts Wtr Rauth-Deer I | 10823 | Deer Island Treatment Plant | MA | Suffolk | H101 | Conventional Hydroelectric | HY |  | S | X | X |  |  | 1 | 0.9 | 1 | 1 | 0.2 | N |  |  | OP | X | 7 | 2001 |  |  | N | Commercial CHP | 5 | B T T T: X; NG BLQ BLQ BLQ: WAT |  |  |  | N |  |  | 10M | [23 empty] | N
Vintage2001 | hydro | FALSE | 11427 | Massachusetts Wtr Rauth-Deer I | 10823 | Deer Island Treatment Plant | MA | Suffolk | H201 | Conventional Hydroelectric | HY |  | S | X | X |  |  | 1 | 0.9 | 1 | 1 | 0.2 | N |  |  | OP | X | 7 | 2001 |  |  | N | Commercial CHP | 5 | B T T T: X; NG BLQ BLQ BLQ: WAT | [6 empty] | 10M | [23 empty] | N
Vintage2008 | solar pv | FALSE | 11427 | Massachusetts Wtr Rauth-Deer I | 10823 | Deer Island Treatment Plant | MA | Suffolk | PV101 | Solar Photovoltaic | PV |  | S | X | X |  |  | 0.1 |  | 0.1 | 0.1 |  | N |  |  | OP | X | 5 | 2008 |  |  | N | Commercial CHP | 5 | B T T T: X; NG BLQ BLQ BLQ: SUN
Vintage1998 | biomass | TRUE | 11427 | Massachusetts Wtr Rauth-Deer I | 10823 | Deer Island Treatment Plant | MA | Suffolk | S101 | Other Waste Biomass | ST |  | S | X | X |  |  | 17.5 | 0.9 | 9 | 17.5 | 1 | N |  |  | OP | X | 7 | 1998 |  |  | Y | Commercial CHP | 5 | B T T T: T; NG BLQ BLQ BLQ: OBG; NG PUR PUR PUR: DFO; NG NG NG NG: DFO | [6 empty] | 12H | [23 empty] | Y | Y | N
Vintage2009 | onshore wind | FALSE | 11427 | Massachusetts Wtr Rauth-Deer I | 10823 | Deer Island Treatment Plant | MA | Suffolk | WT101 | Onshore Wind Turbine | WT |  | S | X | X |  |  | 0.6 |  | 0.6 | 0.6 | 0.1 | N |  |  | OP | X | 11 | 2009 |  |  | N | Commercial CHP | 5 | B T T T: X; NG BLQ BLQ BLQ: WND | [5 empty] | 1
Vintage2009 | onshore wind | FALSE | 11427 | Massachusetts Wtr Rauth-Deer I | 10823 | Deer Island Treatment Plant | MA | Suffolk | WT102 | Onshore Wind Turbine | WT |  | S | X | X |  |  | 0.6 |  | 0.6 | 0.6 | 0.1 | N |  |  | OP | X | 11 | 2009 |  |  | N | Commercial CHP | 5 | B T T T: X; NG BLQ BLQ BLQ: WND | [5 empty] | 1
Vintage1951 | hydro | TRUE | 11426 | Massachusetts Water Res Auth | 10824 | Oakdale Power Station | MA | Worcester | OAKD | Conventional Hydroelectric | HY |  | S | X | X |  |  | 3.5 | 1 | 3 | 3 | 1 | N |  |  | OP | X | 5 | 1951 |  |  | N | IPP Non-CHP | 2 | B T T T: X; NG BLQ BLQ BLQ: WAT |  |  |  | N |  | 0 | 10M | [23 empty] | N
Vintage1969 | hydro | TRUE | 11426 | Massachusetts Water Res Auth | 10825 | Cosgrove Intake and Power Station | MA | Worcester | UNI1 | Conventional Hydroelectric | HY |  | S | X | X |  |  | 1.6 | 1 | 1 | 1 | 0.8 | N |  |  | OP | X | 1 | 1969 |  |  | N | IPP Non-CHP | 2 | B T T T: X; NG BLQ BLQ BLQ: WAT |  |  |  | N |  | 0 | 10M
Vintage1969 | hydro | TRUE | 11426 | Massachusetts Water Res Auth | 10825 | Cosgrove Intake and Power Station | MA | Worcester | UNI2 | Conventional Hydroelectric | HY |  | S | X | X |  |  | 1.6 | 1 | 1 | 1 | 0.8 | N |  |  | OP | X | 1 | 1969 |  |  | N | IPP Non-CHP | 2 | B T T T: X; NG BLQ BLQ BLQ: WAT |  |  |  | N |  | 0 | 10M
Vintage1989 | biomass | TRUE | 54806 | DTE Energy Services-Woodland | 10836 | Woodland Biomass Power Ltd | CA | Yolo | GEN1 | Wood/Wood Waste Biomass | ST |  | W | X | X |  |  | 28 | 0.85 | 25 | 25 | 4 | N |  |  | OP | X | 9 | 1989 |  |  | N | IPP Non-CHP | 2 | B T T T: X; NG BLQ BLQ BLQ: WDS; NG PUR PUR PUR: NG; NG NG NG NG: NG |  |  |  | N | N |  | OVER | [23 empty] | N
Vintage1989 | biomass | TRUE | 64893 | Clean Energy Systems Mendota | 10837 | Covanta Mendota | CA | Fresno | GEN1 | Wood/Wood Waste Biomass | ST |  | W | X | X |  |  | 28 | 0.85 | 25 | 25 | 12 | N |  |  | OS | X | 7 | 1989 |  |  | N | Commercial Non-CHP | 4 | B T T T: X; NG BLQ BLQ BLQ: WDS; NG NG NG NG: NG |  |  |  | N |  |  | 12H | [23 empty] | N | N | N
Vintage1987 | biomass | TRUE | 64003 | Stored Solar Services, LLC | 10838 | Stored Solar Springfield, LLC | NH | Sullivan | GEN1 | Wood/Wood Waste Biomass | ST |  | W | X | X | 436 | 436 | 20 | 0.8 | 16.1 | 16.3 | 14 | N |  |  | OP | X | 12 | 1987 |  |  | N | IPP Non-CHP | 2 | B T T T: X; NG BLQ BLQ BLQ: WDS; NG NG NG NG: WDS |  |  |  | N | N |  | 12H |  |  | N |  | N | [18 empty] | N
Vintage1988 | biomass | TRUE | 64003 | Stored Solar Services, LLC | 10839 | Stored Solar Whitefield, LLC | NH | Coos | GEN1 | Wood/Wood Waste Biomass | ST |  | W | X | X |  |  | 19.9 | 1 | 17 | 17.5 | 10 | N |  |  | OP | X | 3 | 1988 |  |  | N | IPP Non-CHP | 2 | B T T T: X; NG BLQ BLQ BLQ: WDS; NG NG NG NG: WDS |  |  |  | N | N |  | OVER | [23 empty] | N
Vintage1990 | biomass | TRUE | 64894 | Clean Energy Systems Delano | 10840 | Covanta Delano Energy | CA | Kern | GEN1 | Wood/Wood Waste Biomass | ST |  | S | X | X |  |  | 31.8 | 0.85 | 27 | 27 | 22 | N |  |  | OS | X | 6 | 1990 |  |  | N | Commercial Non-CHP | 4 | B T T T: X; NG BLQ BLQ BLQ: WDS; NG NG NG NG: NG | [6 empty] | OVER | [23 empty] | N
Vintage1993 | biomass | TRUE | 64894 | Clean Energy Systems Delano | 10840 | Covanta Delano Energy | CA | Kern | GEN2 | Wood/Wood Waste Biomass | ST |  | S | X | X |  |  | 25.2 | 0.85 | 22 | 22 | 18 | N |  |  | OS | X | 7 | 1993 |  |  | N | Commercial Non-CHP | 4 | B T T T: X; NG BLQ BLQ BLQ: WDS; NG NG NG NG: NG | [6 empty] | OVER | [23 empty] | N
Vintage1986 | hydro | TRUE | 63985 | Hydroland Omega LLC | 10848 | Walden | NY | Orange | GEN1 | Conventional Hydroelectric | HY |  | W | X | X |  |  | 1.2 | 1 | 1.1 | 1.1 | 0.1 | N |  |  | OP | X | 4 | 1986 |  |  | N | IPP Non-CHP | 2 | B T T T: X; NG BLQ BLQ BLQ: WAT |  |  |  | N |  | 0 | 10M
Vintage1986 | hydro | TRUE | 63985 | Hydroland Omega LLC | 10848 | Walden | NY | Orange | GEN2 | Conventional Hydroelectric | HY |  | W | X | X |  |  | 0.8 | 1 | 0.8 | 0.7 | 0.1 | N |  |  | OP | X | 4 | 1986 |  |  | N | IPP Non-CHP | 2 | B T T T: X; NG BLQ BLQ BLQ: WAT |  |  |  | N |  | 0 | 10M
Vintage1986 | hydro | TRUE | 63985 | Hydroland Omega LLC | 10848 | Walden | NY | Orange | GEN3 | Conventional Hydroelectric | HY |  | W | X | X |  |  | 0.4 | 1 | 0.4 | 0.4 | 0.1 | N |  |  | OP | X | 4 | 1986 |  |  | N | IPP Non-CHP | 2 | B T T T: X; NG BLQ BLQ BLQ: WAT |  |  |  | N |  | 0 | 10M
Vintage1955 | hard coal | FALSE | 3807 | Cleveland Cliffs Inc | 10849 | Silver Bay Power | MN | Lake | GEN1 | Conventional Steam Coal | ST |  | S | X | X |  |  | 50 | 0.8 | 36 | 36 | 10 | N |  |  | OS | X | 10 | 1955 |  |  | Y | Industrial CHP | 7 | B T T T: T; NG BLQ BLQ BLQ: SUB; NG PUR PUR PUR: NG; NG NG NG NG: DFO |  |  |  | N | N |  | OVER |  | Y |  |  | Y | [18 empty] | Y | N | N
Vintage1962 | hard coal | FALSE | 3807 | Cleveland Cliffs Inc | 10849 | Silver Bay Power | MN | Lake | GEN2 | Conventional Steam Coal | ST |  | S | X | X |  |  | 81.6 | 0.85 | 69 | 69 | 10 | N |  |  | OS | X | 1 | 1962 |  |  | Y | Industrial CHP | 7 | B T T T: T; NG BLQ BLQ BLQ: SUB; NG PUR PUR PUR: NG; NG NG NG NG: NG |  |  |  | N | N |  | OVER |  | Y |  |  | Y | [18 empty] | Y | N | N
Vintage1984 | hydro | FALSE | 8736 | Hollingworth & Vose Co Center Falls | 10853 | Center Falls | NY | Washington | 1 | Conventional Hydroelectric | HY |  | S | X | X |  |  | 0.4 | 0.8 | 0.3 | 0.4 | 0.1 | N |  |  | OP | X | 1 | 1984 |  |  | N | Industrial Non-CHP | 6 | B T T T: X; NG BLQ BLQ BLQ: WAT |  |  |  | N | N | 0 | 1H | [20 empty] | N |  |  | N
Vintage1984 | hydro | FALSE | 8736 | Hollingworth & Vose Co Center Falls | 10853 | Center Falls | NY | Washington | 2 | Conventional Hydroelectric | HY |  | S | X | X |  |  | 0.4 | 0.8 | 0.3 | 0.4 | 0.1 | N |  |  | OP | X | 1 | 1984 |  |  | N | Industrial Non-CHP | 6 | B T T T: X; NG BLQ BLQ BLQ: WAT |  |  |  | N | N | 0 | 1H | [20 empty] | N |  |  | N
Vintage1984 | hydro | FALSE | 8736 | Hollingworth & Vose Co Center Falls | 10853 | Center Falls | NY | Washington | 3 | Conventional Hydroelectric | HY |  | S | X | X |  |  | 0.3 | 0.8 | 0.2 | 0.3 | 0.1 | N |  |  | OS | X | 1 | 1984 |  |  | N | Industrial Non-CHP | 6 | B T T T: X; NG BLQ BLQ BLQ: WAT |  |  |  | N | N | 0 | 1H | [20 empty] | N |  |  | N
Vintage1952 | natural gas steam turbine | FALSE | 3106 | Cargill Inc North America Sweetners | 10855 | Cargill Corn Milling Division | IA | Monroe | GEN1 | Natural Gas Steam Turbine | ST |  | S | X | X | Miso | Miso | 20 | 0.85 | 18.7 | 18.8 | 5 | N |  |  | SB | Y | 12 | 1952 |  |  | Y | Industrial CHP | 7 | B T T T: T; NG BLQ BLQ BLQ: NG; NG NG NG NG: SUB |  |  |  | N | N |  | 12H |  |  |  | N | [19 empty] | N | N | N
Vintage1952 | natural gas steam turbine | FALSE | 3106 | Cargill Inc North America Sweetners | 10855 | Cargill Corn Milling Division | IA | Monroe | GEN2 | Natural Gas Steam Turbine | ST |  | S | X | X | Miso | Miso | 20 | 0.85 | 18 | 18 | 5 | N |  |  | OP | X | 12 | 1952 |  |  | Y | Industrial CHP | 7 | B T T T: T; NG BLQ BLQ BLQ: NG; NG NG NG NG: SUB |  |  |  | N | N |  | 12H | [23 empty] | N | N | N
Vintage2009 | hard coal | FALSE | 772 | Archer Daniels Midland Co | 10860 | Archer Daniels Midland Clinton | IA | Clinton | 1A | Conventional Steam Coal | ST |  | S | X | X | Sales to Utility only | Sales to Utility only | 75 | 0.85 | 75 | 75 | 0 | N |  |  | OP | X | 2 | 2009 |  |  | Y | Industrial CHP | 7 | T | SUB | OBS | WDS | TDF | BIT | PC | NG |  |  |  | N |  |  | 12H | Y |  |  |  | Y | [18 empty] | Y | Y | N
Vintage2009 | hard coal | FALSE | 772 | Archer Daniels Midland Co | 10860 | Archer Daniels Midland Clinton | IA | Clinton | 2A | Conventional Steam Coal | ST |  | S | X | X | Sales to Utility only | Sales to Utility only | 105 | 0.85 | 105 | 105 | 20 | N |  |  | OP | X | 4 | 2009 |  |  | Y | Industrial CHP | 7 | T | SUB | OBS | WDS | TDF | BIT | PC | NG |  |  |  | N |  |  | 12H | Y |  |  |  | Y | [18 empty] | Y | Y | N
Vintage1988 | hard coal | FALSE | 772 | Archer Daniels Midland Co | 10861 | Archer Daniels Midland Des Moines | IA | Polk | GEN1 | Conventional Steam Coal | ST |  | S | X | X | No sales | No sales | 7.9 | 0.85 | 7.9 | 7.9 | 0.8 | N |  |  | OP | X | 5 | 1988 |  |  | Y | Industrial CHP | 7 | T T T: T; NG SUB SUB: SUB; SUB NG NG: NG |  |  |  | N |  |  | 12H | Y |  |  |  | Y | [18 empty] | N
Vintage1988 | hard coal | FALSE | 772 | Archer Daniels Midland Co | 10862 | Archer Daniels Midland Lincoln | NE | Lancaster | GEN1 | Conventional Steam Coal | ST |  | S | X | X | No sales | No sales | 7.9 | 0.85 | 7.9 | 7.9 | 0.8 | N |  |  | OP | X | 7 | 1988 |  |  | Y | Industrial CHP | 7 | T T T: T; NG SUB SUB: SUB; SUB NG NG: NG |  |  |  | N |  |  | 12H | Y |  |  |  | Y | [18 empty] | N
Vintage1987 | hard coal | FALSE | 772 | Archer Daniels Midland Co | 10863 | Archer Daniels Midland Mankato | MN | Blue Earth | GEN1 | Conventional Steam Coal | ST |  | S | X | X | No sales | No sales | 6.1 | 0.85 | 6.2 | 6.2 | 0.8 | N |  |  | OP | X | 10 | 1987 |  |  | Y | Industrial CHP | 7 | T T T: T; NG SUB SUB: SUB; SUB NG NG: NG |  |  |  | N |  |  | OVER | Y |  |  |  | Y | [18 empty] | N
Vintage1988 | hard coal | FALSE | 772 | Archer Daniels Midland Co | 10864 | Archer Daniels Midland Cedar Rapids | IA | Linn | GEN1 | Conventional Steam Coal | ST |  | S | X | X | Sales to Utility only | Sales to Utility only | 31 | 0.8 | 31 | 31 | 0 | N |  |  | OP | X | 11 | 1988 |  |  | Y | Industrial CHP | 7 | T | SUB | BIT | SLW |  |  |  | NG |  |  |  | N |  |  | 12H | Y |  |  |  | Y | [18 empty] | Y | Y
Vintage1988 | hard coal | FALSE | 772 | Archer Daniels Midland Co | 10864 | Archer Daniels Midland Cedar Rapids | IA | Linn | GEN2 | Conventional Steam Coal | ST |  | S | X | X |  |  | 31 | 0.8 | 31 | 31 | 0 | N |  |  | OP | X | 11 | 1988 |  |  | Y | Industrial CHP | 7 | T | SUB | BIT | SLW |  |  |  | NG |  |  |  | N |  |  | 12H | Y |  |  |  | Y | [18 empty] | Y | Y
Vintage1988 | hard coal | FALSE | 772 | Archer Daniels Midland Co | 10864 | Archer Daniels Midland Cedar Rapids | IA | Linn | GEN3 | Conventional Steam Coal | ST |  | S | X | X |  |  | 31 | 0.8 | 31 | 31 | 0 | N |  |  | OP | X | 11 | 1988 |  |  | Y | Industrial CHP | 7 | T | SUB | BIT | SLW |  |  |  | NG |  |  |  | N |  |  | 12H | Y |  |  |  | Y | [18 empty] | Y | Y
Vintage1988 | hard coal | FALSE | 772 | Archer Daniels Midland Co | 10864 | Archer Daniels Midland Cedar Rapids | IA | Linn | GEN4 | Conventional Steam Coal | ST |  | S | X | X |  |  | 31 | 0.8 | 31 | 31 | 0 | N |  |  | OP | X | 11 | 1988 |  |  | Y | Industrial CHP | 7 | T | SUB | BIT | SLW |  |  |  | NG |  |  |  | N |  |  | 12H | Y |  |  |  | Y | [18 empty] | Y | Y
Vintage1995 | hard coal | FALSE | 772 | Archer Daniels Midland Co | 10864 | Archer Daniels Midland Cedar Rapids | IA | Linn | GEN5 | Conventional Steam Coal | ST |  | S | X | X |  |  | 31 | 0.8 | 31 | 31 | 0 | N |  |  | OP | X | 2 | 1995 |  |  | Y | Industrial CHP | 7 | T | SUB | BIT | SLW |  |  |  | NG |  |  |  | N |  |  | 12H | Y |  |  |  | Y | [18 empty] | Y | Y
Vintage2000 | hard coal | FALSE | 772 | Archer Daniels Midland Co | 10864 | Archer Daniels Midland Cedar Rapids | IA | Linn | GEN6 | Conventional Steam Coal | ST |  | S | X | X |  |  | 101.1 | 0.85 | 105 | 105 | 20 | N |  |  | OP | X | 11 | 2000 |  |  | Y | Industrial CHP | 7 | T | SUB | BIT | SLW |  |  |  | NG |  |  |  | N |  |  | 12H | Y |  |  |  | Y | [18 empty] | Y | Y
Vintage2016 | natural gas peaker | FALSE | 772 | Archer Daniels Midland Co | 10864 | Archer Daniels Midland Cedar Rapids | IA | Linn | GEN7 | Natural Gas Fired Combustion Turbine | GT |  | S | X | X |  |  | 38.5 | 0.85 | 35 | 41 | 4 | N |  |  | OP | X | 9 | 2016 |  |  | N | Industrial CHP | 7 | [11 empty] | N | N |  | 1H | [23 empty] | N | bar: T T T to NG SUB SUB
Vintage1987 | hard coal | FALSE | 772 | Archer Daniels Midland Co | 10865 | Archer Daniels Midland Decatur | IL | Macon | GEN2 | Conventional Steam Coal | ST |  | S | X | X | Sales to Utility only | Sales to Utility only | 31 | 0.8 | 31 | 31 | 0 | N |  |  | OP | X | 4 | 1987 |  |  | Y | Industrial CHP | 7 | T | BIT | SUB | TDF | WDS |  |  | NG |  |  |  | N |  |  | 12H | Y | N |  |  | Y | [18 empty] | Y | Y | N
Vintage1987 | hard coal | FALSE | 772 | Archer Daniels Midland Co | 10865 | Archer Daniels Midland Decatur | IL | Macon | GEN3 | Conventional Steam Coal | ST |  | S | X | X |  |  | 31 | 0.8 | 31 | 31 | 0 | N |  |  | OP | X | 4 | 1987 |  |  | Y | Industrial CHP | 7 | T | BIT | SUB | TDF | WDS |  |  | NG |  |  |  | N |  |  | 12H | Y |  |  |  | Y | [18 empty] | Y | Y | N
Vintage1987 | hard coal | FALSE | 772 | Archer Daniels Midland Co | 10865 | Archer Daniels Midland Decatur | IL | Macon | GEN4 | Conventional Steam Coal | ST |  | S | X | X |  |  | 31 | 0.8 | 31 | 31 | 0 | N |  |  | OP | X | 5 | 1987 |  |  | Y | Industrial CHP | 7 | T | BIT | SUB | TDF | WDS |  |  | NG |  |  |  | N |  |  | 12H | Y |  |  |  | Y | [18 empty] | Y | Y | N
Vintage1987 | hard coal | FALSE | 772 | Archer Daniels Midland Co | 10865 | Archer Daniels Midland Decatur | IL | Macon | GEN5 | Conventional Steam Coal | ST |  | S | X | X |  |  | 31 | 0.8 | 31 | 31 | 0 | N |  |  | OP | X | 12 | 1987 |  |  | Y | Industrial CHP | 7 | T | BIT | SUB | TDF | WDS |  |  | NG |  |  |  | N |  |  | 12H | Y |  |  |  | Y | [18 empty] | Y | Y | N
Vintage1994 | hard coal | FALSE | 772 | Archer Daniels Midland Co | 10865 | Archer Daniels Midland Decatur | IL | Macon | GEN6 | Conventional Steam Coal | ST |  | S | X | X |  |  | 31 | 0.8 | 31 | 31 | 0 | N |  |  | OP | X | 9 | 1994 |  |  | Y | Industrial CHP | 7 | T | BIT | SUB | TDF | WDS |  |  | NG |  |  |  | N |  |  | 12H | Y |  |  |  | Y | [18 empty] | Y | Y | N
Vintage1997 | hard coal | FALSE | 772 | Archer Daniels Midland Co | 10865 | Archer Daniels Midland Decatur | IL | Macon | GEN7 | Conventional Steam Coal | ST |  | S | X | X |  |  | 75 | 0.85 | 75 | 75 | 0 | N |  |  | OP | X | 4 | 1997 |  |  | Y | Industrial CHP | 7 | T | BIT | SUB | TDF | WDS |  |  | NG |  |  |  | N |  |  | 12H | Y |  |  |  | Y | [18 empty] | Y | Y | N
Vintage2005 | hard coal | FALSE | 772 | Archer Daniels Midland Co | 10865 | Archer Daniels Midland Decatur | IL | Macon | GEN8 | Conventional Steam Coal | ST |  | S | X | X |  |  | 105 | 0.85 | 105 | 105 | 32 | N |  |  | OP | X | 4 | 2005 |  |  | Y | Industrial CHP | 7 | T | BIT | SUB | TDF | WDS |  |  | NG |  |  |  | N |  |  | 12H | Y |  |  |  | Y | [18 empty] | Y | Y | N
Vintage1988 | natural gas peaker | FALSE | 64580 | BioUrja Renewables LLC | 10866 | Archer Daniels Midland Peoria | IL | Peoria | GEN6 | Natural Gas Fired Combustion Turbine | GT |  | S | X | X |  |  | 18 | 0.85 | 15 | 18 | 5 | N |  |  | OP | X | 1 | 1988 |  |  | Y | Industrial CHP | 7 | [11 empty] | N |  |  | 12H |  |  |  |  | N | [18 empty] | N | bar: T T T to NG SUB SUB
Vintage1988 | natural gas peaker | FALSE | 64580 | BioUrja Renewables LLC | 10866 | Archer Daniels Midland Peoria | IL | Peoria | GEN7 | Natural Gas Fired Combustion Turbine | GT |  | S | X | X |  |  | 18 | 0.85 | 15 | 18 | 5 | N |  |  | OP | X | 1 | 1988 |  |  | Y | Industrial CHP | 7 | [11 empty] | N |  |  | 12H | [23 empty] | N | bar: T T T to NG SUB SUB
Vintage1989 | natural gas steam turbine | FALSE | 7 | Primary Products Ingredients Americas, LLC | 10867 | Primient Decatur Plant Cogen | IL | Macon | GEN1 | Natural Gas Steam Turbine | ST |  | S | X | X | AMIL WPSE | AMIL WPSE | 64.8 | 0.8 | 62 | 62 | 3 | N |  |  | OP | X | 1 | 1989 |  |  | Y | Industrial CHP | 7 | T T T: T; NG SUB SUB: NG; NG OBS OBS: BIT; SUB NG NG: NG |  |  |  | N | N | 0 | 12H | Y |  |  | N | Y | [18 empty] | N | N | N
Vintage1985 | biomass | TRUE | 1745 | Biomass One LP | 10869 | Biomass One LP | OR | Jackson | BBC | Wood/Wood Waste Biomass | ST |  | S | X | X |  |  | 10 | 0.8 | 8.5 | 8.5 | 6 | N |  |  | SB | Y | 12 | 1985 |  |  | N | IPP Non-CHP | 2 | T T T: X; NG SUB SUB: WDS; SUB NG NG: NG |  |  |  | N | N | 0 | OVER | [20 empty] | N |  |  | N | N | N
Vintage1985 | biomass | TRUE | 1745 | Biomass One LP | 10869 | Biomass One LP | OR | Jackson | GE | Wood/Wood Waste Biomass | ST |  | S | X | X |  |  | 15 | 0.8 | 14 | 14 | 5 | N |  |  | OP | X | 12 | 1985 |  |  | N | IPP Non-CHP | 2 | T T T: X; NG SUB SUB: WDS; SUB NG NG: NG |  |  |  | N | N |  | 12H | [20 empty] | N |  |  | N | N | N
Vintage2009 | biomass | TRUE | 1745 | Biomass One LP | 10869 | Biomass One LP | OR | Jackson | GE-2 | Wood/Wood Waste Biomass | ST |  | S | X | X |  |  | 15 | 0.8 | 14 | 14 | 5 | N |  |  | OP | X | 1 | 2009 |  |  | N | IPP Non-CHP | 2 | T T T: X; NG SUB SUB: WDS; SUB NG NG: NG |  |  |  | N | N |  | 12H | [20 empty] | N |  |  | N | N | N
Vintage1989 | natural gas peaker | TRUE | 56214 | Hazleton Generation LLC | 10870 | Hazelton | PA | Luzerne | GEN1 | Natural Gas Fired Combustion Turbine | GT |  | S | X | X |  |  | 72.5 | 0.8 | 58.9 | 58.9 | 12 | N |  |  | SB | Y | 1 | 1989 |  |  | N | IPP Non-CHP | 2 | T T T: X; NG SUB SUB: NG; NG OBS OBS: DFO |  |  |  | N | N |  | 1H | [23 empty] | Y | N | Y
Vintage2002 | natural gas peaker | TRUE | 56214 | Hazleton Generation LLC | 10870 | Hazelton | PA | Luzerne | GEN2 | Natural Gas Fired Combustion Turbine | GT |  | S | X | X |  |  | 33 | 0.8 | 28.3 | 29.8 | 12 | N |  |  | SB | Y | 6 | 2002 |  |  | N | IPP Non-CHP | 2 | T T T: X; NG SUB SUB: NG; NG OBS OBS: DFO |  |  |  | N | N | 0 | 1H | [20 empty] | N |  |  | Y | N | Y
Vintage2002 | natural gas peaker | TRUE | 56214 | Hazleton Generation LLC | 10870 | Hazelton | PA | Luzerne | GEN3 | Natural Gas Fired Combustion Turbine | GT |  | S | X | X |  |  | 33 | 0.8 | 29.3 | 31 | 12 | N |  |  | SB | Y | 6 | 2002 |  |  | N | IPP Non-CHP | 2 | T T T: X; NG SUB SUB: NG; NG OBS OBS: DFO |  |  |  | N | N | 0 | 1H | [20 empty] | N |  |  | Y | N | Y
Vintage2002 | natural gas peaker | TRUE | 56214 | Hazleton Generation LLC | 10870 | Hazelton | PA | Luzerne | GEN4 | Natural Gas Fired Combustion Turbine | GT |  | S | X | X |  |  | 33 | 0.8 | 29.1 | 31.2 | 12 | N |  |  | SB | Y | 6 | 2002 |  |  | N | IPP Non-CHP | 2 | T T T: X; NG SUB SUB: NG; NG OBS OBS: DFO |  |  |  | N | N | 0 | 1H | [20 empty] | N |  |  | Y | N | Y
Vintage1988 | hydro | TRUE | 56590 | Silverstreet Hydro | 10872 | Kings Falls Hydroelectric | NY | Lewis | 1 | Conventional Hydroelectric | HY |  | S | X | X |  |  | 1.6 | 0.95 | 0.2 | 0.1 | 0.1 | N |  |  | OP | X | 10 | 1988 |  |  | N | IPP Non-CHP | 2 | T T T: X; NG SUB SUB: WAT |  |  |  | N |  |  | 10M
Vintage1987 | geothermal | TRUE | 4397 | Coso Operating Co LLC | 10873 | Coso Finance Partners | CA | Inyo | GEN1 | Geothermal | ST |  | S | X | X |  |  | 32.2 | 0.9 | 27.5 | 27.5 | 3 | N |  |  | OP | X | 7 | 1987 |  |  | N | IPP Non-CHP | 2 | T T T: X; NG SUB SUB: GEO; SUB NG NG: GEO |  |  |  | N | N |  | 12H | [20 empty] | N |  |  | N | N | N
Vintage1988 | geothermal | TRUE | 4397 | Coso Operating Co LLC | 10873 | Coso Finance Partners | CA | Inyo | GEN2 | Geothermal | ST |  | S | X | X |  |  | 30 | 0.9 | 27 | 27 | 3 | N |  |  | OP | X | 11 | 1988 |  |  | N | IPP Non-CHP | 2 | T T T: X; NG SUB SUB: GEO; SUB NG NG: GEO |  |  |  | N | N |  | 12H | [20 empty] | N |  |  | N | N | N
Vintage1988 | geothermal | TRUE | 4397 | Coso Operating Co LLC | 10873 | Coso Finance Partners | CA | Inyo | GEN3 | Geothermal | ST |  | S | X | X |  |  | 30 | 0.9 | 26.7 | 27.2 | 3 | N |  |  | OP | X | 11 | 1988 |  |  | N | IPP Non-CHP | 2 | T T T: X; NG SUB SUB: GEO; SUB NG NG: GEO |  |  |  | N | N |  | 12H | [20 empty] | N |  |  | N | N | N
Vintage1989 | geothermal | TRUE | 4397 | Coso Operating Co LLC | 10874 | Coso Power Developers | CA | Inyo | GEN4 | Geothermal | ST |  | S | X | X |  |  | 30 | 0.9 | 30 | 30 | 3 | N |  |  | OP | X | 11 | 1989 |  |  | N | IPP Non-CHP | 2 | T T T: X; NG SUB SUB: GEO; SUB NG NG: GEO |  |  |  | N |  |  | 12H | [23 empty] | N | N | N
Vintage1989 | geothermal | TRUE | 4397 | Coso Operating Co LLC | 10874 | Coso Power Developers | CA | Inyo | GEN5 | Geothermal | ST |  | S | X | X |  |  | 30 | 0.9 | 23.4 | 27 | 3 | N |  |  | OP | X | 12 | 1989 |  |  | N | IPP Non-CHP | 2 | T T T: X; NG SUB SUB: GEO; SUB NG NG: GEO |  |  |  | N |  |  | 12H | [23 empty] | N | N | N
Vintage1989 | geothermal | TRUE | 4397 | Coso Operating Co LLC | 10874 | Coso Power Developers | CA | Inyo | GEN6 | Geothermal | ST |  | S | X | X |  |  | 30 | 0.9 | 26.9 | 29 | 3 | N |  |  | OP | X | 12 | 1989 |  |  | N | IPP Non-CHP | 2 | T T T: X; NG SUB SUB: GEO; SUB NG NG: GEO |  |  |  | N |  |  | 12H | [23 empty] | N | N | N
Vintage1988 | geothermal | TRUE | 4397 | Coso Operating Co LLC | 10875 | Coso Energy Developers | CA | Inyo | GEN7 | Geothermal | ST |  | S | X | X |  |  | 30 | 0.9 | 21.8 | 26.1 | 3 | N |  |  | OP | X | 12 | 1988 |  |  | N | IPP Non-CHP | 2 | T T T: X; NG SUB SUB: GEO; SUB NG NG: GEO |  |  |  | N |  |  | 12H | [23 empty] | N | N | N
Vintage1988 | geothermal | TRUE | 4397 | Coso Operating Co LLC | 10875 | Coso Energy Developers | CA | Inyo | GEN8 | Geothermal | ST |  | S | X | X |  |  | 30 | 0.9 | 22.5 | 28.5 | 3 | N |  |  | OP | X | 12 | 1988 |  |  | N | IPP Non-CHP | 2 | T T T: X; NG SUB SUB: GEO; SUB NG NG: GEO |  |  |  | N |  |  | 12H | [23 empty] | N | N | N
Vintage1989 | geothermal | TRUE | 4397 | Coso Operating Co LLC | 10875 | Coso Energy Developers | CA | Inyo | GEN9 | Geothermal | ST |  | S | X | X |  |  | 30 | 0.9 | 23.5 | 28.7 | 3 | N |  |  | OP | X | 8 | 1989 |  |  | N | IPP Non-CHP | 2 | T T T: X; NG SUB SUB: GEO; SUB NG NG: GEO |  |  |  | N |  |  | 12H | [23 empty] | N | N | N
Vintage1982 | geothermal | TRUE | 49899 | CalEnergy Operating Corporation | 10878 | Salton Sea Power Gen Co Unit 1 | CA | Imperial | EE11 | Geothermal | ST |  | W | X | X |  |  | 10 | 0.9 | 10 | 10 | 2 | N |  |  | OP | X | 7 | 1982 |  |  | N | IPP Non-CHP | 2 | T T T: X; NG SUB SUB: GEO; SUB NG NG: GEO |  |  |  | N | N |  | 12H | [23 empty] | N
Vintage1990 | geothermal | TRUE | 49899 | CalEnergy Operating Corporation | 10879 | Salton Sea Power Gen Co - Unit 2 | CA | Imperial | GEN1 | Geothermal | ST |  | W | X | X |  |  | 11.5 | 0.9 | 17 | 17 | 2 | N |  |  | OP | X | 3 | 1990 |  |  | N | IPP Non-CHP | 2 | T T T: X; NG SUB SUB: GEO; SUB NG NG: GEO |  |  |  | N | N |  | 12H | [23 empty] | N
Vintage1990 | geothermal | TRUE | 49899 | CalEnergy Operating Corporation | 10879 | Salton Sea Power Gen Co - Unit 2 | CA | Imperial | GEN2 | Geothermal | ST |  | W | X | X |  |  | 5 | 1 | 4 | 4 | 2 | N |  |  | OP | X | 3 | 1990 |  |  | N | IPP Non-CHP | 2 | T T T: X; NG SUB SUB: GEO; SUB NG NG: GEO |  |  |  | N | N |  | 12H | [23 empty] | N
Vintage1990 | geothermal | TRUE | 49899 | CalEnergy Operating Corporation | 10879 | Salton Sea Power Gen Co - Unit 2 | CA | Imperial | GEN3 | Geothermal | ST |  | W | X | X |  |  | 3.5 | 0.85 | 2.1 | 2.1 | 1 | N |  |  | OP | X | 3 | 1990 |  |  | N | IPP Non-CHP | 2 | T T T: X; NG SUB SUB: GEO; SUB NG NG: GEO |  |  |  | N | N |  | 12H | [23 empty] | N
Vintage1987 | hydro | TRUE | 12239 | Mega Renewables | 10880 | Bidwell Ditch Project | CA | Shasta | GEN1 | Conventional Hydroelectric | HY |  | S | X | X |  |  | 1.8 | 0.95 | 1.8 | 1.8 | 0.2 | N |  |  | OP | X | 3 | 1987 |  |  | N | IPP Non-CHP | 2 | T T T: X; NG SUB SUB: WAT |  |  |  | N |  | 0 | 1H
Vintage1986 | hydro | TRUE | 16997 | Shasta Hydroelectric Inc | 10881 | Roaring Creek Water Power | CA | Shasta | GEN1 | Conventional Hydroelectric | HY |  | S | X | X |  |  | 2 | 0.95 | 2 | 2 | 0.2 | N |  |  | OP | X | 12 | 1986 |  |  | N | IPP Non-CHP | 2 | T T T: X; NG SUB SUB: WAT | [5 empty] | 0 | 1H
Vintage1986 | hydro | TRUE | 12239 | Mega Renewables | 10882 | Hatchet Creek Project | CA | Shasta | GEN1 | Conventional Hydroelectric | HY |  | S | X | X |  |  | 6.8 | 0.95 | 6.8 | 6.8 | 0.3 | N |  |  | OP | X | 12 | 1986 |  |  | N | IPP Non-CHP | 2 | T T T: X; NG SUB SUB: WAT | [5 empty] | 0 | 10M
Vintage2003 | natural gas peaker | FALSE | 12258 | MATEP LLC | 10883 | Medical Area Total Energy Plant | MA | Suffolk | CT1 | Natural Gas Fired Combustion Turbine | GT |  | S | X | X |  |  | 12.5 | 0.85 | 12.5 | 12.5 | 6 | N |  |  | OP | X | 12 | 2003 |  |  | Y | Commercial CHP | 5 | T T T: T; NG SUB SUB: NG; NG OBS OBS: DFO |  |  |  | N |  |  | 12H | [23 empty] | Y | N | Y
Vintage2003 | natural gas peaker | FALSE | 12258 | MATEP LLC | 10883 | Medical Area Total Energy Plant | MA | Suffolk | CT2 | Natural Gas Fired Combustion Turbine | GT |  | S | X | X |  |  | 12.5 | 0.85 | 12.5 | 12.5 | 6 | N |  |  | OP | X | 12 | 2003 |  |  | Y | Commercial CHP | 5 | T T T: T; NG SUB SUB: NG; NG OBS OBS: DFO |  |  |  | N |  |  | 12H | [23 empty] | Y | N | Y
Vintage2017 | natural gas peaker | FALSE | 12258 | MATEP LLC | 10883 | Medical Area Total Energy Plant | MA | Suffolk | CT3 | Natural Gas Fired Combustion Turbine | GT |  | S | X | X |  |  | 13.8 | 1 | 13.5 | 14.9 | 8 | N |  |  | OP | X | 7 | 2017 |  |  | Y | Commercial CHP | 5 | T T T: T; NG SUB SUB: NG; NG OBS OBS: DFO | [6 empty] | 12H | [23 empty] | Y | N | Y
Vintage1985 | petroleum | FALSE | 12258 | MATEP LLC | 10883 | Medical Area Total Energy Plant | MA | Suffolk | DEG1 | Petroleum Liquids | IC |  | S | X | X |  |  | 6.8 | 0.85 | 6 | 6.7 | 2 | N |  |  | SB | Y | 6 | 1985 |  |  | Y | Commercial CHP | 5 | T T T: T; NG SUB SUB: DFO |  |  |  | N |  |  | 1H | [23 empty] | N | N | N
Vintage1985 | petroleum | FALSE | 12258 | MATEP LLC | 10883 | Medical Area Total Energy Plant | MA | Suffolk | DEG2 | Petroleum Liquids | IC |  | S | X | X |  |  | 6.8 | 0.85 | 6 | 6.7 | 2 | N |  |  | SB | Y | 7 | 1985 |  |  | Y | Commercial CHP | 5 | T T T: T; NG SUB SUB: DFO |  |  |  | N |  |  | 1H | [23 empty] | N | N | N
Vintage1985 | petroleum | FALSE | 12258 | MATEP LLC | 10883 | Medical Area Total Energy Plant | MA | Suffolk | DEG3 | Petroleum Liquids | IC |  | S | X | X |  |  | 6.8 | 0.85 | 6 | 6.7 | 2 | N |  |  | SB | Y | 10 | 1985 |  |  | Y | Commercial CHP | 5 | T T T: T; NG SUB SUB: DFO |  |  |  | N |  |  | 1H | [23 empty] | N | N | N
Vintage1985 | petroleum | FALSE | 12258 | MATEP LLC | 10883 | Medical Area Total Energy Plant | MA | Suffolk | DEG4 | Petroleum Liquids | IC |  | S | X | X |  |  | 6.8 | 0.85 | 6 | 6.7 | 2 | N |  |  | SB | Y | 10 | 1985 |  |  | Y | Commercial CHP | 5 | T T T: T; NG SUB SUB: DFO |  |  |  | N |  |  | 1H | [23 empty] | N | N | N
Vintage1985 | petroleum | FALSE | 12258 | MATEP LLC | 10883 | Medical Area Total Energy Plant | MA | Suffolk | DEG5 | Petroleum Liquids | IC |  | S | X | X |  |  | 6.8 | 0.85 | 6 | 6.7 | 2 | N |  |  | SB | Y | 11 | 1985 |  |  | Y | Commercial CHP | 5 | T T T: T; NG SUB SUB: DFO |  |  |  | N |  |  | 1H | [23 empty] | N | N | N
Vintage1980 | natural gas steam turbine | FALSE | 12258 | MATEP LLC | 10883 | Medical Area Total Energy Plant | MA | Suffolk | STG2 | Natural Gas Steam Turbine | ST |  | S | X | X |  |  | 11 | 0.85 | 11 | 10.3 | 1 | N |  |  | OP | X | 1 | 1980 |  |  | Y | Commercial CHP | 5 | T T T: T; NG SUB SUB: NG; NG OBS OBS: DFO; SUB NG NG: NG |  |  |  | N |  |  | 12H |  |  |  |  | N | [18 empty] | Y | N | Y
Vintage1980 | natural gas steam turbine | FALSE | 12258 | MATEP LLC | 10883 | Medical Area Total Energy Plant | MA | Suffolk | STG3 | Natural Gas Steam Turbine | ST |  | S | X | X |  |  | 11 | 0.85 | 11 | 10.3 | 1 | N |  |  | OP | X | 1 | 1980 |  |  | Y | Commercial CHP | 5 | T T T: T; NG SUB SUB: NG; NG OBS OBS: DFO; SUB NG NG: NG |  |  |  | N |  |  | 12H |  |  |  |  | N | [18 empty] | Y | N | Y
Vintage1987 | natural gas peaker | FALSE | 11216 | Los Angeles County | 10884 | Olive View Medical Center | CA | Los Angeles | CTC1 | Natural Gas Fired Combustion Turbine | GT |  | S | X | X |  |  | 2.8 | 0.9 | 2.7 | 2.7 | 0.5 | N |  |  | OP | X | 2 | 1987 |  |  | Y | Commercial CHP | 5 | T T T: T; NG SUB SUB: NG; NG OBS OBS: DFO |  |  |  | N | N |  | 1H | [23 empty] | Y | N | Y
Vintage1987 | natural gas peaker | FALSE | 11216 | Los Angeles County | 10884 | Olive View Medical Center | CA | Los Angeles | CTC2 | Natural Gas Fired Combustion Turbine | GT |  | S | X | X |  |  | 2.8 | 0.9 | 2.7 | 2.7 | 0.5 | N |  |  | OP | X | 2 | 1987 |  |  | Y | Commercial CHP | 5 | T T T: T; NG SUB SUB: NG; NG OBS OBS: DFO |  |  |  | N | N |  | 1H | [23 empty] | Y | N | Y
Vintage1986 | hydro | TRUE | 64078 | Central Rivers Power US, LLC | 10902 | Victory Mills | NY | Cayuga | GEN1 | Conventional Hydroelectric | HY |  | S | X | X |  |  | 1.7 | 1 | 1.6 | 1.6 | 0.1 | N |  |  | OP | X | 12 | 1986 |  |  | N | IPP Non-CHP | 2 | T T T: X; NG SUB SUB: WAT |  |  |  | N |  | 0 | 10M
Vintage1999 | hydro | TRUE | 3473 | Metro Wtr Recl Dist Grtr Chi | 10903 | Lockport Powerhouse | IL | Will | 1GEN | Conventional Hydroelectric | HY |  | S | X | X |  |  | 8 | 1 | 6 | 6 | 2.5 | N |  |  | OA | X | 2 | 1999 |  |  | N | IPP Non-CHP | 2 | T T T: X; NG SUB SUB: WAT |  |  |  | N | N |  | 10M | [23 empty] | N
Vintage2001 | hydro | TRUE | 3473 | Metro Wtr Recl Dist Grtr Chi | 10903 | Lockport Powerhouse | IL | Will | 2GEN | Conventional Hydroelectric | HY |  | S | X | X |  |  | 8 | 1 | 6 | 6 | 2.5 | N |  |  | OP | X | 12 | 2001 |  |  | N | IPP Non-CHP | 2 | T T T: X; NG SUB SUB: WAT |  |  |  | N | N |  | 10M | [23 empty] | N
Vintage1990 | natural gas combined cycle | TRUE | 15114 | Pittsfield Generating Company, LP | 50002 | Pittsfield Generating LP | MA | Berkshire | GEN1 | Natural Gas Fired Combined Cycle | CT | CC1 | W | X | N | 326 UN.ALTRESCO13.8ALTR | UN.ALTRESCO13.8ALTR | 40.7 | 0.95 | 36.7 | 45 | 25 | N |  |  | OP | X | 7 | 1990 |  |  | Y | IPP CHP | 3 | T T T: T; NG SUB SUB: NG; NG OBS OBS: DFO |  |  |  | N | N |  | 12H | [23 empty] | Y | Y | Y
Vintage1990 | natural gas combined cycle | TRUE | 15114 | Pittsfield Generating Company, LP | 50002 | Pittsfield Generating LP | MA | Berkshire | GEN2 | Natural Gas Fired Combined Cycle | CT | CC1 | W | X | N | 326 UN.ALTRESCO13.8ALTR | 326 UN.ALTRESCO13.8ALTR | 40.7 | 0.95 | 35.2 | 44.1 | 25 | N |  |  | OP | X | 7 | 1990 |  |  | Y | IPP CHP | 3 | T T T: T; NG SUB SUB: NG; NG OBS OBS: DFO |  |  |  | N | N |  | 12H | [23 empty] | Y | Y | Y
Vintage1990 | natural gas combined cycle | TRUE | 15114 | Pittsfield Generating Company, LP | 50002 | Pittsfield Generating LP | MA | Berkshire | GEN3 | Natural Gas Fired Combined Cycle | CT | CC1 | W | X | N | 326 UN.ALTRESCO13.8ALTR | 326 UN.ALTRESCO13.8ALTR | 40.7 | 0.95 | 38.2 | 45.2 | 25 | N |  |  | OP | X | 7 | 1990 |  |  | Y | IPP CHP | 3 | T T T: T; NG SUB SUB: NG; NG OBS OBS: DFO |  |  |  | N | N |  | 12H | [23 empty] | Y | Y | Y
Vintage1990 | natural gas combined cycle | TRUE | 15114 | Pittsfield Generating Company, LP | 50002 | Pittsfield Generating LP | MA | Berkshire | GEN4 | Natural Gas Fired Combined Cycle | CA | CC1 | W | N | X | 326 UN.ALTRESCO13.8ALTR | 326 UN.ALTRESCO13.8ALTR | 53.4 | 0.95 | 47.6 | 51.5 | 6 | N |  |  | OP | X | 7 | 1990 |  |  | Y | IPP CHP | 3 | [11 empty] | N | N |  | 12H | [23 empty] | N | N | bar: T T T to NG SUB SUB
Vintage1990 | natural gas peaker | TRUE | 60662 | WCAC Operating Company | 50003 | Chalk Cliff Limited | CA | Kern | GEN1 | Natural Gas Fired Combustion Turbine | GT |  | W | X | X |  |  | 46 | 0.85 | 46 | 48 | 32 | N |  |  | OP | X | 3 | 1990 |  |  | Y | IPP CHP | 3 | [11 empty] | N | N |  | 12H | [23 empty] | N | N | N | bar: T T T to NG SUB SUB
Vintage1992 | natural gas combined cycle | TRUE | 3890 | EFS Cogen Holdings I LLC | 50006 | Linden Cogen Plant | NJ | Union | GTG1 | Natural Gas Fired Combined Cycle | CT | CC1 | S | X | N |  |  | 95.2 | 0.9 | 98.9 | 102 | 47.6 | N |  |  | OP | X | 3 | 1992 |  |  | Y | IPP CHP | 3 | T T T: T; NG SUB SUB: NG; NG OBS OBS: WO |  |  |  | N |  |  | 12H | [23 empty] | Y | N | Y
Vintage1992 | natural gas combined cycle | TRUE | 3890 | EFS Cogen Holdings I LLC | 50006 | Linden Cogen Plant | NJ | Union | GTG2 | Natural Gas Fired Combined Cycle | CT | CC1 | S | X | N |  |  | 95.2 | 0.9 | 98.9 | 102 | 47.6 | N |  |  | OP | X | 3 | 1992 |  |  | Y | IPP CHP | 3 | T T T: T; NG SUB SUB: NG; NG OBS OBS: WO |  |  |  | N |  |  | 12H | [23 empty] | Y | N | Y
Vintage1992 | natural gas combined cycle | TRUE | 3890 | EFS Cogen Holdings I LLC | 50006 | Linden Cogen Plant | NJ | Union | GTG3 | Natural Gas Fired Combined Cycle | CT | CC1 | S | X | N |  |  | 95.2 | 0.9 | 98.9 | 102 | 47.6 | N |  |  | OP | X | 4 | 1992 |  |  | Y | IPP CHP | 3 | T T T: T; NG SUB SUB: NG; NG OBS OBS: WO |  |  |  | N |  |  | 12H | [23 empty] | Y | N | Y
Vintage1992 | natural gas combined cycle | TRUE | 3890 | EFS Cogen Holdings I LLC | 50006 | Linden Cogen Plant | NJ | Union | GTG4 | Natural Gas Fired Combined Cycle | CT | CC1 | S | X | N |  |  | 95.2 | 0.9 | 98.9 | 102 | 47.6 | N |  |  | OP | X | 3 | 1992 |  |  | Y | IPP CHP | 3 | T T T: T; NG SUB SUB: NG; NG OBS OBS: WO |  |  |  | N |  |  | 12H | [23 empty] | Y | N | Y
Vintage1992 | natural gas combined cycle | TRUE | 3890 | EFS Cogen Holdings I LLC | 50006 | Linden Cogen Plant | NJ | Union | GTG5 | Natural Gas Fired Combined Cycle | CT | CC1 | S | X | N |  |  | 95.2 | 0.9 | 98.9 | 102 | 47.6 | N |  |  | OP | X | 4 | 1992 |  |  | Y | IPP CHP | 3 | T T T: T; NG SUB SUB: NG; NG OBS OBS: WO |  |  |  | N |  |  | 12H | [23 empty] | Y | N | Y
Vintage2002 | natural gas combined cycle | TRUE | 3890 | EFS Cogen Holdings I LLC | 50006 | Linden Cogen Plant | NJ | Union | GTG6 | Natural Gas Fired Combined Cycle | CT | CC1 | S | X | N |  |  | 212.5 | 0.85 | 160.3 | 174.8 | 90 | N |  |  | OP | X | 1 | 2002 |  |  | Y | IPP CHP | 3 | T T T: T; NG SUB SUB: NG; NG OBS OBS: DFO |  |  |  | N |  |  | 12H | [23 empty] | Y | N | Y
Vintage1992 | natural gas combined cycle | TRUE | 3890 | EFS Cogen Holdings I LLC | 50006 | Linden Cogen Plant | NJ | Union | STG1 | Natural Gas Fired Combined Cycle | CA | CC1 | S | Y | X |  |  | 95.2 | 0.9 | 98.9 | 102.2 | 25 | N |  |  | OP | X | 3 | 1992 |  |  | Y | IPP CHP | 3 | T T T: T; NG SUB SUB: NG; NG OBS OBS: WO |  |  |  | N |  |  | 12H | [23 empty] | N |  | N
Vintage1992 | natural gas combined cycle | TRUE | 3890 | EFS Cogen Holdings I LLC | 50006 | Linden Cogen Plant | NJ | Union | STG2 | Natural Gas Fired Combined Cycle | CA | CC1 | S | Y | X |  |  | 95.2 | 0.9 | 98.9 | 102.2 | 25 | N |  |  | OP | X | 3 | 1992 |  |  | Y | IPP CHP | 3 | T T T: T; NG SUB SUB: NG; NG OBS OBS: WO |  |  |  | N |  |  | 12H | [23 empty] | N |  | N
Vintage1992 | natural gas combined cycle | TRUE | 3890 | EFS Cogen Holdings I LLC | 50006 | Linden Cogen Plant | NJ | Union | STG3 | Natural Gas Fired Combined Cycle | CA | CC1 | S | Y | X |  |  | 95.2 | 0.9 | 98.5 | 102.2 | 25 | N |  |  | OP | X | 4 | 1992 |  |  | Y | IPP CHP | 3 | T T T: T; NG SUB SUB: NG; NG OBS OBS: WO |  |  |  | N |  |  | 12H | [23 empty] | N |  | N
Vintage1912 | hydro | FALSE | 55698 | Hawks Nest Hydro LLC | 50010 | Glen Ferris Hydro | WV | Fayette | GEN1 | Conventional Hydroelectric | HY |  | S | X | X |  |  | 0.4 | 0.9 | 0.4 | 0.4 | 0.2 | N |  |  | OP | X | 1 | 1912 |  |  | N | Industrial Non-CHP | 6 | T T T: X; NG SUB SUB: WAT |  |  |  | N |  | 0 | 10M
Vintage1912 | hydro | FALSE | 55698 | Hawks Nest Hydro LLC | 50010 | Glen Ferris Hydro | WV | Fayette | GEN2 | Conventional Hydroelectric | HY |  | S | X | X |  |  | 0.4 | 0.9 | 0.4 | 0.4 | 0.2 | N |  |  | OP | X | 1 | 1912 |  |  | N | Industrial Non-CHP | 6 | T T T: X; NG SUB SUB: WAT |  |  |  | N |  | 0 | 10M
Vintage1912 | hydro | FALSE | 55698 | Hawks Nest Hydro LLC | 50010 | Glen Ferris Hydro | WV | Fayette | GEN3 | Conventional Hydroelectric | HY |  | S | X | X |  |  | 0.4 | 0.9 | 0.4 | 0.4 | 0.2 | N |  |  | OP | X | 1 | 1912 |  |  | N | Industrial Non-CHP | 6 | T T T: X; NG SUB SUB: WAT |  |  |  | N |  | 0 | 10M
Vintage1912 | hydro | FALSE | 55698 | Hawks Nest Hydro LLC | 50010 | Glen Ferris Hydro | WV | Fayette | GEN4 | Conventional Hydroelectric | HY |  | S | X | X |  |  | 0.4 | 0.9 | 0.4 | 0.4 | 0.2 | N |  |  | OP | X | 1 | 1912 |  |  | N | Industrial Non-CHP | 6 | T T T: X; NG SUB SUB: WAT |  |  |  | N |  | 0 | 10M
Vintage1912 | hydro | FALSE | 55698 | Hawks Nest Hydro LLC | 50010 | Glen Ferris Hydro | WV | Fayette | GEN5 | Conventional Hydroelectric | HY |  | S | X | X |  |  | 0.4 | 0.9 | 0.4 | 0.4 | 0.2 | N |  |  | OP | X | 1 | 1912 |  |  | N | Industrial Non-CHP | 6 | T T T: X; NG SUB SUB: WAT |  |  |  | N |  | 0 | 10M
Vintage1912 | hydro | FALSE | 55698 | Hawks Nest Hydro LLC | 50010 | Glen Ferris Hydro | WV | Fayette | GEN6 | Conventional Hydroelectric | HY |  | S | X | X |  |  | 0.4 | 0.9 | 0.4 | 0.4 | 0.2 | N |  |  | OP | X | 1 | 1912 |  |  | N | Industrial Non-CHP | 6 | T T T: X; NG SUB SUB: WAT |  |  |  | N |  | 0 | 10M
Vintage1917 | hydro | FALSE | 55698 | Hawks Nest Hydro LLC | 50010 | Glen Ferris Hydro | WV | Fayette | GEN7 | Conventional Hydroelectric | HY |  | S | X | X |  |  | 1.9 | 0.9 | 1.9 | 1.9 | 0.7 | N |  |  | OP | X | 1 | 1917 |  |  | N | Industrial Non-CHP | 6 | T T T: X; NG SUB SUB: WAT |  |  |  | N |  | 0 | 10M
Vintage1917 | hydro | FALSE | 55698 | Hawks Nest Hydro LLC | 50010 | Glen Ferris Hydro | WV | Fayette | GEN8 | Conventional Hydroelectric | HY |  | S | X | X |  |  | 1.9 | 0.9 | 1.9 | 1.9 | 0.7 | N |  |  | OP | X | 1 | 1917 |  |  | N | Industrial Non-CHP | 6 | T T T: X; NG SUB SUB: WAT |  |  |  | N |  | 0 | 10M
Vintage1936 | hydro | FALSE | 55698 | Hawks Nest Hydro LLC | 50011 | Hawks Nest Hydro | WV | Fayette | GEN1 | Conventional Hydroelectric | HY |  | W | X | X |  |  | 25.5 | 0.9 | 24.2 | 23.5 | 2 | N |  |  | OP | X | 6 | 1936 |  |  | N | Industrial Non-CHP | 6 | T T T: X; NG SUB SUB: WAT |  |  |  | N |  | 0 | 10M
Vintage1936 | hydro | FALSE | 55698 | Hawks Nest Hydro LLC | 50011 | Hawks Nest Hydro | WV | Fayette | GEN2 | Conventional Hydroelectric | HY |  | W | X | X |  |  | 25.5 | 0.9 | 24.2 | 23.5 | 2 | N |  |  | OP | X | 6 | 1936 |  |  | N | Industrial Non-CHP | 6 | T T T: X; NG SUB SUB: WAT |  |  |  | N |  | 0 | 10M
Vintage1936 | hydro | FALSE | 55698 | Hawks Nest Hydro LLC | 50011 | Hawks Nest Hydro | WV | Fayette | GEN3 | Conventional Hydroelectric | HY |  | W | X | X |  |  | 25.5 | 0.9 | 24.2 | 23.5 | 2 | N |  |  | OP | X | 6 | 1936 |  |  | N | Industrial Non-CHP | 6 | T T T: X; NG SUB SUB: WAT |  |  |  | N |  | 0 | 10M
Vintage1936 | hydro | FALSE | 55698 | Hawks Nest Hydro LLC | 50011 | Hawks Nest Hydro | WV | Fayette | GEN4 | Conventional Hydroelectric | HY |  | W | X | X |  |  | 25.5 | 0.9 | 24.2 | 23.5 | 2 | N |  |  | OP | X | 6 | 1936 |  |  | N | Industrial Non-CHP | 6 | T T T: X; NG SUB SUB: WAT |  |  |  | N |  | 0 | 10M
Vintage1988 | natural gas peaker | FALSE | 6426 | Flint Hills Resources Corpus Christi LLC | 50026 | Corpus Refinery | TX | Nueces | FR6 | Natural Gas Fired Combustion Turbine | GT |  | S | X | X |  |  | 47 | 0.85 | 32 | 41 | 5 | N |  |  | OP | X | 5 | 1988 |  |  | Y | Industrial CHP | 7 | [11 empty] | N | N |  | 12H | [20 empty] | N |  |  | N | N | N | bar: T T T to NG SUB SUB
Vintage1964 | biomass | TRUE | 16064 | Graphic Packaging International | 50028 | Plant 31 Paper Mill | LA | Ouachita | GEN5 | Wood/Wood Waste Biomass | ST |  | S | X | X |  |  | 25 | 0.85 | 25 | 25 | 3 | N |  |  | OP | X | 1 | 1964 |  |  | Y | Industrial CHP | 7 | T | BLQ | WDS | NG |  |  |  | NG |  |  |  | N | N |  | 12H | [23 empty] | Y | Y | N
Vintage1977 | biomass | TRUE | 16064 | Graphic Packaging International | 50028 | Plant 31 Paper Mill | LA | Ouachita | GEN6 | Wood/Wood Waste Biomass | ST |  | S | X | X |  |  | 20 | 0.85 | 20 | 20 | 3 | N |  |  | OP | X | 1 | 1977 |  |  | Y | Industrial CHP | 7 | T | BLQ | WDS | NG |  |  |  | NG |  |  |  | N | N |  | 12H | [23 empty] | Y | Y | N
Vintage2016 | natural gas peaker | FALSE | 16064 | Graphic Packaging International | 50028 | Plant 31 Paper Mill | LA | Ouachita | GEN7 | Natural Gas Fired Combustion Turbine | GT |  | S | X | X |  |  | 39.2 | 0.92 | 32 | 39 | 26 | N |  |  | OP | X | 2 | 2016 |  |  | Y | Industrial CHP | 7 | [11 empty] | N | N |  | 1H | [23 empty] | N | N | N | bar: T T T to NG SUB SUB
Vintage1992 | hydro | TRUE | 63840 | Clear Energy Capital, LLC | 50031 | Mt Ida Hydroelectric | NY | Rensselaer | 3983 | Conventional Hydroelectric | HY |  | S | X | X |  |  | 1.5 | 1 | 1.5 | 1.5 | 0.2 | N |  |  | OP | X | 1 | 1992 |  |  | N | IPP Non-CHP | 2 | T T T: X; NG SUB SUB: WAT |  |  |  | N |  | 0 | 10M
Vintage1992 | hydro | TRUE | 63840 | Clear Energy Capital, LLC | 50031 | Mt Ida Hydroelectric | NY | Rensselaer | 3986 | Conventional Hydroelectric | HY |  | S | X | X |  |  | 1.5 | 1 | 1.5 | 1.5 | 0.2 | N |  |  | OP | X | 1 | 1992 |  |  | N | IPP Non-CHP | 2 | T T T: X; NG SUB SUB: WAT |  |  |  | N |  | 0 | 10M
Vintage1985 | hydro | TRUE | 19774 | Valley Falls Associates | 50034 | Valley Falls Hydroelectric Facility | NY | Rensselaer | GEN1 | Conventional Hydroelectric | HY |  | S | X | X |  |  | 2.5 | 1 | 2.5 | 2.5 | 0.4 | N |  |  | OP | X | 8 | 1985 |  |  | N | IPP Non-CHP | 2 | T T T: X; NG SUB SUB: WAT | [5 empty] | 0 | 10M | [23 empty] | N |  | N
Vintage1992 | municipal solid waste | FALSE | 22219 | Maine Waste to Energy | 50035 | MMWAC Resource Recovery Facility | ME | Androscoggin | ST1 | Municipal Solid Waste | ST |  | S | X | X | 4171 | 4171 | 5 | 0.8 | 2.7 | 2.7 | 1.9 | N |  |  | OP | X | 6 | 1992 |  |  | N | Commercial Non-CHP | 4 | T T T: X; NG SUB SUB: MSW; SUB NG NG: NG |  |  |  | N | N |  | OVER | [23 empty] | N | N | N
Vintage1988 | hydro | TRUE | 4434 | New Martinsville Hannibal Hydro | 50036 | New Martinsville Hannibal Hydro | WV | Wetzel | UNT1 | Conventional Hydroelectric | HY |  | S | X | X |  |  | 18.7 | 0.95 | 9.5 | 9.5 | 1 | N |  |  | OP | X | 8 | 1988 |  |  | N | IPP Non-CHP | 2 | T T T: X; NG SUB SUB: WAT |  |  |  | N | N | 0 | 10M | [23 empty] | N
Vintage1988 | hydro | TRUE | 4434 | New Martinsville Hannibal Hydro | 50036 | New Martinsville Hannibal Hydro | WV | Wetzel | UNT2 | Conventional Hydroelectric | HY |  | S | X | X |  |  | 18.7 | 0.95 | 9.5 | 9.5 | 1 | N |  |  | OP | X | 7 | 1988 |  |  | N | IPP Non-CHP | 2 | T T T: X; NG SUB SUB: WAT |  |  |  | N | N | 0 | 10M | [23 empty] | N
Vintage1989 | hydro | TRUE | 30347 | Olcese Water District | 50037 | Rio Bravo Hydro Project | CA | Kern | UNT1 | Conventional Hydroelectric | HY |  | S | X | X |  |  | 7 | 0.9 | 6.7 | 6.4 | 1.5 | N |  |  | SB | Y | 5 | 1989 |  |  | N | IPP Non-CHP | 2 | T T T: X; NG SUB SUB: WAT | [5 empty] | 0 | 12H
Vintage1989 | hydro | TRUE | 30347 | Olcese Water District | 50037 | Rio Bravo Hydro Project | CA | Kern | UNT2 | Conventional Hydroelectric | HY |  | S | X | X |  |  | 7 | 0.9 | 6.7 | 6.4 | 1.5 | N |  |  | SB | Y | 6 | 1989 |  |  | N | IPP Non-CHP | 2 | T T T: X; NG SUB SUB: WAT | [5 empty] | 0 | 12H
Vintage1939 | natural gas steam turbine | FALSE | 16544 | Saint - Gobain Abrasives Inc | 50041 | Norton Powerhouse | MA | Worcester | GEN1 | Natural Gas Steam Turbine | ST |  | S | X | X |  |  | 2.5 | 0.8 | 2.5 | 2.5 | 0.4 | N |  |  | OP | X | 1 | 1939 |  |  | Y | Industrial CHP | 7 | [11 empty] | N | N |  | 12H |  | N | [21 empty] | N | N | N | bar: T T T to NG SUB SUB; SUB NG NG
Vintage1954 | natural gas steam turbine | FALSE | 16544 | Saint - Gobain Abrasives Inc | 50041 | Norton Powerhouse | MA | Worcester | GEN2 | Natural Gas Steam Turbine | ST |  | S | X | X |  |  | 3.1 | 0.8 | 3.1 | 3.1 | 0.4 | N |  |  | OP | X | 1 | 1954 |  |  | Y | Industrial CHP | 7 | [11 empty] | N | N |  | 12H |  | N | [21 empty] | N | N | N | bar: T T T to NG SUB SUB; SUB NG NG
Vintage1982 | natural gas combined cycle | FALSE | 14254 | Oxy Vinyls LP | 50043 | Houston Chemical Complex Battleground | TX | Harris | GT1 | Natural Gas Fired Combined Cycle | CT | CC1 | S | X | N | DIB | DIB | 104.2 | 0.9 | 66 | 74 | 52 | N |  |  | OP | X | 5 | 1982 |  |  | Y | Industrial CHP | 7 | [11 empty] | N | N |  | 12H | [23 empty] | N | N | N | bar: T T T to NG SUB SUB
Vintage1982 | natural gas combined cycle | FALSE | 14254 | Oxy Vinyls LP | 50043 | Houston Chemical Complex Battleground | TX | Harris | GT2 | Natural Gas Fired Combined Cycle | CT | CC1 | S | X | N | DIB | DIB | 104.2 | 0.9 | 66 | 74 | 52 | N |  |  | OP | X | 6 | 1982 |  |  | Y | Industrial CHP | 7 | [11 empty] | N | N |  | 12H | [23 empty] | N | N | N | bar: T T T to NG SUB SUB
Vintage2005 | natural gas combined cycle | FALSE | 14254 | Oxy Vinyls LP | 50043 | Houston Chemical Complex Battleground | TX | Harris | GT3 | Natural Gas Fired Combined Cycle | CT | CC1 | S | X | N | DIB | DIB | 84.9 | 0.9 | 69 | 78 | 55 | N |  |  | OP | X | 6 | 2005 |  |  | Y | Industrial CHP | 7 | [11 empty] | N | N |  | 12H | [23 empty] | N | N | N | bar: T T T to NG SUB SUB
Vintage1982 | natural gas combined cycle | FALSE | 14254 | Oxy Vinyls LP | 50043 | Houston Chemical Complex Battleground | TX | Harris | ST | Natural Gas Fired Combined Cycle | CA | CC1 | S | Y | X | DIB | DIB | 87.4 | 0.85 | 62 | 74 | 25 | N |  |  | OP | X | 8 | 1982 |  |  | Y | Industrial CHP | 7 | T T T: T; NG SUB SUB: NG; NG OBS OBS: OG |  |  |  | N | N |  | 12H | [23 empty] | N | N | N
Vintage1912 | hydro | TRUE | 57280 | Eagle Creek Renewable Energy, LLC | 50047 | International Paper Jay Hydro | ME | Franklin | GEN1 | Conventional Hydroelectric | HY |  | W | X | X | 4168 | 4168 | 0.5 | 0.9 | 0.5 | 0.5 | 0.2 | N |  |  | OP | X | 1 | 1912 |  |  | N | IPP Non-CHP | 2 | T T T: X; NG SUB SUB: WAT |  |  |  | N | N | 0 | 1H
Vintage1912 | hydro | TRUE | 57280 | Eagle Creek Renewable Energy, LLC | 50047 | International Paper Jay Hydro | ME | Franklin | GEN2 | Conventional Hydroelectric | HY |  | W | X | X | 4168 | 4168 | 0.5 | 0.9 | 0.5 | 0.5 | 0.2 | N |  |  | OP | X | 1 | 1912 |  |  | N | IPP Non-CHP | 2 | T T T: X; NG SUB SUB: WAT |  |  |  | N | N | 0 | 1H
Vintage1912 | hydro | TRUE | 57280 | Eagle Creek Renewable Energy, LLC | 50047 | International Paper Jay Hydro | ME | Franklin | GEN3 | Conventional Hydroelectric | HY |  | W | X | X | 4168 | 4168 | 0.5 | 0.9 | 0.5 | 0.5 | 0.2 | N |  |  | OP | X | 1 | 1912 |  |  | N | IPP Non-CHP | 2 | T T T: X; NG SUB SUB: WAT |  |  |  | N | N | 0 | 1H
Vintage1912 | hydro | TRUE | 57280 | Eagle Creek Renewable Energy, LLC | 50047 | International Paper Jay Hydro | ME | Franklin | GEN4 | Conventional Hydroelectric | HY |  | W | X | X | 4168 | 4168 | 0.5 | 0.9 | 0.5 | 0.5 | 0.2 | N |  |  | OP | X | 1 | 1912 |  |  | N | IPP Non-CHP | 2 | T T T: X; NG SUB SUB: WAT |  |  |  | N | N | 0 | 1H
Vintage1912 | hydro | TRUE | 57280 | Eagle Creek Renewable Energy, LLC | 50047 | International Paper Jay Hydro | ME | Franklin | GEN5 | Conventional Hydroelectric | HY |  | W | X | X | 4168 | 4168 | 0.5 | 0.9 | 0.5 | 0.5 | 0.2 | N |  |  | OP | X | 1 | 1912 |  |  | N | IPP Non-CHP | 2 | T T T: X; NG SUB SUB: WAT |  |  |  | N | N | 0 | 1H
Vintage1912 | hydro | TRUE | 57280 | Eagle Creek Renewable Energy, LLC | 50047 | International Paper Jay Hydro | ME | Franklin | GEN6 | Conventional Hydroelectric | HY |  | W | X | X | 4168 | 4168 | 0.6 | 0.9 | 0.6 | 0.6 | 0.2 | N |  |  | OP | X | 1 | 1912 |  |  | N | IPP Non-CHP | 2 | T T T: X; NG SUB SUB: WAT |  |  |  | N | N | 0 | 1H
Vintage1988 | biomass | TRUE | 60153 | Mendocino Forest Products | 50049 | Humboldt Sawmill Company | CA | Humboldt | GEN1 | Wood/Wood Waste Biomass | ST |  | S | X | X |  |  | 12.5 | 0.99 | 13 | 13 | 1 | N |  |  | OP | X | 3 | 1988 |  |  | Y | Industrial CHP | 7 | T T T: T; NG SUB SUB: WDS; NG OBS OBS: DFO; SUB NG NG: DFO |  |  |  | N | N |  | 12H | [20 empty] | N |  |  | Y | Y | N
Vintage1988 | biomass | TRUE | 60153 | Mendocino Forest Products | 50049 | Humboldt Sawmill Company | CA | Humboldt | GEN2 | Wood/Wood Waste Biomass | ST |  | S | X | X |  |  | 12.5 | 0.99 | 13 | 13 | 1 | N |  |  | OP | X | 3 | 1988 |  |  | Y | Industrial CHP | 7 | T T T: T; NG SUB SUB: WDS; NG OBS OBS: DFO; SUB NG NG: DFO |  |  |  | N | N |  | 12H | [20 empty] | N |  |  | Y | Y | N
Vintage1938 | biomass | TRUE | 60153 | Mendocino Forest Products | 50049 | Humboldt Sawmill Company | CA | Humboldt | GEN3 | Wood/Wood Waste Biomass | ST |  | S | X | X |  |  | 7.5 | 0.99 | 7.5 | 7.5 | 1 | N |  |  | OS | X | 1 | 1938 |  |  | N | Industrial CHP | 7 | T T T: X; NG SUB SUB: WDS; NG OBS OBS: DFO; SUB NG NG: DFO |  |  |  | N | N |  | 12H | [20 empty] | N |  |  | Y | Y | N
Vintage1987 | municipal solid waste | FALSE | 6036 | ESOCO Orrington LLC | 50051 | Penobscot Energy Recovery | ME | Penobscot | GEN1 | Municipal Solid Waste | ST |  | J | X | X | MAINE | MAINE | 25.3 | 0.85 | 21.2 | 21.2 | 5 | N |  |  | OP | X | 11 | 1987 |  |  | N | Commercial Non-CHP | 4 | X | MSW | DFO | WDS |  |  |  | DFO |  |  |  | N | N |  | 12H | [23 empty] | Y | Y | N
Vintage1986 | natural gas peaker | FALSE | 15941 | Rice University | 50054 | Rice University | TX | Harris | GEN1 | Natural Gas Fired Combustion Turbine | GT |  | S | X | X |  |  | 3.1 | 0.98 | 3.1 | 2.8 | 2.8 | N |  |  | SB | N | 1 | 1986 |  |  | Y | Commercial CHP | 5 | [11 empty] | N | N |  | 1H |  |  |  | N | [19 empty] | N | N | N | bar: T T T to NG SUB SUB
Vintage1989 | natural gas peaker | FALSE | 15941 | Rice University | 50054 | Rice University | TX | Harris | GEN2 | Natural Gas Fired Combustion Turbine | GT |  | S | X | X |  |  | 3.8 | 0.98 | 3.8 | 3.8 | 3.8 | N |  |  | OP | X | 2 | 1989 |  |  | Y | Commercial CHP | 5 | [11 empty] | N | N |  | 1H | [23 empty] | N | N | N | bar: T T T to NG SUB SUB
Vintage1987 | biomass | TRUE | 15380 | Prince George's County | 50060 | Brown Station Road Plant I | MD | Prince Georges | 3972 | Landfill Gas | IC |  | S | X | X | RITCHIE 69 KV PG COGEN |  | 0.9 | 0.8 | 0.8 | 0.8 | 0.4 | N |  |  | OA | X | 10 | 1987 |  |  | N | Commercial Non-CHP | 4 | T T T: X; NG SUB SUB: LFG |  |  |  | N | N |  | 12H | [23 empty] | N | N | N
Vintage1987 | biomass | TRUE | 15380 | Prince George's County | 50060 | Brown Station Road Plant I | MD | Prince Georges | 9314 | Landfill Gas | IC |  | S | X | X | RITCHIE 69 KV PG COGEN |  | 0.9 | 0.8 | 0.8 | 0.8 | 0.4 | N |  |  | OA | X | 10 | 1987 |  |  | N | Commercial Non-CHP | 4 | T T T: X; NG SUB SUB: LFG |  |  |  | N | N |  | 12H | [23 empty] | N | N | N
Vintage1987 | biomass | TRUE | 15380 | Prince George's County | 50060 | Brown Station Road Plant I | MD | Prince Georges | 9340 | Landfill Gas | IC |  | S | X | X | RITCHIE 69 KV PG COGEN |  | 0.9 | 0.8 | 0.8 | 0.8 | 0.4 | N |  |  | OA | X | 10 | 1987 |  |  | N | Commercial Non-CHP | 4 | T T T: X; NG SUB SUB: LFG |  |  |  | N | N |  | 12H | [23 empty] | N | N | N
Vintage2002 | natural gas combined cycle | FALSE | 16625 | San Diego State University | 50061 | San Diego State University | CA | San Diego | GEN2 | Natural Gas Fired Combined Cycle | CT | CC1 | S | X | Y |  |  | 5.1 | 1 | 4.6 | 4.8 | 3.4 | N |  |  | OP | X | 9 | 2002 |  |  | Y | Commercial CHP | 5 | [11 empty] | N | N |  | 1H | [23 empty] | N | N | N | bar: T T T to NG SUB SUB
Vintage2002 | natural gas combined cycle | FALSE | 16625 | San Diego State University | 50061 | San Diego State University | CA | San Diego | GEN3 | Natural Gas Fired Combined Cycle | CT | CC1 | S | X | Y |  |  | 5.1 | 1 | 4.6 | 4.8 | 3.4 | N |  |  | OP | X | 9 | 2002 |  |  | Y | Commercial CHP | 5 | [11 empty] | N | N |  | 1H | [23 empty] | N | N | N | bar: T T T to NG SUB SUB
Vintage2002 | natural gas combined cycle | FALSE | 16625 | San Diego State University | 50061 | San Diego State University | CA | San Diego | GEN4 | Natural Gas Fired Combined Cycle | CA | CC1 | S | Y | X |  |  | 4.1 | 1 | 4.1 | 4.1 | 1 | N |  |  | OP | X | 12 | 2002 |  |  | Y | Commercial CHP | 5 | [11 empty] | N | N |  | 1H | [23 empty] | N | bar: T T T to NG SUB SUB
Vintage2009 | solar pv | FALSE | 16625 | San Diego State University | 50061 | San Diego State University | CA | San Diego | GEN5 | Solar Photovoltaic | PV |  | S | X | X |  |  | 0.1 |  | 0.1 | 0.1 |  | N |  |  | OP | X | 9 | 2009 |  |  | N | Commercial CHP | 5 | T T T: X; NG SUB SUB: SUN
Vintage2011 | solar pv | FALSE | 16625 | San Diego State University | 50061 | San Diego State University | CA | San Diego | GEN6 | Solar Photovoltaic | PV |  | S | X | X |  |  | 0.3 |  | 0.3 | 0.2 |  | N |  |  | OP | X | 10 | 2011 |  |  | N | Commercial CHP | 5 | T T T: X; NG SUB SUB: SUN
Vintage2012 | solar pv | FALSE | 16625 | San Diego State University | 50061 | San Diego State University | CA | San Diego | GEN7 | Solar Photovoltaic | PV |  | S | X | X |  |  | 0.3 |  | 0.3 | 0.2 |  | N |  |  | OP | X | 4 | 2012 |  |  | N | Commercial CHP | 5 | T T T: X; NG SUB SUB: SUN
Vintage2014 | solar pv | FALSE | 16625 | San Diego State University | 50061 | San Diego State University | CA | San Diego | GEN8 | Solar Photovoltaic | PV |  | S | X | X |  |  | 0.1 |  | 0.1 | 0.1 |  | N |  |  | OP | X | 3 | 2014 |  |  | N | Commercial CHP | 5 | T T T: X; NG SUB SUB: SUN
Vintage2015 | natural gas peaker | FALSE | 22142 | Santa Cruz Cogeneration Assoc | 50064 | Univ of Calif Santa Cruz Cogeneration | CA | Santa Cruz | 003 | Natural Gas Fired Combustion Turbine | GT |  | S | X | X |  |  | 4.4 | 0.9 | 4.4 | 4.4 | 0.5 | N |  |  | OP | X | 7 | 2015 |  |  | Y | Commercial CHP | 5 | [11 empty] | N | N |  | 1H | [23 empty] | N | N | N | bar: T T T to NG SUB SUB
Vintage1984 | geothermal | TRUE | 7160 | Geysers Power Co LLC | 50066 | Calistoga Power Plant | CA | Lake | UNT1 | Geothermal | ST |  | S | X | X |  |  | 88.2 | 1 | 50 | 55 | 15 | N |  |  | OP | X | 3 | 1984 |  |  | N | IPP Non-CHP | 2 | T T T: X; NG SUB SUB: GEO; SUB NG NG: GEO |  |  |  | N |  |  | 12H | [23 empty] | N | N
Vintage1984 | geothermal | TRUE | 7160 | Geysers Power Co LLC | 50066 | Calistoga Power Plant | CA | Lake | UNT2 | Geothermal | ST |  | S | X | X |  |  | 88.2 | 1 | 50 | 55 | 15 | N |  |  | OP | X | 3 | 1984 |  |  | N | IPP Non-CHP | 2 | T T T: X; NG SUB SUB: GEO; SUB NG NG: GEO |  |  |  | N |  |  | 12H | [23 empty] | N | N
Vintage1985 | natural gas steam turbine | FALSE | 17145 | Sid Richardson Carbon Ltd | 50067 | Borger Plant | TX | Hutchinson | GEN1 | Natural Gas Steam Turbine | ST |  | S | X | X |  |  | 37.5 | 0.8 | 27.5 | 27.5 | 2.5 | N |  |  | OP | X | 2 | 1985 |  |  | Y | Industrial CHP | 7 | T T T: T; NG SUB SUB: NG; NG OBS OBS: BFG; SUB NG NG: NG |  |  |  | N | N |  | 12H | [23 empty] | Y | Y | N
Vintage1989 | municipal solid waste | FALSE | 17445 | Solid Waste Authority of Palm Beach Co | 50071 | Palm Beach Renewable Energy Facility 1 | FL | Palm Beach | GEN1 | Municipal Solid Waste | ST |  | S | X | X |  |  | 62.3 | 0.85 | 50 | 50 | 0 | N |  |  | OP | X | 5 | 1989 |  |  | N | Commercial Non-CHP | 4 | T T T: X; NG SUB SUB: MSW; SUB NG NG: NG |  |  |  | N | N |  | 12H | [23 empty] | N
Vintage1987 | hydro | TRUE | 19532 | United Water Conservation District | 50076 | Santa Felicia Dam | CA | Ventura | UNT1 | Conventional Hydroelectric | HY |  | S | X | X | GEN | GEN | 0.2 | 0.9 | 0.2 | 0.2 | 0.1 | N |  |  | OP | X | 6 | 1987 |  |  | N | IPP Non-CHP | 2 | T T T: X; NG SUB SUB: WAT |  |  |  | N | N | 0 | 1H | [23 empty] | N
Vintage1987 | hydro | TRUE | 19532 | United Water Conservation District | 50076 | Santa Felicia Dam | CA | Ventura | UNT2 | Conventional Hydroelectric | HY |  | S | X | X | GEN | GEN | 1.1 | 0.9 | 1.1 | 1 | 0.8 | N |  |  | OP | X | 6 | 1987 |  |  | N | IPP Non-CHP | 2 | T T T: X; NG SUB SUB: WAT |  |  |  | N | N | 0 | 1H | [23 empty] | N
Vintage1980 | hydro | TRUE | 63985 | Hydroland Omega LLC | 50079 | Goodyear Lake Plant | NY | Otsego | GEN1 | Conventional Hydroelectric | HY |  | S | X | X |  |  | 0.8 | 1 | 0.8 | 0.7 | 0.1 | N |  |  | OP | X | 8 | 1980 |  |  | N | IPP Non-CHP | 2 | T T T: X; NG SUB SUB: WAT | [5 empty] | 0 | 1H
Vintage1980 | hydro | TRUE | 63985 | Hydroland Omega LLC | 50079 | Goodyear Lake Plant | NY | Otsego | GEN2 | Conventional Hydroelectric | HY |  | S | X | X |  |  | 0.6 | 1 | 0.6 | 0.6 | 0.1 | N |  |  | OP | X | 8 | 1980 |  |  | N | IPP Non-CHP | 2 | T T T: X; NG SUB SUB: WAT | [5 empty] | 0 | 1H
Vintage1985 | hydro | TRUE | 57280 | Eagle Creek Renewable Energy, LLC | 50080 | Otis Hydro | ME | Franklin | GEN1 | Conventional Hydroelectric | HY |  | W | X | X | 4168 |  | 5.1 | 0.9 | 5.1 | 5.1 | 2 | N |  |  | OP | X | 1 | 1985 |  |  | N | IPP Non-CHP | 2 | T T T: X; NG SUB SUB: WAT |  |  |  | N | N |  | 1H
Vintage1985 | hydro | TRUE | 57280 | Eagle Creek Renewable Energy, LLC | 50080 | Otis Hydro | ME | Franklin | GEN2 | Conventional Hydroelectric | HY |  | W | X | X | 4168 |  | 5.1 | 0.9 | 5.1 | 5.1 | 2 | N |  |  | OP | X | 1 | 1985 |  |  | N | IPP Non-CHP | 2 | T T T: X; NG SUB SUB: WAT |  |  |  | N | N |  | 1H
Vintage1981 | hydro | TRUE | 57280 | Eagle Creek Renewable Energy, LLC | 50081 | International Paper Riley Hydro | ME | Franklin | GEN1 | Conventional Hydroelectric | HY |  | W | X | X | 4168 |  | 1.1 | 0.85 | 1.1 | 1.1 | 0.8 | N |  |  | OP | X | 12 | 1981 |  |  | N | IPP Non-CHP | 2 | T T T: X; NG SUB SUB: WAT |  |  |  | N | N | 0 | 1H
Vintage1981 | hydro | TRUE | 57280 | Eagle Creek Renewable Energy, LLC | 50081 | International Paper Riley Hydro | ME | Franklin | GEN2 | Conventional Hydroelectric | HY |  | W | X | X | 4168 |  | 1.1 | 0.85 | 1.1 | 1.1 | 0.8 | N |  |  | OP | X | 12 | 1981 |  |  | N | IPP Non-CHP | 2 | T T T: X; NG SUB SUB: WAT |  |  |  | N | N | 0 | 1H
Vintage1981 | hydro | TRUE | 57280 | Eagle Creek Renewable Energy, LLC | 50081 | International Paper Riley Hydro | ME | Franklin | GEN3 | Conventional Hydroelectric | HY |  | W | X | X | 4168 |  | 1.1 | 0.85 | 1.1 | 1.1 | 0.8 | N |  |  | OP | X | 12 | 1981 |  |  | N | IPP Non-CHP | 2 | T T T: X; NG SUB SUB: WAT |  |  |  | N | N | 0 | 1H
Vintage1981 | hydro | TRUE | 57280 | Eagle Creek Renewable Energy, LLC | 50081 | International Paper Riley Hydro | ME | Franklin | GEN4 | Conventional Hydroelectric | HY |  | W | X | X | 4168 |  | 1.1 | 0.85 | 1.1 | 1.1 | 0.8 | N |  |  | OP | X | 12 | 1981 |  |  | N | IPP Non-CHP | 2 | T T T: X; NG SUB SUB: WAT |  |  |  | N | N | 0 | 1H
Vintage1981 | hydro | TRUE | 57280 | Eagle Creek Renewable Energy, LLC | 50081 | International Paper Riley Hydro | ME | Franklin | GEN5 | Conventional Hydroelectric | HY |  | W | X | X | 4168 |  | 1.1 | 0.85 | 1.1 | 1.1 | 0.8 | N |  |  | OP | X | 12 | 1981 |  |  | N | IPP Non-CHP | 2 | T T T: X; NG SUB SUB: WAT |  |  |  | N | N | 0 | 1H
Vintage1981 | hydro | TRUE | 57280 | Eagle Creek Renewable Energy, LLC | 50081 | International Paper Riley Hydro | ME | Franklin | GEN6 | Conventional Hydroelectric | HY |  | W | X | X | 4168 |  | 1.1 | 0.85 | 1.1 | 1.1 | 0.8 | N |  |  | OP | X | 12 | 1981 |  |  | N | IPP Non-CHP | 2 | T T T: X; NG SUB SUB: WAT |  |  |  | N | N | 0 | 1H
Vintage1910 | hydro | TRUE | 57280 | Eagle Creek Renewable Energy, LLC | 50082 | International Paper Livermore Hydro | ME | Androscoggin | GEN1 | Conventional Hydroelectric | HY |  | W | X | X | 4168 | 4168 | 1.1 | 0.9 | 1.1 | 1.1 | 0.4 | N |  |  | OP | X | 1 | 1910 |  |  | N | IPP Non-CHP | 2 | T T T: X; NG SUB SUB: WAT |  |  |  | N | N |  | 1H
Vintage1910 | hydro | TRUE | 57280 | Eagle Creek Renewable Energy, LLC | 50082 | International Paper Livermore Hydro | ME | Androscoggin | GEN2 | Conventional Hydroelectric | HY |  | W | X | X | 4168 | 4168 | 1.1 | 0.9 | 1.1 | 1.1 | 0.4 | N |  |  | OP | X | 1 | 1910 |  |  | N | IPP Non-CHP | 2 | T T T: X; NG SUB SUB: WAT |  |  |  | N | N |  | 1H
Vintage1910 | hydro | TRUE | 57280 | Eagle Creek Renewable Energy, LLC | 50082 | International Paper Livermore Hydro | ME | Androscoggin | GEN3 | Conventional Hydroelectric | HY |  | W | X | X | 4168 | 4168 | 1.1 | 0.9 | 1.1 | 1.1 | 0.4 | N |  |  | OP | X | 1 | 1910 |  |  | N | IPP Non-CHP | 2 | T T T: X; NG SUB SUB: WAT |  |  |  | N | N |  | 1H
Vintage1910 | hydro | TRUE | 57280 | Eagle Creek Renewable Energy, LLC | 50082 | International Paper Livermore Hydro | ME | Androscoggin | GEN4 | Conventional Hydroelectric | HY |  | W | X | X | 4168 | 4168 | 1.2 | 0.9 | 1.2 | 1.2 | 0.4 | N |  |  | OP | X | 1 | 1910 |  |  | N | IPP Non-CHP | 2 | T T T: X; NG SUB SUB: WAT |  |  |  | N | N |  | 1H
Vintage1910 | hydro | TRUE | 57280 | Eagle Creek Renewable Energy, LLC | 50082 | International Paper Livermore Hydro | ME | Androscoggin | GEN5 | Conventional Hydroelectric | HY |  | W | X | X | 4168 | 4168 | 1.1 | 0.9 | 1.1 | 1.1 | 0.4 | N |  |  | OP | X | 1 | 1910 |  |  | N | IPP Non-CHP | 2 | T T T: X; NG SUB SUB: WAT |  |  |  | N | N |  | 1H
Vintage1910 | hydro | TRUE | 57280 | Eagle Creek Renewable Energy, LLC | 50082 | International Paper Livermore Hydro | ME | Androscoggin | GEN6 | Conventional Hydroelectric | HY |  | W | X | X | 4168 | 4168 | 0.7 | 0.9 | 0.7 | 0.7 | 0.4 | N |  |  | OP | X | 1 | 1910 |  |  | N | IPP Non-CHP | 2 | T T T: X; NG SUB SUB: WAT |  |  |  | N | N |  | 1H
Vintage1910 | hydro | TRUE | 57280 | Eagle Creek Renewable Energy, LLC | 50082 | International Paper Livermore Hydro | ME | Androscoggin | GEN7 | Conventional Hydroelectric | HY |  | W | X | X | 4168 | 4168 | 0.9 | 0.9 | 0.9 | 0.9 | 0.4 | N |  |  | OP | X | 1 | 1910 |  |  | N | IPP Non-CHP | 2 | T T T: X; NG SUB SUB: WAT |  |  |  | N | N |  | 1H
Vintage1910 | hydro | TRUE | 57280 | Eagle Creek Renewable Energy, LLC | 50082 | International Paper Livermore Hydro | ME | Androscoggin | GEN8 | Conventional Hydroelectric | HY |  | W | X | X | 4168 | 4168 | 1 | 0.9 | 1 | 1 | 0.4 | N |  |  | OP | X | 1 | 1910 |  |  | N | IPP Non-CHP | 2 | T T T: X; NG SUB SUB: WAT |  |  |  |  | N |  | 1H
Vintage2004 | hydro | TRUE | 57280 | Eagle Creek Renewable Energy, LLC | 50082 | International Paper Livermore Hydro | ME | Androscoggin | GEN9 | Conventional Hydroelectric | HY |  | W | X | X | 4168 | 4168 | 1 | 0.9 | 1 | 0.9 | 0.7 | N |  |  | OP | X | 9 | 2004 |  |  | N | IPP Non-CHP | 2 | T T T: X; NG SUB SUB: WAT |  |  |  |  | N |  | 1H
Vintage1974 | natural gas steam turbine | FALSE | 23955 | University of Massachusetts Medical | 50087 | Univ of Massachusetts Medical Center | MA | Worcester | GEN1 | Natural Gas Steam Turbine | ST |  | S | X | X |  |  | 2.5 | 0.8 | 1.5 | 1.5 | 0.5 | N |  |  | OP | X | 4 | 1974 |  |  | Y | Commercial CHP | 5 | T T T: B; NG SUB SUB: NG; NG OBS OBS: RFO; SUB NG NG: NG | RFO |  |  | N | N |  | 1H | [23 empty] | Y | N | Y
Vintage1974 | natural gas steam turbine | FALSE | 23955 | University of Massachusetts Medical | 50087 | Univ of Massachusetts Medical Center | MA | Worcester | GEN2 | Natural Gas Steam Turbine | ST |  | S | X | X |  |  | 2.5 | 0.8 | 1.5 | 1.5 | 0.5 | N |  |  | OP | X | 4 | 1974 |  |  | Y | Commercial CHP | 5 | T T T: B; NG SUB SUB: NG; NG OBS OBS: RFO; SUB NG NG: NG | RFO |  |  | N | N |  | 1H | [23 empty] | Y | N | Y
Vintage2002 | natural gas steam turbine | FALSE | 23955 | University of Massachusetts Medical | 50087 | Univ of Massachusetts Medical Center | MA | Worcester | GEN3 | Natural Gas Steam Turbine | ST |  | S | X | X |  |  | 5 | 0.9 | 3 | 3 | 1.5 | N |  |  | OP | X | 6 | 2002 |  |  | Y | Commercial CHP | 5 | T T T: B; NG SUB SUB: NG; NG OBS OBS: RFO; SUB NG NG: NG | RFO |  |  | N | N |  | 12H | [23 empty] | Y | N | Y
Vintage2013 | natural gas peaker | FALSE | 23955 | University of Massachusetts Medical | 50087 | Univ of Massachusetts Medical Center | MA | Worcester | GEN4 | Natural Gas Fired Combustion Turbine | GT |  | S | X | X |  |  | 7.5 | 0.9 | 6 | 7.5 | 4.5 | N |  |  | OP | X | 2 | 2013 |  |  | N | Commercial CHP | 5 | T T T: X; NG SUB SUB: NG; NG OBS OBS: DFO |  |  |  | N | N |  | 1H | [23 empty] | Y | N | Y
Vintage1982 | natural gas steam turbine | FALSE | 21223 | University of Northern Iowa | 50088 | University of Northern Iowa | IA | Black Hawk | GEN1 | Natural Gas Steam Turbine | ST |  | S | X | X |  |  | 7.5 | 0.85 | 7.5 | 7.5 | 2.6 | N |  |  | OP | X | 11 | 1982 |  |  | Y | Commercial CHP | 5 | B | NG | PC | BIT | DFO |  |  | DFO |  |  |  | N | N | 0 | 12H | Y | Y |  |  | Y | [15 empty] | N |  |  | Y | Y | Y
Vintage1987 | natural gas peaker | FALSE | 24010 | University of San Francisco | 50089 | Univ of San Francisco Cogen | CA | San Francisco | S-17 | Natural Gas Internal Combustion Engine | IC |  | S | X | X |  |  | 1.5 | 0.8 | 1.4 | 1.4 | 1 | N |  |  | OP | X | 9 | 1987 |  |  | Y | Commercial CHP | 5 | [11 empty] | N |  |  | 1H | [23 empty] | N | N | N | bar: T T T to NG SUB SUB
Vintage1986 | hydro | TRUE | 16990 | Sheep Creek Hydro Inc | 50091 | Sheep Creek Hydro | WA | Stevens | TB1 | Conventional Hydroelectric | HY |  | S | X | X |  |  | 1.3 | 0.8 | 1.3 | 0.8 | 0.4 | N |  |  | OP | X | 6 | 1986 |  |  | N | IPP Non-CHP | 2 | T T T: X; NG SUB SUB: WAT |  |  |  | N | N |  | 1H | [20 empty] | N |  |  | N
Vintage1986 | hydro | TRUE | 16990 | Sheep Creek Hydro Inc | 50091 | Sheep Creek Hydro | WA | Stevens | TB2 | Conventional Hydroelectric | HY |  | S | X | X |  |  | 0.3 | 0.8 | 0.3 | 0.2 | 0.1 | N |  |  | SB | Y | 6 | 1986 |  |  | N | IPP Non-CHP | 2 | T T T: X; NG SUB SUB: WAT |  |  |  | N | N |  | 1H | [20 empty] | N |  |  | N
Vintage1988 | hydro | TRUE | 63985 | Hydroland Omega LLC | 50093 | Chateaugay High Falls Hydro | NY | Franklin | WT | Conventional Hydroelectric | HY |  | S | X | X |  |  | 1.7 | 1 | 1.6 | 1.6 | 0.1 | N |  |  | OP | X | 12 | 1988 |  |  | N | IPP Non-CHP | 2 | T T T: X; NG SUB SUB: WAT | [5 empty] | 0 | 10M
Vintage1983 | natural gas peaker | FALSE | 19148 | Vicinity Energy Trenton, L.P. | 50094 | Vicinity Energy Trenton, L.P. | NJ | Mercer | 7214 | Natural Gas Internal Combustion Engine | IC |  | S | X | X |  |  | 6 | 0.8 | 5.8 | 5.8 | 2.8 | N |  |  | OP | X | 12 | 1983 |  |  | Y | Commercial CHP | 5 | T T T: T; NG SUB SUB: NG; NG OBS OBS: DFO |  |  |  | N | N |  | 1H | [23 empty] | Y | N | Y
Vintage1983 | biomass | TRUE | 18461 | Tamarack Energy | 50099 | Tamarack Energy Partnership | ID | Adams | GEN1 | Wood/Wood Waste Biomass | ST |  | S | X | X |  |  | 6.2 | 0.8 | 5.8 | 6.2 | 3 | N |  |  | OP | X | 6 | 1983 |  |  | Y | IPP CHP | 3 | T T T: T; NG SUB SUB: WDS; SUB NG NG: WDS |  |  |  | N | N |  | 12H | [23 empty] | N | N | N
Vintage1954 | biomass | TRUE | 12307 | WestRock (TX) | 50101 | WestRock (TX) | TX | Jasper | GEN1 | Wood/Wood Waste Biomass | ST |  | S | X | X |  |  | 7.5 | 0.95 | 9.5 | 9.5 | 4.8 | N |  |  | OP | X | 6 | 1954 |  |  | Y | Industrial CHP | 7 | T | BLQ | WDS | NG |  |  |  | WDS | NG |  |  | N | N |  | 12H |  |  | N | [20 empty] | Y | Y | N
Vintage1965 | biomass | TRUE | 12307 | WestRock (TX) | 50101 | WestRock (TX) | TX | Jasper | GEN2 | Wood/Wood Waste Biomass | ST |  | S | X | X |  |  | 32.6 | 0.95 | 32 | 33 | 16.3 | N |  |  | OP | X | 5 | 1965 |  |  | Y | Industrial CHP | 7 | T | BLQ | WDS | NG |  |  |  | WDS | NG |  |  | N | N |  | 12H |  |  | N | [20 empty] | Y | Y | N
Vintage1986 | biomass | TRUE | 12307 | WestRock (TX) | 50101 | WestRock (TX) | TX | Jasper | GEN3 | Wood/Wood Waste Biomass | ST |  | S | X | X |  |  | 17.6 | 0.95 | 18 | 18 | 10 | N |  |  | OP | X | 1 | 1986 |  |  | Y | Industrial CHP | 7 | T | BLQ | WDS | NG |  |  |  | WDS | NG |  |  | N | N |  | 12H | [23 empty] | Y | Y | N
Vintage1981 | hydro | TRUE | 13442 | New Hampshire Hydro Associates | 50103 | China Mill Hydro | NH | Merrimack | GEN 1 | Conventional Hydroelectric | HY |  | W | X | X |  |  | 1.7 | 0.8 | 1.7 | 1.7 | 0 | N |  |  | OP | X | 7 | 1981 |  |  | N | IPP Non-CHP | 2 | T T T: X; NG SUB SUB: WAT |  |  |  | N |  |  | 1H | [23 empty] | N
Vintage1989 | natural gas combined cycle | TRUE | 54700 | Paris Generation LP | 50109 | Paris Energy Center | TX | Lamar | GEN1 | Natural Gas Fired Combined Cycle | CT | CC1 | S | X | N | TNSKA_CC1 | TNSKA_CC1 | 87.8 | 0.85 | 78 | 91 | 40 | N |  |  | OP | X | 7 | 1989 |  |  | N | IPP Non-CHP | 2 | T T T: X; NG SUB SUB: NG; NG OBS OBS: DFO; SUB NG NG: NG |  |  |  | N | N |  | 12H | [23 empty] | Y | Y | Y
Vintage1989 | natural gas combined cycle | TRUE | 54700 | Paris Generation LP | 50109 | Paris Energy Center | TX | Lamar | GEN2 | Natural Gas Fired Combined Cycle | CT | CC1 | S | X | N | TNSKA_CC1 | TNSKA_CC1 | 87.8 | 0.85 | 80 | 94 | 40 | N |  |  | OP | X | 7 | 1989 |  |  | N | IPP Non-CHP | 2 | T T T: X; NG SUB SUB: NG; NG OBS OBS: DFO; SUB NG NG: NG |  |  |  | N | N |  | 12H | [23 empty] | Y | Y | Y
Vintage1989 | natural gas combined cycle | TRUE | 54700 | Paris Generation LP | 50109 | Paris Energy Center | TX | Lamar | GEN3 | Natural Gas Fired Combined Cycle | CA | CC1 | S | Y | X | TNSKA_CC1 | TNSKA_CC1 | 90 | 0.85 | 78 | 90 | 20 | N |  |  | OP | X | 12 | 1989 |  |  | N | IPP Non-CHP | 2 | [11 empty] | N | N |  | 12H | [23 empty] | N | N | N | bar: T T T to NG SUB SUB
Vintage1986 | biomass | TRUE | 17164 | Sierra Pacific Industries | 50110 | Sierra Pacific Burney Facility | CA | Shasta | GEN1 | Wood/Wood Waste Biomass | ST |  | S | X | X | SPI-BURN_7_N003 | SPI-BURN_7_N003 | 20 | 0.85 | 18.9 | 17.9 | 1 | N |  |  | OP | X | 10 | 1986 |  |  | Y | Industrial CHP | 7 | T T T: T; NG SUB SUB: WDS; SUB NG NG: NG |  |  |  | N | N |  | 12H | [23 empty] | N
Vintage2018 | biomass | TRUE | 17164 | Sierra Pacific Industries | 50112 | Sierra Pacific Quincy Facility | CA | Plumas | GEN3 | Wood/Wood Waste Biomass | ST |  | S | X | X | SPI-QUCY_7_N002 | SPI-QUCY_7_N002 | 35.2 | 0.9 | 24 | 24 | 3.2 | N |  |  | OP | X | 5 | 2018 |  |  | N | Industrial Non-CHP | 6 | T T T: X; NG SUB SUB: WDS; NG OBS OBS: DFO; SUB NG NG: DFO |  |  |  | N | N |  | 12H | [23 empty] | N
Vintage1984 | natural gas peaker | FALSE | 22669 | U S Borax Inc | 50115 | US Borax | CA | Kern | GEN1 | Natural Gas Fired Combustion Turbine | GT |  | S | X | X |  |  | 48.2 | 0.85 | 39 | 42 | 39 | N |  |  | OP | X | 7 | 1984 |  |  | Y | Industrial CHP | 7 | [11 empty] | N | N |  | 12H | [23 empty] | N | N | N | bar: T T T to NG SUB SUB; SUB NG NG
Vintage2010 | natural gas combined cycle | FALSE | 19537 | University of Texas at Austin | 50118 | Hal C Weaver Power Plant | TX | Travis | GEN10 | Natural Gas Fired Combined Cycle | CT | HCWP | S | X | N |  |  | 34.4 | 0.8 | 33 | 32.5 | 21 | N |  |  | OP | X | 3 | 2010 |  |  | Y | Commercial CHP | 5 | [11 empty] | N | N |  | 1H |  |  |  |  | N | [18 empty] | N |  | N | bar: T T T to NG SUB SUB
Vintage1951 | natural gas combined cycle | FALSE | 19537 | University of Texas at Austin | 50118 | Hal C Weaver Power Plant | TX | Travis | GEN4 | Natural Gas Fired Combined Cycle | CA | HCWP | S | Y | X |  |  | 7.6 | 0.8 | 7.6 | 7.6 | 2 | N |  |  | SB | Y | 10 | 1951 |  |  | Y | Commercial CHP | 5 | T T T: T; NG SUB SUB: NG; NG OBS OBS: DFO |  |  |  | N | N |  | 12H |  |  |  |  | N | [18 empty] | Y | N | Y
Vintage1959 | natural gas combined cycle | FALSE | 19537 | University of Texas at Austin | 50118 | Hal C Weaver Power Plant | TX | Travis | GEN5 | Natural Gas Fired Combined Cycle | CA | HCWP | S | Y | X |  |  | 6 | 0.8 | 6 | 6 | 2 | N |  |  | SB | Y | 9 | 1959 |  |  | Y | Commercial CHP | 5 | T T T: T; NG SUB SUB: NG; NG OBS OBS: DFO |  |  |  | N | N |  | 12H |  |  |  |  | N | [18 empty] | Y | N | Y
Vintage1979 | natural gas combined cycle | FALSE | 19537 | University of Texas at Austin | 50118 | Hal C Weaver Power Plant | TX | Travis | GEN7 | Natural Gas Fired Combined Cycle | CA | HCWP | S | Y | X |  |  | 28.8 | 0.8 | 27.6 | 27.2 | 12.5 | N |  |  | SB | Y | 1 | 1979 |  |  | Y | Commercial CHP | 5 | T T T: T; NG SUB SUB: NG; NG OBS OBS: DFO |  |  |  |  | N |  | 12H |  |  |  |  | N | [18 empty] | Y | N | Y
Vintage1987 | natural gas combined cycle | FALSE | 19537 | University of Texas at Austin | 50118 | Hal C Weaver Power Plant | TX | Travis | GEN8 | Natural Gas Fired Combined Cycle | CT | HCWP | S | X | N |  |  | 48.5 | 0.8 | 46.5 | 45.8 | 23 | N |  |  | OP | X | 11 | 1987 |  |  | Y | Commercial CHP | 5 | [11 empty] | N | N |  | 12H |  |  |  |  | N | [18 empty] | N |  | N | bar: T T T to NG SUB SUB
Vintage2004 | natural gas combined cycle | FALSE | 19537 | University of Texas at Austin | 50118 | Hal C Weaver Power Plant | TX | Travis | GEN9 | Natural Gas Fired Combined Cycle | CA | HCWP | S | Y | X |  |  | 27.2 | 0.8 | 26.1 | 25.7 | 11 | N |  |  | OP | X | 11 | 2004 |  |  | Y | Commercial CHP | 5 | T T T: T; NG SUB SUB: NG; NG OBS OBS: DFO |  |  |  | N | N |  | 12H |  |  |  |  | N | [18 empty] | Y | N | Y
Vintage1987 | other | FALSE | 4208 | Phillips 66 Company | 50119 | Phillips 66 Rodeo Refinery | CA | Contra Costa | GENA | Other Gases | GT |  | S | X | X |  |  | 18.3 | 0.85 | 15.3 | 16.5 | 12 | N |  |  | OP | X | 5 | 1987 |  |  | Y | Industrial CHP | 7 | T T T: T; NG SUB SUB: OG; NG OBS OBS: NG |  |  |  | N | N |  | OVER | [23 empty] | Y | Y | N
Vintage1987 | other | FALSE | 4208 | Phillips 66 Company | 50119 | Phillips 66 Rodeo Refinery | CA | Contra Costa | GENB | Other Gases | GT |  | S | X | X |  |  | 18.3 | 0.85 | 15.4 | 16.6 | 12 | N |  |  | OP | X | 5 | 1987 |  |  | Y | Industrial CHP | 7 | T T T: T; NG SUB SUB: OG; NG OBS OBS: NG |  |  |  | N | N |  | OVER | [23 empty] | Y | Y | N
Vintage1987 | other | FALSE | 4208 | Phillips 66 Company | 50119 | Phillips 66 Rodeo Refinery | CA | Contra Costa | GENC | Other Gases | GT |  | S | X | X |  |  | 18.3 | 0.85 | 14.9 | 16.4 | 12 | N |  |  | OP | X | 5 | 1987 |  |  | Y | Industrial CHP | 7 | T T T: T; NG SUB SUB: OG; NG OBS OBS: NG |  |  |  | N | N |  | OVER | [23 empty] | Y | Y | N
Vintage1983 | other | FALSE | 19685 | Valero Refining Co | 50121 | Valero Refinery Corpus Christi West | TX | Nueces | PRU | All Other | ST | TG | S | X | X |  |  | 12 | 1 | 12 | 12 | 0 | N |  |  | OP | X | 9 | 1983 |  |  | N | Industrial Non-CHP | 6 | [11 empty] | N | N |  | 12H | [23 empty] | N | bar: T T T to NG SUB SUB; SUB NG NG
Vintage1983 | petroleum | FALSE | 19685 | Valero Refining Co | 50121 | Valero Refinery Corpus Christi West | TX | Nueces | TG1 | Petroleum Coke | ST | TG | S | X | X |  |  | 28.6 | 0.8 | 26.6 | 26.9 | 5 | N |  |  | OP | X | 11 | 1983 |  |  | N | Industrial Non-CHP | 6 | X | PC | OG | NG |  |  |  | WH |  |  |  | N | N |  | 12H | Y |  |  |  |  | Y | [17 empty] | N
Vintage1983 | petroleum | FALSE | 19685 | Valero Refining Co | 50121 | Valero Refinery Corpus Christi West | TX | Nueces | TG2 | Petroleum Coke | ST | TG | S | X | X |  |  | 28.6 | 0.8 | 26.6 | 26.9 | 5 | N |  |  | OP | X | 11 | 1983 |  |  | N | Industrial Non-CHP | 6 | X | PC | OG | NG |  |  |  | WH |  |  |  | N | N |  | 12H | Y |  |  |  |  | Y | [17 empty] | N
Vintage1983 | hydro | TRUE | 20148 | Watervliet City of | 50123 | Normanskill Hydro Project | NY | Albany | GEN1 | Conventional Hydroelectric | HY |  | S | X | X |  |  | 1.2 | 1 | 1.2 | 1.2 | 0.5 | N |  |  | OP | X | 4 | 1983 |  |  | N | IPP Non-CHP | 2 | T T T: X; NG SUB SUB: WAT |  |  |  | N | N | 0 | 10M
Vintage1987 | hydro | TRUE | 7601 | Green Mountain Power Corp | 50126 | Ottauquechee Hydro | VT | Windsor | 1 | Conventional Hydroelectric | HY |  | S | X | X |  |  | 1.2 | 1 | 1.1 | 1.1 | 0.1 | N |  |  | OP | X | 7 | 1987 |  |  | N | Electric Utility | 1 | T T T: X; NG SUB SUB: WAT |  |  |  | N |  |  | 10M
Vintage1983 | hydro | TRUE | 7601 | Green Mountain Power Corp | 50126 | Ottauquechee Hydro | VT | Windsor | 2 | Conventional Hydroelectric | HY |  | S | X | X |  |  | 0.6 | 1 | 0.6 | 0.6 | 0.1 | N |  |  | OP | X | 4 | 1983 |  |  | N | Electric Utility | 1 | T T T: X; NG SUB SUB: WAT |  |  |  | N |  | 0 | 10M
Vintage1987 | natural gas combined cycle | TRUE | 54777 | Signal Hill Generating LLC | 50127 | Signal Hill Generating LLC | TX | Wichita | GTA | Natural Gas Fired Combined Cycle | CT | CC1 | S | X | Y | WFCOGEN_CC1 | WFCOGEN_CC1 | 20 | 0.8 | 19.7 | 19.7 | 2 | N |  |  | OP | X | 6 | 1987 |  |  | N | IPP Non-CHP | 2 | [11 empty] | N | N |  | 1H | [23 empty] | N | N | N | bar: T T T to NG SUB SUB
Vintage1987 | natural gas combined cycle | TRUE | 54777 | Signal Hill Generating LLC | 50127 | Signal Hill Generating LLC | TX | Wichita | GTB | Natural Gas Fired Combined Cycle | CT | CC1 | S | X | Y | WFCOGEN_CC1 | WFCOGEN_CC1 | 20 | 0.8 | 19.7 | 19.7 | 2 | N |  |  | OP | X | 6 | 1987 |  |  | N | IPP Non-CHP | 2 | [11 empty] | N | N |  | 1H | [23 empty] | N | N | N | bar: T T T to NG SUB SUB
Vintage1987 | natural gas combined cycle | TRUE | 54777 | Signal Hill Generating LLC | 50127 | Signal Hill Generating LLC | TX | Wichita | GTC | Natural Gas Fired Combined Cycle | CT | CC1 | S | X | Y | WFCOGEN_CC1 | WFCOGEN_CC1 | 20 | 0.8 | 19.7 | 19.7 | 2 | N |  |  | OP | X | 6 | 1987 |  |  | N | IPP Non-CHP | 2 | [11 empty] | N | N |  | 1H | [23 empty] | N | N | N | bar: T T T to NG SUB SUB
Vintage1987 | natural gas combined cycle | TRUE | 54777 | Signal Hill Generating LLC | 50127 | Signal Hill Generating LLC | TX | Wichita | STD | Natural Gas Fired Combined Cycle | CA | CC1 | S | N | X | WFCOGEN_CC1 | WFCOGEN_CC1 | 20 | 0.8 | 17 | 16 | 2 | N |  |  | OP | X | 6 | 1987 |  |  | N | IPP Non-CHP | 2 | [11 empty] | N | N | 0 | 12H | [23 empty] | N | N | N | bar: T T T to NG SUB SUB
Vintage1985 | hydro | TRUE | 22079 | Yolo County Flood Control WCD | 50128 | Clear Lake Hydro Project | CA | Lake | 3381 | Conventional Hydroelectric | HY |  | S | X | X |  |  | 2.5 | 1 | 2.4 | 2.3 |  | N |  |  | OS | X | 9 | 1985 |  |  | N | IPP Non-CHP | 2 | T T T: X; NG SUB SUB: WAT |  |  |  | N | N |  | 1H | [23 empty] | N
Vintage1983 | hydro | TRUE | 22079 | Yolo County Flood Control WCD | 50129 | Indian Valley Dam Hydro Project | CA | Lake | 1641 | Conventional Hydroelectric | HY |  | S | X | X |  |  | 1.4 | 0.8 | 1.3 | 1.3 | 1 | N |  |  | SB | Y | 10 | 1983 |  |  | N | IPP Non-CHP | 2 | T T T: X; NG SUB SUB: WAT |  |  |  | N | N | 0 | 1H | [23 empty] | N
Vintage1983 | hydro | TRUE | 22079 | Yolo County Flood Control WCD | 50129 | Indian Valley Dam Hydro Project | CA | Lake | 1642 | Conventional Hydroelectric | HY |  | S | X | X |  |  | 1.4 | 0.8 | 1.3 | 1.3 | 1 | N |  |  | SB | Y | 10 | 1983 |  |  | N | IPP Non-CHP | 2 | T T T: X; NG SUB SUB: WAT |  |  |  | N | N | 0 | 1H | [23 empty] | N
Vintage1983 | hydro | TRUE | 22079 | Yolo County Flood Control WCD | 50129 | Indian Valley Dam Hydro Project | CA | Lake | 8332 | Conventional Hydroelectric | HY |  | S | X | X |  |  | 0.1 | 0.88 | 0.1 | 0.1 | 0.1 | N |  |  | SB | Y | 10 | 1983 |  |  | N | IPP Non-CHP | 2 | T T T: X; NG SUB SUB: WAT |  |  |  | N | N | 0 | 1H | [23 empty] | N
Vintage1991 | natural gas peaker | TRUE | 3852 | Coalinga Cogeneration Co | 50131 | Coalinga Cogeneration | CA | Fresno | K100 | Natural Gas Fired Combustion Turbine | GT |  | S | X | X |  |  | 38.4 | 1 | 36 | 38 | 36 | N |  |  | OS | X | 10 | 1991 |  |  | Y | IPP CHP | 3 | [14 empty] | 10M | [23 empty] | N | N | bar: T T T to NG SUB SUB
Vintage1987 | natural gas peaker | TRUE | 18390 | Sycamore Cogeneration Co | 50134 | Sycamore Cogeneration | CA | Kern | GTAG | Natural Gas Fired Combustion Turbine | GT |  | S | X | X |  |  | 75 | 1 | 75 | 78 | 70 | N |  |  | OP | X | 12 | 1987 |  |  | Y | IPP CHP | 3 | [11 empty] | N |  |  | 10M | [23 empty] | N | N | bar: T T T to NG SUB SUB
Vintage1987 | natural gas peaker | TRUE | 18390 | Sycamore Cogeneration Co | 50134 | Sycamore Cogeneration | CA | Kern | GTBG | Natural Gas Fired Combustion Turbine | GT |  | S | X | X |  |  | 75 | 1 | 75 | 78 | 70 | N |  |  | OP | X | 12 | 1987 |  |  | Y | IPP CHP | 3 | [11 empty] | N |  |  | 10M | [23 empty] | N | N | bar: T T T to NG SUB SUB
Vintage1987 | natural gas peaker | TRUE | 18390 | Sycamore Cogeneration Co | 50134 | Sycamore Cogeneration | CA | Kern | GTCG | Natural Gas Fired Combustion Turbine | GT |  | S | X | X |  |  | 75 | 1 | 75 | 78 | 70 | N |  |  | OP | X | 12 | 1987 |  |  | Y | IPP CHP | 3 | [11 empty] | N |  |  | 10M | [23 empty] | N | N | bar: T T T to NG SUB SUB
Vintage1987 | natural gas peaker | TRUE | 18390 | Sycamore Cogeneration Co | 50134 | Sycamore Cogeneration | CA | Kern | GTDG | Natural Gas Fired Combustion Turbine | GT |  | S | X | X |  |  | 75 | 1 | 75 | 78 | 70 | N |  |  | OP | X | 12 | 1987 |  |  | Y | IPP CHP | 3 | [11 empty] | N |  |  | 10M | [23 empty] | N | bar: T T T to NG SUB SUB
Vintage2008 | natural gas peaker | FALSE | 17460 | South Oak Hospital | 50136 | South Oaks Hospital | NY | Suffolk | CG1 | Natural Gas Internal Combustion Engine | IC |  | S | X | X |  |  | 0.2 | 1 | 0.1 | 0.1 | 0.1 | N |  |  | OP | X | 4 | 2008 |  |  | Y | Commercial CHP | 5 | [11 empty] | N | N |  | 10M | [23 empty] | N | bar: T T T to NG SUB SUB
Vintage2008 | natural gas peaker | FALSE | 17460 | South Oak Hospital | 50136 | South Oaks Hospital | NY | Suffolk | CG2 | Natural Gas Internal Combustion Engine | IC |  | S | X | X |  |  | 0.2 | 1 | 0.1 | 0.1 | 0.1 | N |  |  | OP | X | 4 | 2008 |  |  | Y | Commercial CHP | 5 | [11 empty] | N | N |  | 10M | [23 empty] | N | bar: T T T to NG SUB SUB
Vintage2008 | natural gas peaker | FALSE | 17460 | South Oak Hospital | 50136 | South Oaks Hospital | NY | Suffolk | CG3 | Natural Gas Internal Combustion Engine | IC |  | S | X | X |  |  | 0.2 | 1 | 0.1 | 0.1 | 0.1 | N |  |  | OP | X | 4 | 2008 |  |  | Y | Commercial CHP | 5 | [11 empty] | N | N |  | 10M | [23 empty] | N | bar: T T T to NG SUB SUB
Vintage2008 | natural gas peaker | FALSE | 17460 | South Oak Hospital | 50136 | South Oaks Hospital | NY | Suffolk | CG4 | Natural Gas Internal Combustion Engine | IC |  | S | X | X |  |  | 0.2 | 1 | 0.1 | 0.1 | 0.1 | N |  |  | OP | X | 4 | 2008 |  |  | Y | Commercial CHP | 5 | [11 empty] | N | N |  | 10M | [23 empty] | N | bar: T T T to NG SUB SUB
Vintage2008 | natural gas peaker | FALSE | 17460 | South Oak Hospital | 50136 | South Oaks Hospital | NY | Suffolk | CG5 | Natural Gas Internal Combustion Engine | IC |  | S | X | X |  |  | 0.2 | 1 | 0.1 | 0.1 | 0.1 | N |  |  | OP | X | 4 | 2008 |  |  | Y | Commercial CHP | 5 | [11 empty] | N | N |  | 10M | [23 empty] | N | bar: T T T to NG SUB SUB
Vintage1983 | biomass | TRUE | 27211 | Snider Industries Inc | 50141 | Snider Industries | TX | Harrison | WGN1 | Wood/Wood Waste Biomass | ST |  | S | X | X |  |  | 5 | 0.8 | 5 | 5 | 1 | N |  |  | OP | X | 8 | 1983 |  |  | Y | Industrial CHP | 7 | T T T: B; NG SUB SUB: WDS; SUB NG NG: WDS |  |  |  | Y | N | 0 | 12H | [23 empty] | N
Vintage1948 | natural gas steam turbine | FALSE | 27131 | Imperial Savannah LP | 50146 | Imperial Savannah LP | GA | Chatham | GENA | Natural Gas Steam Turbine | ST |  | S | X | X |  |  | 2.7 | 0.8 | 2.7 | 2.7 | 0.5 | N |  |  | OP | X | 3 | 1948 |  |  | Y | Industrial CHP | 7 | T T T: T; NG SUB SUB: NG; NG OBS OBS: BIT; SUB NG NG: NG |  |  |  | N | N |  | 12H |  | Y |  |  | Y | [18 empty] | Y | Y | N
Vintage1959 | natural gas steam turbine | FALSE | 27131 | Imperial Savannah LP | 50146 | Imperial Savannah LP | GA | Chatham | GENB | Natural Gas Steam Turbine | ST |  | S | X | X |  |  | 3 | 0.8 | 3 | 3 | 0.5 | N |  |  | OP | X | 2 | 1959 |  |  | Y | Industrial CHP | 7 | T T T: T; NG SUB SUB: NG; NG OBS OBS: BIT; SUB NG NG: NG |  |  |  | N | N |  | 12H | N | Y |  |  | Y | [18 empty] | Y | Y | N
Vintage1946 | natural gas steam turbine | FALSE | 27131 | Imperial Savannah LP | 50146 | Imperial Savannah LP | GA | Chatham | GENC | Natural Gas Steam Turbine | ST |  | S | X | X |  |  | 1 | 0.8 | 1 | 1 | 0.3 | N |  |  | OP | X | 8 | 1946 |  |  | Y | Industrial CHP | 7 | T T T: T; NG SUB SUB: NG; NG OBS OBS: BIT; SUB NG NG: NG |  |  |  | N | N |  | 12H | N | Y |  |  | Y | [18 empty] | Y | Y | N
Vintage1985 | natural gas steam turbine | FALSE | 27131 | Imperial Savannah LP | 50146 | Imperial Savannah LP | GA | Chatham | GEND | Natural Gas Steam Turbine | ST |  | S | X | X |  |  | 5 | 1 | 4.5 | 4.5 | 1 | N |  |  | OP | X | 3 | 1985 |  |  | Y | Industrial CHP | 7 | T T T: T; NG SUB SUB: NG; NG OBS OBS: BIT; SUB NG NG: NG |  |  |  | N | N |  | 12H | N | Y |  |  | Y | [18 empty] | Y | Y | N
Vintage1987 | hydro | TRUE | 16713 | Santa Fe Irrigation District | 50147 | R E Badger Filtration Plant | CA | San Diego | 1 | Conventional Hydroelectric | HY |  | S | X | X |  |  | 1.4 | 0.8 | 1 | 0.5 | 0.5 | N |  |  | OP | X | 7 | 1987 |  |  | N | IPP Non-CHP | 2 | T T T: X; NG SUB SUB: WAT |  |  |  | N |  | 0 | 1H
Vintage1988 | natural gas combined cycle | FALSE | 15320 | Linde Inc | 50148 | Linde Wilmington | CA | Los Angeles | GEN1 | Natural Gas Fired Combined Cycle | CT | CC1 | S | X | Y | LADWP | LADWP | 25 | 0.9 | 21 | 21 | 18 | N |  |  | SB | Y | 12 | 1988 |  |  | Y | Industrial CHP | 7 | [11 empty] | N | N |  | OVER | [23 empty] | N | N | bar: T T T to NG SUB SUB
Vintage1988 | natural gas combined cycle | FALSE | 15320 | Linde Inc | 50148 | Linde Wilmington | CA | Los Angeles | GEN2 | Natural Gas Fired Combined Cycle | CA | CC1 | S | Y | X |  |  | 6 | 0.9 | 6 | 6 | 4 | N |  |  | SB | Y | 12 | 1988 |  |  | Y | Industrial CHP | 7 | [11 empty] | N | N |  | OVER | [23 empty] | N | N | bar: T T T to NG SUB SUB
Vintage1964 | natural gas steam turbine | FALSE | 19450 | Union Carbide Corp-Seadrift | 50150 | Union Carbide Seadrift Cogen | TX | Calhoun | GE10 | Natural Gas Steam Turbine | ST | G621 | S | X | X | UCC_COG_PUN1 | ERCOT SOUTH ZONE | 15 | 0.85 | 15 | 15 | 2 | N |  |  | OP | X | 1 | 1964 |  |  | Y | Industrial CHP | 7 | T T T: B; NG SUB SUB: NG; NG OBS OBS: OG; SUB NG NG: NG |  |  |  | N | N |  | 12H | [23 empty] | N | N | N
Vintage2000 | natural gas peaker | FALSE | 19450 | Union Carbide Corp-Seadrift | 50150 | Union Carbide Seadrift Cogen | TX | Calhoun | GE11 | Natural Gas Fired Combustion Turbine | GT | G621 | S | X | X | UCC_COG_PUN1 | ERCOT SOUTH ZONE | 35 | 0.85 | 30 | 38 | 20 | N |  |  | OP | X | 11 | 2000 |  |  | Y | Industrial CHP | 7 | [11 empty] | N | N |  | 12H | [23 empty] | N | N | N | bar: T T T to NG SUB SUB
Vintage1987 | natural gas steam turbine | FALSE | 19450 | Union Carbide Corp-Seadrift | 50150 | Union Carbide Seadrift Cogen | TX | Calhoun | GEN5 | Natural Gas Steam Turbine | ST | G621 | S | X | X | UCC_COG_PUN1 | ERCOT SOUTH ZONE | 15 | 0.9 | 15 | 15 | 2 | N |  |  | OP | X | 11 | 1987 |  |  | Y | Industrial CHP | 7 | T T T: B; NG SUB SUB: NG; NG OBS OBS: OG; SUB NG NG: NG |  |  |  | N | N |  | 12H | [23 empty] | N | N | N
Vintage1987 | natural gas peaker | FALSE | 19450 | Union Carbide Corp-Seadrift | 50150 | Union Carbide Seadrift Cogen | TX | Calhoun | GEN6 | Natural Gas Fired Combustion Turbine | GT | G621 | S | X | X | UCC_COG_PUN1 | ERCOT SOUTH ZONE | 35 | 0.9 | 30 | 38 | 17 | N |  |  | OP | X | 11 | 1987 |  |  | Y | Industrial CHP | 7 | [11 empty] | N | N |  | 12H | [23 empty] | N | N | N | bar: T T T to NG SUB SUB
Vintage1987 | other | FALSE | 19450 | Union Carbide Corp-Seadrift | 50150 | Union Carbide Seadrift Cogen | TX | Calhoun | GEN7 | Other Gases | ST | G621 | S | X | X | UCC_COG_PUN1 | ERCOT SOUTH ZONE | 6 | 0.9 | 6 | 6 | 1.5 | N |  |  | OA | X | 11 | 1987 |  |  | Y | Industrial CHP | 7 | T T T: B; NG SUB SUB: OG; NG OBS OBS: NG; SUB NG NG: NG |  |  |  | N | N |  | 12H | [23 empty] | N | N | N
Vintage1987 | natural gas peaker | FALSE | 19450 | Union Carbide Corp-Seadrift | 50150 | Union Carbide Seadrift Cogen | TX | Calhoun | GEN8 | Natural Gas Fired Combustion Turbine | GT | G621 | S | X | X | UCC_COG_PUN1 | ERCOT SOUTH ZONE | 35 | 0.9 | 30 | 38 | 17 | N |  |  | OP | X | 11 | 1987 |  |  | Y | Industrial CHP | 7 | [11 empty] | N | N |  | 12H | [23 empty] | N | N | N | bar: T T T to NG SUB SUB
Vintage1987 | natural gas steam turbine | FALSE | 19450 | Union Carbide Corp-Seadrift | 50150 | Union Carbide Seadrift Cogen | TX | Calhoun | GEN9 | Natural Gas Steam Turbine | ST | G621 | S | X | X | UCC_COG_PUN1 | ERCOT SOUTH ZONE | 15 | 0.9 | 15 | 15 | 2 | N |  |  | OP | X | 11 | 1987 |  |  | Y | Industrial CHP | 7 | T T T: B; NG SUB SUB: NG; NG OBS OBS: OG; SUB NG NG: NG |  |  |  | N | N |  | 12H | [23 empty] | N | N | N
Vintage1969 | natural gas peaker | FALSE | 19450 | Union Carbide Corp-Seadrift | 50150 | Union Carbide Seadrift Cogen | TX | Calhoun | IGT | Natural Gas Fired Combustion Turbine | GT | G621 | S | X | X | UCC_COG_PUN1 | ERCOT SOUTH ZONE | 12 | 0.9 | 12 | 12 |  | N |  |  | OP | X | 1 | 1969 |  |  | N | Industrial CHP | 7 | [11 empty] | N | N |  | 12H | [23 empty] | N | N | N | bar: T T T to NG SUB SUB
Vintage1996 | natural gas combined cycle | FALSE | 5352 | Dow Chemical Co - St Charles | 50152 | Dow St Charles Operations | LA | St Charles | CGN1 | Natural Gas Fired Combined Cycle | CT | CC1 | S | X | N |  |  | 125.8 | 0.95 | 100 | 116 | 60 | N |  |  | OP | X | 12 | 1996 |  |  | Y | Industrial CHP | 7 | T T T: T; NG SUB SUB: NG; NG OBS OBS: OG |  |  |  | N | N | 0 | 12H | [23 empty] | N
Vintage1997 | natural gas combined cycle | FALSE | 5352 | Dow Chemical Co - St Charles | 50152 | Dow St Charles Operations | LA | St Charles | CGN2 | Natural Gas Fired Combined Cycle | CT | CC1 | S | X | N |  |  | 125.8 | 0.95 | 100 | 116 | 60 | N |  |  | OP | X | 1 | 1997 |  |  | Y | Industrial CHP | 7 | T T T: T; NG SUB SUB: NG; NG OBS OBS: OG |  |  |  | N | N |  | 12H | [23 empty] | N
Vintage2002 | natural gas combined cycle | FALSE | 5352 | Dow Chemical Co - St Charles | 50152 | Dow St Charles Operations | LA | St Charles | CSTG | Natural Gas Fired Combined Cycle | CA | CC1 | S | Y | X |  |  | 50 | 0.95 | 50 | 50 | 15 | N |  |  | OP | X | 12 | 2002 |  |  | Y | Industrial CHP | 7 | T T T: T; NG SUB SUB: NG; NG OBS OBS: OG |  |  |  | N | N |  | 12H | [23 empty] | N
Vintage1997 | natural gas combined cycle | FALSE | 5352 | Dow Chemical Co - St Charles | 50152 | Dow St Charles Operations | LA | St Charles | STG | Natural Gas Fired Combined Cycle | CA | CC1 | S | Y | X |  |  | 22 | 0.95 | 20 | 20 | 5 | N |  |  | OP | X | 2 | 1997 |  |  | Y | Industrial CHP | 7 | T T T: T; NG SUB SUB: NG; NG OBS OBS: OG |  |  |  | N | N |  | 12H | [23 empty] | N
Vintage1996 | other | FALSE | 39066 | Union Carbide Corp-Texas City | 50153 | Texas City Plant Union Carbide | TX | Galveston | STG | All Other | ST |  | S | X | X |  |  | 45 | 0.9 | 38 | 38 | 10 | N |  |  | OP | X | 3 | 1996 |  |  | Y | Industrial CHP | 7 | T T T: B; NG SUB SUB: PUR; SUB NG NG: PUR |  |  |  | N | N |  | 12H | [23 empty] | N | N | N
Vintage1990 | hydro | TRUE | 64078 | Central Rivers Power US, LLC | 50156 | Bear Creek | CA | Shasta | GEN1 | Conventional Hydroelectric | HY |  | S | X | X |  |  | 3.2 | 1 | 3 | 2.9 | 0.1 | N |  |  | OP | X | 1 | 1990 |  |  | N | IPP Non-CHP | 2 | T T T: X; NG SUB SUB: WAT | [6 empty] | 10M
Vintage1916 | hydro | TRUE | 57280 | Eagle Creek Renewable Energy, LLC | 50166 | International Paper Woronoco Mill | MA | Hampden | GEN1 | Conventional Hydroelectric | HY |  | W | X | X | 4506 |  | 0.5 | 0.9 | 0.4 | 0.4 | 0.2 | N |  |  | OP | X | 1 | 1916 |  |  | N | IPP Non-CHP | 2 | T T T: X; NG SUB SUB: WAT |  |  |  | N | N |  | 10M
Vintage1913 | hydro | TRUE | 57280 | Eagle Creek Renewable Energy, LLC | 50166 | International Paper Woronoco Mill | MA | Hampden | GEN2 | Conventional Hydroelectric | HY |  | W | X | X | 4506 |  | 1.8 | 0.95 | 1.7 | 1.7 | 0.3 | N |  |  | OP | X | 1 | 1913 |  |  | N | IPP Non-CHP | 2 | T T T: X; NG SUB SUB: WAT |  |  |  | N | N | 0 | 10M
Vintage1916 | hydro | TRUE | 57280 | Eagle Creek Renewable Energy, LLC | 50166 | International Paper Woronoco Mill | MA | Hampden | GEN2A | Conventional Hydroelectric | HY |  | W | X | X | 4506 |  | 0.5 | 0.9 | 0.4 | 0.4 | 0.2 | N |  |  | OP | X | 1 | 1916 |  |  | N | IPP Non-CHP | 2 | T T T: X; NG SUB SUB: WAT |  |  |  | N | N |  | 10M
Vintage1982 | natural gas peaker | FALSE | 13914 | Occidental Chemical Corporation | 50169 | Wichita Plant | KS | Sedgwick | GEN1 | Natural Gas Fired Combustion Turbine | GT |  | S | X | X |  |  | 43.7 | 0.8 | 27 | 33 | 13 | N |  |  | SB | Y | 8 | 1982 |  |  | Y | Industrial CHP | 7 | [11 empty] | N | N | 0 | 12H | [23 empty] | N | N | N | bar: T T T to NG SUB SUB
Vintage1986 | natural gas peaker | FALSE | 1569 | Berry Petroleum Co | 50170 | Berry Cogen | CA | Kern | GEN1 | Natural Gas Fired Combustion Turbine | GT |  | S | X | X | ZP26 | ZP26 | 38.7 | 0.85 | 35 | 37.5 | 33.5 | N |  |  | OP | X | 12 | 1986 |  |  | Y | Industrial CHP | 7 | [11 empty] | N | N |  | 12H | [23 empty] | N | N | N | bar: T T T to NG SUB SUB
Vintage1986 | hydro | TRUE | 56840 | Emporia Hydro Power LP | 50175 | Emporia | VA | Greensville | GEN1 | Conventional Hydroelectric | HY |  | S | X | X |  |  | 2 | 0.99 | 2 | 2 | 0.3 | N |  |  | OP | X | 1 | 1986 |  |  | N | IPP Non-CHP | 2 | T T T: X; NG SUB SUB: WAT |  |  |  | N | N | 0 | 12H | [20 empty] | N |  |  | N |  | N
Vintage1986 | hydro | TRUE | 56840 | Emporia Hydro Power LP | 50175 | Emporia | VA | Greensville | GEN2 | Conventional Hydroelectric | HY |  | S | X | X |  |  | 0.5 | 0.99 | 0.5 | 0.5 | 0.1 | N |  |  | OP | X | 1 | 1986 |  |  | N | IPP Non-CHP | 2 | T T T: X; NG SUB SUB: WAT |  |  |  | N | N | 0 | 12H | [23 empty] | N
Vintage1987 | hydro | TRUE | 56842 | Union Falls Hydro Power LP | 50176 | Union Falls | NY | Clinton | GEN1 | Conventional Hydroelectric | HY |  | S | X | X |  |  | 1.3 | 0.99 | 1.3 | 1.3 | 0.1 | N |  |  | OP | X | 1 | 1987 |  |  | N | IPP Non-CHP | 2 | T T T: X; NG SUB SUB: WAT |  |  |  | N | N | 0 | 1H | [20 empty] | N |  |  | N |  | N
Vintage1987 | hydro | TRUE | 56842 | Union Falls Hydro Power LP | 50176 | Union Falls | NY | Clinton | GEN2 | Conventional Hydroelectric | HY |  | S | X | X |  |  | 1.3 | 0.99 | 1.3 | 1.3 | 0.1 | N |  |  | OP | X | 1 | 1987 |  |  | N | IPP Non-CHP | 2 | T T T: X; NG SUB SUB: WAT |  |  |  | N | N | 0 | 1H | [20 empty] | N |  |  | N |  | N
Vintage1981 | hydro | TRUE | 56844 | Blackstone Hydro Inc. | 50177 | Blackstone/Tupperware | RI | Providence | GEN1 | Conventional Hydroelectric | HY |  | S | X | X |  |  | 0.4 | 0.99 | 0.4 | 0.4 | 0.1 | N |  |  | OP | X | 1 | 1981 |  |  | N | IPP Non-CHP | 2 | T T T: X; NG SUB SUB: WAT |  |  |  | N | N | 0 | 1H | [20 empty] | N |  |  | N |  | N
Vintage1981 | hydro | TRUE | 56844 | Blackstone Hydro Inc. | 50177 | Blackstone/Tupperware | RI | Providence | GEN2 | Conventional Hydroelectric | HY |  | S | X | X |  |  | 0.4 | 0.99 | 0.4 | 0.4 | 0.1 | N |  |  | OP | X | 1 | 1981 |  |  | N | IPP Non-CHP | 2 | T T T: X; NG SUB SUB: WAT |  |  |  | N | N | 0 | 1H | [20 empty] | N |  |  | N |  | N
Vintage1981 | hydro | TRUE | 56844 | Blackstone Hydro Inc. | 50177 | Blackstone/Tupperware | RI | Providence | GEN3 | Conventional Hydroelectric | HY |  | S | X | X |  |  | 0.4 | 0.99 | 0.4 | 0.4 | 0.1 | N |  |  | OP | X | 1 | 1981 |  |  | N | IPP Non-CHP | 2 | T T T: X; NG SUB SUB: WAT |  |  |  | N | N | 0 | 1H | [20 empty] | N |  |  | N |  | N
Vintage1981 | hydro | TRUE | 56844 | Blackstone Hydro Inc. | 50177 | Blackstone/Tupperware | RI | Providence | GEN4 | Conventional Hydroelectric | HY |  | S | X | X |  |  | 0.4 | 0.99 | 0.4 | 0.4 | 0.1 | N |  |  | OP | X | 1 | 1981 |  |  | N | IPP Non-CHP | 2 | T T T: X; NG SUB SUB: WAT |  |  |  | N | N | 0 | 1H | [20 empty] | N |  |  | N |  | N
Vintage1915 | hydro | TRUE | 56843 | Banister Hydro LP | 50178 | Halifax | VA | Halifax | GEN1 | Conventional Hydroelectric | HY |  | S | X | X |  |  | 0.8 | 0.99 | 0.8 | 0.8 | 0.2 | N |  |  | OP | X | 1 | 1915 |  |  | N | IPP Non-CHP | 2 | T T T: X; NG SUB SUB: WAT |  |  |  | N | N | 0 | 12H | [20 empty] | N |  |  | N |  | N
Vintage1915 | hydro | TRUE | 56843 | Banister Hydro LP | 50178 | Halifax | VA | Halifax | GEN2 | Conventional Hydroelectric | HY |  | S | X | X |  |  | 0.4 | 0.99 | 0.4 | 0.4 | 0.1 | N |  |  | OP | X | 1 | 1915 |  |  | N | IPP Non-CHP | 2 | T T T: X; NG SUB SUB: WAT |  |  |  | N | N | 0 | 12H | [20 empty] | N |  |  | N |  | N
Vintage1915 | hydro | TRUE | 56843 | Banister Hydro LP | 50178 | Halifax | VA | Halifax | GEN3 | Conventional Hydroelectric | HY |  | S | X | X |  |  | 0.4 | 0.99 | 0.4 | 0.4 | 0.1 | N |  |  | OP | X | 1 | 1915 |  |  | N | IPP Non-CHP | 2 | T T T: X; NG SUB SUB: WAT |  |  |  | N |  | 0 | 12H | [20 empty] | N |  |  | N |  | N
Vintage1986 | hydro | TRUE | 58896 | Siskiyou Power Authority | 50179 | Box Canyon Dam | CA | Siskiyou | GEN1 | Conventional Hydroelectric | HY |  | S | X | X |  |  | 2.5 | 0.9 | 2.5 | 2.5 | 0.2 | N |  |  | OP | X | 6 | 1986 |  |  | N | IPP Non-CHP | 2 | T T T: X; NG SUB SUB: WAT |  |  |  | N |  | 0 | 1H | [23 empty] | N
Vintage1986 | hydro | TRUE | 58896 | Siskiyou Power Authority | 50179 | Box Canyon Dam | CA | Siskiyou | GEN2 | Conventional Hydroelectric | HY |  | S | X | X |  |  | 2.5 | 0.9 | 2.5 | 2.5 | 0.2 | N |  |  | OP | X | 6 | 1986 |  |  | N | IPP Non-CHP | 2 | T T T: X; NG SUB SUB: WAT |  |  |  | N |  | 0 | 1H | [23 empty] | N
Vintage1990 | hydro | TRUE | 60821 | Olsen Power Partners | 50180 | Olsen | CA | Shasta | GEN1 | Conventional Hydroelectric | HY |  | J | X | X |  |  | 5 | 0.9 | 4.8 | 4.6 | 0.2 | N |  |  | OP | X | 1 | 1990 |  |  | N | IPP Non-CHP | 2 | T T T: X; NG SUB SUB: WAT | [6 empty] | 1H
Vintage1990 | biomass | TRUE | 20492 | International Paper Columbus Mill | 50184 | Columbus MS | MS | Lowndes | TG1 | Wood/Wood Waste Biomass | ST |  | S | X | X |  |  | 64 | 0.9 | 64 | 64 | 2 | N |  |  | OP | X | 4 | 1990 |  |  | Y | Industrial CHP | 7 | T | BLQ | WDS | NG | DFO | BIT |  | NG | DFO |  |  | N | N |  | 12H |  |  | Y |  |  |  | Y | [16 empty] | Y | Y | N
Vintage1982 | biomass | TRUE | 20492 | International Paper Columbus Mill | 50184 | Columbus MS | MS | Lowndes | TG2 | Wood/Wood Waste Biomass | ST |  | S | X | X |  |  | 46 | 0.8 | 46 | 46 | 5 | N |  |  | OP | X | 6 | 1982 |  |  | Y | Industrial CHP | 7 | T | BLQ | WDS | NG | DFO | BIT |  | NG | DFO |  |  | N | N |  | 12H |  |  | Y |  |  |  | Y | [16 empty] | Y | Y | N
Vintage1982 | biomass | TRUE | 20492 | International Paper Columbus Mill | 50184 | Columbus MS | MS | Lowndes | TG3 | Wood/Wood Waste Biomass | ST |  | S | X | X |  |  | 14.6 | 0.8 | 14.6 | 14.6 | 3 | N |  |  | OP | X | 6 | 1982 |  |  | Y | Industrial CHP | 7 | T | BLQ | WDS | NG | DFO | BIT |  | NG | DFO |  |  | N | N |  | 12H |  |  | Y |  |  |  | Y | [16 empty] | Y | Y | N
Vintage1987 | biomass | TRUE | 20492 | International Paper Columbus Mill | 50184 | Columbus MS | MS | Lowndes | TG4 | Wood/Wood Waste Biomass | ST |  | S | X | X |  |  | 4 | 1 | 4 | 4 | 1 | N |  |  | SB | Y | 8 | 1987 |  |  | Y | Industrial CHP | 7 | T | BLQ | WDS | NG | DFO | BIT |  | NG | DFO |  |  | N | N |  | 12H |  |  | Y |  |  |  | Y | [16 empty] | Y | Y | N
Vintage1957 | biomass | TRUE | 20547 | Cosmo Specialty Fibers | 50185 | Cosmo Specialty Fibers Plant | WA | Grays Harbor | TG1 | Wood/Wood Waste Biomass | ST |  | S | X | X |  |  | 7.5 | 0.8 | 8.5 | 9 | 1 | N |  |  | OP | X | 1 | 1957 |  |  | Y | Industrial CHP | 7 | B | WDL | WDS | RFO |  |  |  | RFO |  |  |  | N | N |  | 12H |  |  |  |  | N | [18 empty] | Y | Y | N
Vintage1957 | biomass | TRUE | 20547 | Cosmo Specialty Fibers | 50185 | Cosmo Specialty Fibers Plant | WA | Grays Harbor | TG2 | Wood/Wood Waste Biomass | ST |  | S | X | X |  |  | 7.5 | 0.8 | 8.5 | 9 | 1 | N |  |  | OP | X | 1 | 1957 |  |  | Y | Industrial CHP | 7 | B | WDL | WDS | RFO |  |  |  | RFO |  |  |  | N | N |  | 12H |  |  |  |  | N | [18 empty] | Y | Y | N
Vintage1948 | biomass | TRUE | 60561 | Nippon Dynawave Packaging Co. | 50187 | Nippon Dynawave Packaging Longview WA | WA | Cowlitz | TG1 | Wood/Wood Waste Biomass | ST |  | S | X | X |  |  | 8 | 0.98 | 7.4 | 7.5 | 2.3 | N |  |  | OP | X | 1 | 1948 |  |  | Y | Industrial CHP | 7 | T | BLQ | NG | RFO |  |  |  | RFO |  |  |  | N | N |  | 12H |  |  |  |  | N | [18 empty] | Y | Y | Y
Vintage1948 | biomass | TRUE | 60561 | Nippon Dynawave Packaging Co. | 50187 | Nippon Dynawave Packaging Longview WA | WA | Cowlitz | TG2 | Wood/Wood Waste Biomass | ST |  | S | X | X |  |  | 5 | 0.8 | 4.7 | 4.7 | 2.3 | N |  |  | OP | X | 1 | 1948 |  |  | Y | Industrial CHP | 7 | T | BLQ | NG | RFO |  |  |  | RFO |  |  |  | N | N |  | 12H |  |  |  |  | N | [18 empty] | Y | Y | Y
Vintage1954 | biomass | TRUE | 60561 | Nippon Dynawave Packaging Co. | 50187 | Nippon Dynawave Packaging Longview WA | WA | Cowlitz | TG4 | Wood/Wood Waste Biomass | ST |  | S | X | X |  |  | 18 | 0.96 | 16.7 | 16.9 | 2 | N |  |  | OP | X | 1 | 1954 |  |  | Y | Industrial CHP | 7 | T | BLQ | NG | RFO |  |  |  | RFO |  |  |  | N | N |  | 12H |  |  | N |  | N | [18 empty] | Y | Y | Y
Vintage1976 | biomass | TRUE | 60561 | Nippon Dynawave Packaging Co. | 50187 | Nippon Dynawave Packaging Longview WA | WA | Cowlitz | TG5 | Wood/Wood Waste Biomass | ST |  | S | X | X |  |  | 31.4 | 0.8 | 29.2 | 29.5 | 6 | N |  |  | OP | X | 1 | 1976 |  |  | Y | Industrial CHP | 7 | T | WDS | SUB | SLW | DFO |  |  | DFO |  |  |  | N | N |  | 12H |  |  | Y |  | Y | [18 empty] | Y | Y | N
Vintage2014 | biomass | TRUE | 20511 | International Paper Co. - New Bern Mill | 50188 | International Paper Co. - New Bern Mill | NC | Craven | TG2 | Wood/Wood Waste Biomass | ST |  | S | X | X |  |  | 38.1 | 0.85 | 29 | 33 | 10 | N |  |  | OP | X | 4 | 2014 |  |  | Y | Industrial CHP | 7 | T | BLQ | NG | DFO | OBG |  |  | NG | DFO |  |  | N | N |  | OVER |  |  |  |  | N | [18 empty] | Y | Y | Y
Vintage1978 | biomass | TRUE | 55903 | Domtar Paper Company LLC | 50189 | Domtar Paper Co LLC Plymouth NC | NC | Martin | TG10 | Wood/Wood Waste Biomass | ST |  | S | X | X |  |  | 72 | 0.97 | 74 | 74 | 14 | N |  |  | OP | X | 6 | 1978 |  |  | Y | Industrial CHP | 7 | T | WDS | NG | SLW | DFO |  |  | NG | RFO | BLQ |  | N | N |  | 12H |  | N | [21 empty] | Y | Y | Y
Vintage1976 | biomass | TRUE | 55903 | Domtar Paper Company LLC | 50189 | Domtar Paper Co LLC Plymouth NC | NC | Martin | TG9 | Wood/Wood Waste Biomass | ST |  | S | X | X |  |  | 42 | 0.8 | 40.8 | 40.8 | 14 | N |  |  | OP | X | 9 | 1976 |  |  | Y | Industrial CHP | 7 | T | BLQ | DFO | WDS | RFO | NG |  | DFO |  |  |  | N | N |  | 12H |  | N | [21 empty] | Y | Y | N
Vintage1910 | hydro | FALSE | 55997 | Domtar Paper Company Rothschild | 50190 | Domtar Paper Company Rothschild | WI | Marathon | HG1 | Conventional Hydroelectric | HY |  | S | X | X |  |  | 0.6 | 0.8 | 0.6 | 0.6 | 0.1 | N |  |  | OP | X | 1 | 1910 |  |  | N | Industrial Non-CHP | 6 | T T T: X; NG SUB SUB: WAT |  |  |  | N | N | 0 | 10M | [23 empty] | N
Vintage1910 | hydro | FALSE | 55997 | Domtar Paper Company Rothschild | 50190 | Domtar Paper Company Rothschild | WI | Marathon | HG2 | Conventional Hydroelectric | HY |  | S | X | X |  |  | 0.5 | 0.8 | 0.5 | 0.5 | 0.1 | N |  |  | OP | X | 1 | 1910 |  |  | N | Industrial Non-CHP | 6 | T T T: X; NG SUB SUB: WAT |  |  |  | N | N | 0 | 10M | [23 empty] | N
Vintage1910 | hydro | FALSE | 55997 | Domtar Paper Company Rothschild | 50190 | Domtar Paper Company Rothschild | WI | Marathon | HG3 | Conventional Hydroelectric | HY |  | S | X | X |  |  | 0.6 | 0.8 | 0.6 | 0.6 | 0.1 | N |  |  | OP | X | 1 | 1910 |  |  | N | Industrial Non-CHP | 6 | T T T: X; NG SUB SUB: WAT |  |  |  | N | N | 0 | 10M | [23 empty] | N
Vintage1910 | hydro | FALSE | 55997 | Domtar Paper Company Rothschild | 50190 | Domtar Paper Company Rothschild | WI | Marathon | HG4 | Conventional Hydroelectric | HY |  | S | X | X |  |  | 0.5 | 0.8 | 0.5 | 0.5 | 0.2 | N |  |  | OP | X | 1 | 1910 |  |  | N | Industrial Non-CHP | 6 | T T T: X; NG SUB SUB: WAT |  |  |  | N | N | 0 | 10M | [23 empty] | N
Vintage1910 | hydro | FALSE | 55997 | Domtar Paper Company Rothschild | 50190 | Domtar Paper Company Rothschild | WI | Marathon | HG5 | Conventional Hydroelectric | HY |  | S | X | X |  |  | 1 | 0.8 | 1 | 0.9 | 0.1 | N |  |  | OP | X | 1 | 1910 |  |  | N | Industrial Non-CHP | 6 | T T T: X; NG SUB SUB: WAT |  |  |  | N | N | 0 | 10M | [23 empty] | N
Vintage1910 | hydro | FALSE | 55997 | Domtar Paper Company Rothschild | 50190 | Domtar Paper Company Rothschild | WI | Marathon | HG6 | Conventional Hydroelectric | HY |  | S | X | X |  |  | 0.7 | 0.8 | 0.7 | 0.6 | 0.1 | N |  |  | OP | X | 1 | 1910 |  |  | N | Industrial Non-CHP | 6 | T T T: X; NG SUB SUB: WAT |  |  |  | N | N | 0 | 10M | [23 empty] | N
Vintage1910 | hydro | FALSE | 55997 | Domtar Paper Company Rothschild | 50190 | Domtar Paper Company Rothschild | WI | Marathon | HG7 | Conventional Hydroelectric | HY |  | S | X | X |  |  | 0.5 | 0.8 | 0.5 | 0.5 | 0.2 | N |  |  | OP | X | 1 | 1910 |  |  | N | Industrial Non-CHP | 6 | T T T: X; NG SUB SUB: WAT |  |  |  | N | N | 0 | 10M | [23 empty] | N
Vintage1949 | biomass | TRUE | 56289 | International Paper Corporation - Springfield | 50191 | IP Springfield Oregon | OR | Lane | TG1 | Wood/Wood Waste Biomass | ST |  | S | X | X | midc | midc | 7.5 | 0.8 | 7.5 | 7.5 | 2 | N |  |  | OS | X | 1 | 1949 |  |  | N | Industrial CHP | 7 | X | BLQ | NG | DFO |  |  |  | NG |  |  |  | N |  |  | OVER | [23 empty] | Y | Y | Y
Vintage1949 | biomass | TRUE | 56289 | International Paper Corporation - Springfield | 50191 | IP Springfield Oregon | OR | Lane | TG2 | Wood/Wood Waste Biomass | ST |  | S | X | X | midc | midc | 5 | 0.8 | 5 | 5 | 1 | N |  |  | OS | X | 1 | 1949 |  |  | N | Industrial CHP | 7 | X | BLQ | NG | DFO |  |  |  | NG |  |  |  | N |  |  | OVER | [23 empty] | Y | Y | Y
Vintage1953 | biomass | TRUE | 56289 | International Paper Corporation - Springfield | 50191 | IP Springfield Oregon | OR | Lane | TG3 | Wood/Wood Waste Biomass | ST |  | S | X | X | midc | midc | 12.5 | 0.8 | 12.5 | 12.5 | 2.5 | N |  |  | OS | X | 1 | 1953 |  |  | Y | Industrial CHP | 7 | B | BLQ | NG | DFO |  |  |  | NG |  |  |  | N |  |  | OVER | [23 empty] | Y | Y | Y
Vintage1976 | biomass | TRUE | 56289 | International Paper Corporation - Springfield | 50191 | IP Springfield Oregon | OR | Lane | TG4 | Wood/Wood Waste Biomass | ST |  | W | X | X | midc | midc | 40 | 0.8 | 33 | 33 | 8 | N |  |  | OP | X | 10 | 1976 |  |  | Y | Industrial CHP | 7 | T T T: B; NG SUB SUB: BLQ; NG OBS OBS: NG; SUB NG NG: NG |  |  |  | N |  |  | 12H | [23 empty] | Y | Y | N
Vintage1971 | biomass | TRUE | 56164 | International Paper - Valliant | 50192 | International Paper Valliant OK | OK | McCurtain | TG1 | Wood/Wood Waste Biomass | ST |  | S | X | X |  |  | 68 | 0.9 | 57.8 | 57.8 | 25 | Y | 9 | 2021 | OP | X | 10 | 1971 |  |  | Y | Industrial CHP | 7 | T | BLQ | NG | RFO | DFO | WDS | OBS | NG |  |  |  | N |  |  | OVER |  | N | [21 empty] | Y | Y | Y
Vintage1982 | natural gas peaker | FALSE | 1058 | B Braun Medical Inc | 50200 | B Braun Medical | CA | Orange | GEN1 | Natural Gas Fired Combustion Turbine | GT |  | S | X | X |  |  | 2.8 | 0.8 | 2.7 | 2.6 | 1 | N |  |  | OP | X | 11 | 1982 | 12 | 2023 | Y | Industrial CHP | 7 | [11 empty] | N | N |  | 12H | [20 empty] | N |  |  | N | N | N | bar: T to BLQ
Vintage1995 | natural gas peaker | FALSE | 1058 | B Braun Medical Inc | 50200 | B Braun Medical | CA | Orange | GEN2 | Natural Gas Fired Combustion Turbine | GT |  | S | X | X |  |  | 3.3 | 0.8 | 3 | 2.9 | 1 | N |  |  | OP | X | 1 | 1995 | 12 | 2023 | Y | Industrial CHP | 7 | [11 empty] | N | N |  | 12H | [20 empty] | N |  |  | N | N | N | bar: T to BLQ
Vintage2010 | biomass | TRUE | 56216 | Multitrade Rabun Gap LLC | 50201 | Multitrade Rabun Gap, LLC | GA | RABUN | ST2 | Wood/Wood Waste Biomass | ST |  | S | X | X |  |  | 17.9 | 0.9 | 18 | 18 | 1.5 | N |  |  | OP | X | 1 | 2010 |  |  | N | IPP Non-CHP | 2 | T: X; BLQ: WDS; NG: WDS |  |  |  | N | N |  | OVER | [23 empty] | N | N
Vintage1986 | natural gas peaker | FALSE | 19351 | U S Gypsum Co | 50203 | US Gypsum Oakfield | NY | Genesee | GEN1 | Natural Gas Fired Combustion Turbine | GT |  | S | X | X | 241 | 241 | 5.8 | 0.8 | 4.9 | 5.7 | 0.5 | N |  |  | OP | X | 4 | 1986 |  |  | Y | Industrial CHP | 7 | [11 empty] | N | N |  | 1H | [23 empty] | N | N | bar: T to BLQ
Vintage1984 | other | FALSE | 28473 | Harvest Midstream Co | 50205 | Williams Ignacio Natural Gas Plant | CO | La Plata | 7101 | All Other | ST |  | S | X | X |  |  | 6.1 | 0.8 | 6.1 | 6.1 | 4.5 | N |  |  | OP | X | 12 | 1984 |  |  | N | Industrial Non-CHP | 6 | T: X; BLQ: WH; NG: NG |  |  |  | N | N |  | 1H | [23 empty] | N | N | N
Vintage1989 | hydro | TRUE | 27762 | Ptarmigan Res & Engy Inc | 50206 | Vallecito Hydroelectric | CO | La Plata | GEN1 | Conventional Hydroelectric | HY |  | S | X | X |  |  | 0.8 | 1 | 0.8 | 0.8 | 0.1 | N |  |  | OP | X | 5 | 1989 |  |  | N | IPP Non-CHP | 2 | T: X; BLQ: WAT |  |  |  | N |  | 0 | 10M | [20 empty] | N
Vintage1989 | hydro | TRUE | 27762 | Ptarmigan Res & Engy Inc | 50206 | Vallecito Hydroelectric | CO | La Plata | GEN2 | Conventional Hydroelectric | HY |  | S | X | X |  |  | 2.5 | 1 | 2.5 | 2.5 | 0.3 | N |  |  | OP | X | 5 | 1989 |  |  | N | IPP Non-CHP | 2 | T: X; BLQ: WAT |  |  |  | N |  | 0 | 10M
Vintage1989 | hydro | TRUE | 27762 | Ptarmigan Res & Engy Inc | 50206 | Vallecito Hydroelectric | CO | La Plata | GEN3 | Conventional Hydroelectric | HY |  | S | X | X |  |  | 2.5 | 1 | 2.5 | 2.5 | 0.3 | N |  |  | OP | X | 5 | 1989 |  |  | N | IPP Non-CHP | 2 | T: X; BLQ: WAT |  |  |  | N |  | 0 | 10M
Vintage1986 | biomass | TRUE | 64003 | Stored Solar Services, LLC | 50208 | Stored Solar Bethlehem LLC | NH | GRAFTON | GEN1 | Wood/Wood Waste Biomass | ST |  | W | X | X |  |  | 17.5 | 1 | 15 | 15 | 11.4 | N |  |  | OP | X | 12 | 1986 |  |  | N | IPP Non-CHP | 2 | T: X; BLQ: WDS; NG: WDS |  |  |  | N | N |  | OVER |  |  | N |  | N | [18 empty] | N | N | N
Vintage1985 | geothermal | TRUE | 49899 | CalEnergy Operating Corporation | 50210 | Vulcan-BN Geothermal Power Company | CA | Imperial | GEN1 | Geothermal | ST |  | W | X | X |  |  | 30.1 | 0.85 | 29 | 29 | 2 | N |  |  | OP | X | 12 | 1985 |  |  | N | IPP Non-CHP | 2 | T: X; BLQ: GEO; NG: GEO |  |  |  | N | N |  | 12H | [23 empty] | N
Vintage1985 | geothermal | TRUE | 49899 | CalEnergy Operating Corporation | 50210 | Vulcan-BN Geothermal Power Company | CA | Imperial | GEN2 | Geothermal | ST |  | W | X | X |  |  | 9.5 | 0.85 | 9 | 9 | 2 | N |  |  | OP | X | 12 | 1985 |  |  | N | IPP Non-CHP | 2 | T: X; BLQ: GEO; NG: GEO |  |  |  | N | N |  | 12H | [23 empty] | N
Vintage1989 | municipal solid waste | TRUE | 21128 | York County Solid W & R Auth | 50215 | York County Resource Recovery | PA | York | GEN1 | Municipal Solid Waste | ST |  | S | X | X |  |  | 36.5 | 0.85 | 30 | 30 | 11.7 | N |  |  | OP | X | 11 | 1989 |  |  | N | IPP Non-CHP | 2 | T: X; BLQ: MSW; NG: NG | DFO |  |  | N | N |  | 12H | [23 empty] | N | N
Vintage1988 | natural gas combined cycle | FALSE | 867 | ARCO Products Co-Watson | 50216 | Watson Cogeneration | CA | Los Angeles | GN91 | Natural Gas Fired Combined Cycle | CT | CC1 | J | X | N | POD_ARCOGN_2_UNITS | POD_ARCOGN_2_UNITS | 82 | 0.9 | 82 | 82 | 68 | N |  |  | OP | X | 3 | 1988 |  |  | Y | Industrial CHP | 7 | T | NG | OG | WO |  |  |  | WO | NG |  |  | N | N |  | 12H | [23 empty] | Y | Y | Y
Vintage1988 | natural gas combined cycle | FALSE | 867 | ARCO Products Co-Watson | 50216 | Watson Cogeneration | CA | Los Angeles | GN92 | Natural Gas Fired Combined Cycle | CT | CC1 | J | X | N | POD_ARCOGN_2_UNITS | POD_ARCOGN_2_UNITS | 82 | 0.9 | 82 | 82 | 68 | N |  |  | OP | X | 2 | 1988 |  |  | Y | Industrial CHP | 7 | T | NG | OG | WO |  |  |  | WO | NG |  |  | N | N |  | 12H | [23 empty] | Y | Y | Y
Vintage1988 | natural gas combined cycle | FALSE | 867 | ARCO Products Co-Watson | 50216 | Watson Cogeneration | CA | Los Angeles | GN93 | Natural Gas Fired Combined Cycle | CT | CC1 | J | X | N | POD_ARCOGN_2_UNITS | POD_ARCOGN_2_UNITS | 82 | 0.9 | 82 | 82 | 68 | N |  |  | OP | X | 1 | 1988 |  |  | Y | Industrial CHP | 7 | T | NG | OG | WO |  |  |  | WO | NG |  |  | N | N |  | 12H | [23 empty] | Y | Y | Y
Vintage1987 | natural gas combined cycle | FALSE | 867 | ARCO Products Co-Watson | 50216 | Watson Cogeneration | CA | Los Angeles | GN94 | Natural Gas Fired Combined Cycle | CT | CC1 | J | X | N | POD_ARCOGN_2_UNITS | POD_ARCOGN_2_UNITS | 82 | 0.9 | 82 | 82 | 68 | N |  |  | OP | X | 12 | 1987 |  |  | Y | Industrial CHP | 7 | T | NG | OG | WO |  |  |  | WO | NG |  |  | N | N |  | 12H | [23 empty] | Y | Y | Y
Vintage1988 | natural gas combined cycle | FALSE | 867 | ARCO Products Co-Watson | 50216 | Watson Cogeneration | CA | Los Angeles | GN95 | Natural Gas Fired Combined Cycle | CA | CC1 | J | Y | X | POD_ARCOGN_2_UNITS | POD_ARCOGN_2_UNITS | 38.5 | 0.9 | 35 | 35 | 10 | N |  |  | OP | X | 2 | 1988 |  |  | Y | Industrial CHP | 7 | T: T; BLQ: NG; NG: OG |  |  |  | N | N |  | 1H | [23 empty] | N
Vintage1987 | natural gas combined cycle | FALSE | 867 | ARCO Products Co-Watson | 50216 | Watson Cogeneration | CA | Los Angeles | GN96 | Natural Gas Fired Combined Cycle | CA | CC1 | J | Y | X | POD_ARCOGN_2_UNITS | POD_ARCOGN_2_UNITS | 38.5 | 0.9 | 35 | 35 | 10 | N |  |  | OP | X | 12 | 1987 |  |  | Y | Industrial CHP | 7 | T: T; BLQ: NG; NG: OG |  |  |  | N | N |  | 1H | [23 empty] | N
Vintage1982 | hydro | TRUE | 19281 | Turlock Irrigation District | 50218 | Woodward Power Plant | CA | Stanislaus | U1 | Conventional Hydroelectric | HY |  | W | X | X | MRTU_VALLYHM_1_N004 |  | 2.8 | 0.95 | 2.7 | 2.6 | 0.3 | N |  |  | OP | X | 4 | 1982 |  |  | N | IPP Non-CHP | 2 | T: X; BLQ: WAT |  |  |  | N |  |  | 10M | [23 empty] | N
Vintage1983 | hydro | TRUE | 19281 | Turlock Irrigation District | 50219 | Frankenheimer Power Plant | CA | Stanislaus | U1 | Conventional Hydroelectric | HY |  | W | X | X | MRTU_COTTLE_7_N002 |  | 5.3 | 0.95 | 4 | 4.3 | 0.5 | N |  |  | OP | X | 3 | 1983 |  |  | N | IPP Non-CHP | 2 | T: X; BLQ: WAT |  |  |  | N |  |  | 10M | [23 empty] | N
Vintage1989 | hydro | TRUE | 13353 | Nelson Creek Power Inc | 50223 | Nelson Creek | CA | Shasta | 1296 | Conventional Hydroelectric | HY |  | S | X | X |  |  | 1.2 | 0.9 | 0.5 | 0.9 | 0.1 | N |  |  | OP | X | 10 | 1989 |  |  | N | IPP Non-CHP | 2 | T: X; BLQ: WAT |  |  |  | N |  | 0 | 1H | [23 empty] | N
Vintage1981 | biomass | TRUE | 22045 | Oxnard City of | 50224 | Oxnard Wastewater Treatment Plant | CA | Ventura | 7610 | Other Waste Biomass | IC |  | S | X | X |  |  | 0.5 | 0.8 | 0.4 | 0.4 | 0.4 | N |  |  | OP | X | 8 | 1981 |  |  | Y | Commercial CHP | 5 | T: T; BLQ: OBG; NG: NG; RFO: PG |  |  |  | N | N |  | 1H | [23 empty] | Y | Y | N
Vintage1981 | biomass | TRUE | 22045 | Oxnard City of | 50224 | Oxnard Wastewater Treatment Plant | CA | Ventura | 7710 | Other Waste Biomass | IC |  | S | X | X |  |  | 0.5 | 0.8 | 0.4 | 0.4 | 0.4 | N |  |  | OP | X | 8 | 1981 |  |  | Y | Commercial CHP | 5 | T: T; BLQ: OBG; NG: NG; RFO: PG |  |  |  | N | N |  | 1H | [23 empty] | Y | Y | N
Vintage1981 | biomass | TRUE | 22045 | Oxnard City of | 50224 | Oxnard Wastewater Treatment Plant | CA | Ventura | 7810 | Other Waste Biomass | IC |  | S | X | X |  |  | 0.5 | 0.8 | 0.4 | 0.4 | 0.4 | N |  |  | OP | X | 8 | 1981 |  |  | Y | Commercial CHP | 5 | T: T; BLQ: OBG; NG: NG; RFO: PG |  |  |  | N | N |  | 1H | [23 empty] | Y | Y | N
Vintage1988 | municipal solid waste | TRUE | 15824 | Ecomaine | 50225 | Regional Waste Systems | ME | Cumberland | TG1 | Municipal Solid Waste | ST |  | S | X | X | 4001:Z.Maine | 4001:Z.Maine | 13.3 | 0.99 | 11.5 | 11.5 | 3 | N |  |  | OP | X | 6 | 1988 |  |  | N | IPP Non-CHP | 2 | T: X; BLQ: MSW; NG: NG; NG: NG |  |  |  | N |  |  | 12H | [23 empty] | N
Vintage1985 | hydro | TRUE | 22614 | Rocky Brook Electric Inc | 50228 | Rocky Brook Hydroelectric | WA | Jefferson | GEN1 | Conventional Hydroelectric | HY |  | S | X | X |  |  | 1.6 | 1 | 0.1 | 1.2 | 0.1 | N |  |  | SB | Y | 12 | 1985 |  |  | N | IPP Non-CHP | 2 | T: X; BLQ: WAT |  |  |  | N |  | 0 | 10M
Vintage1972 | natural gas steam turbine | FALSE | 18760 | TPC Group, LLC | 50229 | Texas Petrochemicals | TX | Harris | TG2 | Natural Gas Steam Turbine | ST |  | S | X | X |  |  | 35 | 0.8 | 35 | 35 | 8 | N |  |  | OP | X | 6 | 1972 |  |  | Y | Industrial CHP | 7 | T: T; BLQ: NG; NG: OG; NG: NG |  |  |  | N | N |  | OVER |  |  |  |  | N | [15 empty] | N |  |  | N | N | N
Vintage1987 | petroleum | FALSE | 16191 | Robbins Lumber Inc | 50230 | Robbins Lumber | ME | WALDO | CAT | Petroleum Liquids | IC |  | S | X | X |  |  | 2 | 0.8 | 1.8 | 1.8 | 0.5 | N |  |  | OP | X | 1 | 1987 |  |  | N | Industrial CHP | 7 | T: X; BLQ: DFO |  |  |  | N | N |  | 10M | [23 empty] | N | N
Vintage1981 | biomass | TRUE | 16191 | Robbins Lumber Inc | 50230 | Robbins Lumber | ME | WALDO | WEST | Wood/Wood Waste Biomass | ST |  | S | X | X |  |  | 1.2 | 0.8 | 1.1 | 1.1 | 0.4 | N |  |  | OS | X | 1 | 1981 |  |  | Y | Industrial CHP | 7 | T: T; BLQ: WDS; NG: WDS |  |  |  | N | N |  | OVER | [23 empty] | N | N | N
Vintage1986 | hydro | TRUE | 22635 | San Gabriel Valley Mun Wtr Dt | 50233 | San Dimas Wash Generating Station | CA | Los Angeles | 4011 | Conventional Hydroelectric | HY |  | S | X | X |  |  | 1 | 1 | 1 | 1 | 0.3 | N |  |  | SB | Y | 3 | 1986 |  |  | N | IPP Non-CHP | 2 | T: X; BLQ: WAT |  |  |  | N | N | 0 | 1H |  |  |  | N | [19 empty] | N
Vintage1985 | natural gas peaker | FALSE | 16583 | San Antonio Regional Hospital | 50234 | San Antonio Regional Hospital | CA | San Bernardino | 2074 | Natural Gas Internal Combustion Engine | IC |  | S | X | X |  |  | 0.9 | 0.8 | 0.9 | 0.8 | 0.5 | N |  |  | OP | X | 1 | 1985 |  |  | Y | Commercial CHP | 5 | [11 empty] | N | N |  | 1H | [23 empty] | N | N | N | bar: T to BLQ
Vintage1985 | natural gas peaker | FALSE | 16583 | San Antonio Regional Hospital | 50234 | San Antonio Regional Hospital | CA | San Bernardino | 2075 | Natural Gas Internal Combustion Engine | IC |  | S | X | X |  |  | 0.9 | 0.8 | 0.9 | 0.8 | 0.5 | N |  |  | OP | X | 1 | 1985 |  |  | Y | Commercial CHP | 5 | [11 empty] | N | N |  | 1H | [23 empty] | N | N | N | bar: T to BLQ
Vintage2001 | natural gas peaker | FALSE | 16583 | San Antonio Regional Hospital | 50234 | San Antonio Regional Hospital | CA | San Bernardino | 2076 | Natural Gas Internal Combustion Engine | IC |  | S | X | X |  |  | 0.9 | 0.8 | 0.9 | 0.8 | 0.5 | N |  |  | OP | X | 3 | 2001 |  |  | Y | Commercial CHP | 5 | [11 empty] | N | N |  | 1H | [23 empty] | N | N | N | bar: T to BLQ
Vintage1995 | natural gas steam turbine | FALSE | 15526 | Purdue University | 50240 | Purdue University | IN | Tippecanoe | GEN1 | Natural Gas Steam Turbine | ST |  | S | X | X |  |  | 30.8 | 0.8 | 30.8 | 30.8 | 5 | N |  |  | OP | X | 7 | 1995 |  |  | Y | Commercial CHP | 5 | T: T; BLQ: NG; NG: BIT; NG: NG |  |  |  | N | N |  | 12H | Y |  |  |  | Y | [18 empty] | Y | Y | N
Vintage1969 | natural gas steam turbine | FALSE | 15526 | Purdue University | 50240 | Purdue University | IN | Tippecanoe | GEN2 | Natural Gas Steam Turbine | ST |  | S | X | X |  |  | 10.6 | 0.8 | 7 | 10.6 | 3 | N |  |  | OP | X | 1 | 1969 |  |  | Y | Commercial CHP | 5 | T: T; BLQ: NG; NG: BIT; NG: NG |  |  |  | N | N |  | 12H | Y |  |  |  | Y | [18 empty] | Y | Y | N
Vintage2000 | petroleum | FALSE | 15526 | Purdue University | 50240 | Purdue University | IN | Tippecanoe | GEN3 | Petroleum Liquids | IC |  | S | X | X |  |  | 1.8 | 0.8 | 1.8 | 1.8 | 0.5 | N |  |  | SB | Y | 1 | 2000 |  |  | Y | Commercial CHP | 5 | T: T; BLQ: DFO |  |  |  | N | N |  | 1H | [23 empty] | N | N | N
Vintage1987 | natural gas peaker | FALSE | 27378 | Tenet Hospital Ltd | 50241 | Tenet Hospital | TX | El Paso | 9541 | Natural Gas Internal Combustion Engine | IC |  | S | X | X |  |  | 2.1 | 0.8 | 2.1 | 2.1 | 0.3 | N |  |  | OP | X | 3 | 1987 |  |  | Y | Commercial CHP | 5 | T: T; BLQ: NG; NG: DFO |  |  |  | N | N |  | 12H | [23 empty] | Y | N | Y
Vintage1987 | natural gas peaker | FALSE | 27378 | Tenet Hospital Ltd | 50241 | Tenet Hospital | TX | El Paso | 9542 | Natural Gas Internal Combustion Engine | IC |  | S | X | X |  |  | 2.1 | 0.8 | 2.1 | 2.1 | 0.3 | N |  |  | OP | X | 3 | 1987 |  |  | Y | Commercial CHP | 5 | T: T; BLQ: NG; NG: DFO |  |  |  | N | N |  | 12H | [23 empty] | Y | N | Y
Vintage2001 | natural gas peaker | TRUE | 9303 | Bucksport Generation LLC | 50243 | Bucksport Generation LLC | ME | Hancock | GEN4 | Natural Gas Fired Combustion Turbine | GT | CC1 | S | X | X | 47390 | 47390 | 186.8 | 0.85 | 178 | 183.1 | 110 | N |  |  | OP | X | 1 | 2001 |  |  | N | IPP Non-CHP | 2 | T: X; BLQ: NG; NG: DFO; NG: NG |  |  |  | N | N |  | 1H | [20 empty] | N |  |  | Y | N | Y
Vintage1937 | biomass | TRUE | 23815 | Blue Ridge Paper Products Inc | 50244 | Canton North Carolina | NC | Haywood | GEN8 | Wood/Wood Waste Biomass | ST |  | S | X | X |  |  | 7.5 | 0.8 | 7.5 | 7.5 | 2 | N |  |  | OP | X | 1 | 1937 |  |  | Y | Industrial CHP | 7 | T | BLQ | BIT | NG | WDS | RFO |  | NG | PG | DFO |  | N | N |  | 12H |  | Y | Y |  | Y | [18 empty] | Y | Y | N
Vintage1941 | biomass | TRUE | 23815 | Blue Ridge Paper Products Inc | 50244 | Canton North Carolina | NC | Haywood | GEN9 | Wood/Wood Waste Biomass | ST |  | S | X | X |  |  | 7.5 | 0.8 | 7.5 | 7.5 | 2 | N |  |  | OP | X | 1 | 1941 |  |  | Y | Industrial CHP | 7 | T | BLQ | BIT | NG | WDS | RFO |  | NG | PG | DFO |  | N | N |  | 12H |  | Y | Y |  | Y | [18 empty] | Y | Y | N
Vintage1946 | biomass | TRUE | 23815 | Blue Ridge Paper Products Inc | 50244 | Canton North Carolina | NC | Haywood | GN10 | Wood/Wood Waste Biomass | ST |  | S | X | X |  |  | 7.5 | 0.8 | 7.5 | 7.5 | 2 | N |  |  | OP | X | 1 | 1946 |  |  | Y | Industrial CHP | 7 | T | BLQ | BIT | NG | WDS | RFO |  | NG | PG | DFO |  | N | N |  | 12H |  | Y | Y |  | Y | [18 empty] | Y | Y | N
Vintage1949 | biomass | TRUE | 23815 | Blue Ridge Paper Products Inc | 50244 | Canton North Carolina | NC | Haywood | GN11 | Wood/Wood Waste Biomass | ST |  | S | X | X |  |  | 7.5 | 0.8 | 7.5 | 7.5 | 2 | N |  |  | OP | X | 1 | 1949 |  |  | Y | Industrial CHP | 7 | T | BLQ | BIT | NG | WDS | RFO |  | NG | PG | DFO |  | N | N |  | 12H |  | Y | Y |  | Y | [18 empty] | Y | Y | N
Vintage1952 | biomass | TRUE | 23815 | Blue Ridge Paper Products Inc | 50244 | Canton North Carolina | NC | Haywood | GN12 | Wood/Wood Waste Biomass | ST |  | S | X | X |  |  | 10 | 0.8 | 10 | 10 | 2 | N |  |  | OP | X | 1 | 1952 |  |  | Y | Industrial CHP | 7 | T | BLQ | BIT | NG | WDS | RFO |  | NG | PG | DFO |  | N | N |  | 12H |  | Y | Y |  | Y | [18 empty] | Y | Y | N
Vintage1979 | biomass | TRUE | 23815 | Blue Ridge Paper Products Inc | 50244 | Canton North Carolina | NC | Haywood | GN13 | Wood/Wood Waste Biomass | ST |  | S | X | X |  |  | 12.5 | 0.8 | 12.5 | 12.5 | 6.8 | N |  |  | OP | X | 6 | 1979 |  |  | Y | Industrial CHP | 7 | T | BLQ | BIT | NG | WDS | RFO |  | NG | PG | DFO |  | N | N |  | 12H |  | Y | Y |  | Y | [18 empty] | Y | Y | N
Vintage1981 | biomass | TRUE | 9401 | International Paper Co-Pensacola | 50250 | International Paper Pensacola | FL | Escambia | GEN1 | Wood/Wood Waste Biomass | ST |  | S | X | X |  |  | 39.6 | 0.9 | 36 | 36 | 22 | N |  |  | OP | X | 1 | 1981 |  |  | Y | Industrial CHP | 7 | T | BLQ | WDS | NG |  |  |  | NG |  |  |  | N | N |  | OVER |  | N |  |  | N | [18 empty] | N | N | N
Vintage1981 | biomass | TRUE | 9401 | International Paper Co-Pensacola | 50250 | International Paper Pensacola | FL | Escambia | GEN2 | Wood/Wood Waste Biomass | ST |  | S | X | X |  |  | 43.2 | 0.9 | 40 | 40 | 30 | N |  |  | OP | X | 1 | 1981 |  |  | Y | Industrial CHP | 7 | T | BLQ | WDS | NG |  |  |  | NG |  |  |  | N | N |  | OVER |  | N |  |  | N | [18 empty] | N | N | N
Vintage1985 | biomass | TRUE | 56187 | Verso Paper - Quinnesec | 50251 | Verso Paper Quinnesec Mich Mill | MI | Dickinson | GEN1 | Wood/Wood Waste Biomass | ST |  | S | X | X |  |  | 28 | 0.8 | 28 | 28 | 5 | N |  |  | OP | X | 10 | 1985 |  |  | Y | Industrial CHP | 7 | T | BLQ | WDS | NG | BIT |  |  | NG |  |  |  | N | N |  | 12H |  |  | Y |  | Y | [15 empty] | N |  |  | Y | Y | N
Vintage2011 | biomass | TRUE | 56187 | Verso Paper - Quinnesec | 50251 | Verso Paper Quinnesec Mich Mill | MI | Dickinson | GEN2 | Wood/Wood Waste Biomass | ST |  | S | X | X |  |  | 28 | 0.8 | 31 | 31 | 1.6 | N |  |  | OP | X | 11 | 2011 |  |  | N | Industrial CHP | 7 | X | WDS | NG | BIT |  |  |  | NG |  |  |  | N | N |  | 12H |  |  | Y |  | Y | [15 empty] | N |  |  | Y | Y | N
Vintage1985 | hydro | TRUE | 57280 | Eagle Creek Renewable Energy, LLC | 50252 | Sartell Dam | MN | Benton | HG10 | Conventional Hydroelectric | HY |  | W | X | X | NSP.SARTELL | NSP>SARTELL | 0.9 | 0.8 | 0.9 | 0.9 | 0.3 | N |  |  | OP | X | 3 | 1985 |  |  | N | IPP Non-CHP | 2 | T: X; BLQ: WAT | [5 empty] | 0 | 10M | [23 empty] | N
Vintage1985 | hydro | TRUE | 57280 | Eagle Creek Renewable Energy, LLC | 50252 | Sartell Dam | MN | Benton | HG11 | Conventional Hydroelectric | HY |  | W | X | X | NSP.SARTELL | NSP.SARTELL | 0.9 | 0.8 | 0.9 | 0.9 | 0.3 | N |  |  | OP | X | 3 | 1985 |  |  | N | IPP Non-CHP | 2 | T: X; BLQ: WAT | [5 empty] | 0 | 10M | [23 empty] | N
Vintage1985 | hydro | TRUE | 57280 | Eagle Creek Renewable Energy, LLC | 50252 | Sartell Dam | MN | Benton | HG12 | Conventional Hydroelectric | HY |  | W | X | X | NSP.SARTELL | NSP.SARTELL | 0.9 | 0.8 | 0.9 | 0.9 | 0.3 | N |  |  | OP | X | 3 | 1985 |  |  | N | IPP Non-CHP | 2 | T: X; BLQ: WAT | [5 empty] | 0 | 10M | [23 empty] | N
Vintage1985 | hydro | TRUE | 57280 | Eagle Creek Renewable Energy, LLC | 50252 | Sartell Dam | MN | Benton | HG2 | Conventional Hydroelectric | HY |  | W | X | X | NSP.SARTELL | NSP.SARTELL | 0.9 | 0.8 | 0.9 | 0.9 | 0.3 | N |  |  | OP | X | 3 | 1985 |  |  | N | IPP Non-CHP | 2 | T: X; BLQ: WAT | [5 empty] | 0 | 10M | [23 empty] | N
Vintage1985 | hydro | TRUE | 57280 | Eagle Creek Renewable Energy, LLC | 50252 | Sartell Dam | MN | Benton | HG3 | Conventional Hydroelectric | HY |  | W | X | X | NSP.SARTELL | NSP.SARTELL | 0.9 | 0.8 | 0.9 | 0.9 | 0.3 | N |  |  | OP | X | 3 | 1985 |  |  | N | IPP Non-CHP | 2 | T: X; BLQ: WAT | [5 empty] | 0 | 10M | [23 empty] | N
Vintage1985 | hydro | TRUE | 57280 | Eagle Creek Renewable Energy, LLC | 50252 | Sartell Dam | MN | Benton | HG4 | Conventional Hydroelectric | HY |  | W | X | X | NSP.SARTELL | NSP.SARTELL | 0.9 | 0.8 | 0.9 | 0.9 | 0.3 | N |  |  | OP | X | 3 | 1985 |  |  | N | IPP Non-CHP | 2 | T: X; BLQ: WAT | [5 empty] | 0 | 10M | [23 empty] | N
Vintage1985 | hydro | TRUE | 57280 | Eagle Creek Renewable Energy, LLC | 50252 | Sartell Dam | MN | Benton | HG5 | Conventional Hydroelectric | HY |  | W | X | X | NSP.SARTELL | NSP.SARTELL | 0.9 | 0.8 | 0.9 | 0.9 | 0.3 | N |  |  | OP | X | 3 | 1985 |  |  | N | IPP Non-CHP | 2 | T: X; BLQ: WAT | [5 empty] | 0 | 10M | [23 empty] | N
Vintage1985 | hydro | TRUE | 57280 | Eagle Creek Renewable Energy, LLC | 50252 | Sartell Dam | MN | Benton | HG6 | Conventional Hydroelectric | HY |  | W | X | X | NSP.SARTELL | NSP.SARTELL | 0.8 | 1 | 0.8 | 0.8 | 0.2 | N |  |  | OP | X | 3 | 1985 |  |  | N | IPP Non-CHP | 2 | T: X; BLQ: WAT | [5 empty] | 0 | 10M | [23 empty] | N
Vintage1985 | hydro | TRUE | 57280 | Eagle Creek Renewable Energy, LLC | 50252 | Sartell Dam | MN | Benton | HG7 | Conventional Hydroelectric | HY |  | W | X | X | NSP.SARTELL | NSP.SARTELL | 0.8 | 1 | 0.8 | 0.8 | 0.2 | N |  |  | OP | X | 3 | 1985 |  |  | N | IPP Non-CHP | 2 | T: X; BLQ: WAT | [5 empty] | 0 | 10M | [23 empty] | N
Vintage1985 | hydro | TRUE | 57280 | Eagle Creek Renewable Energy, LLC | 50252 | Sartell Dam | MN | Benton | HG8 | Conventional Hydroelectric | HY |  | W | X | X | NSP.SARTELL | NSP.SARTELL | 0.7 | 1 | 0.7 | 0.7 | 0.2 | N |  |  | OP | X | 3 | 1985 |  |  | N | IPP Non-CHP | 2 | T: X; BLQ: WAT | [5 empty] | 0 | 10M | [23 empty] | N
Vintage1985 | hydro | TRUE | 57280 | Eagle Creek Renewable Energy, LLC | 50252 | Sartell Dam | MN | Benton | HG9 | Conventional Hydroelectric | HY |  | W | X | X | NSP.SARTELL | NSP.SARTELL | 0.7 | 1 | 0.7 | 0.7 | 0.2 | N |  |  | OP | X | 3 | 1985 |  |  | N | IPP Non-CHP | 2 | T: X; BLQ: WAT | [5 empty] | 0 | 10M | [23 empty] | N
Vintage1966 | biomass | TRUE | 64508 | Westrock Kraft Paper, LLC | 50254 | KapStone Kraft Paper Corp | NC | Halifax | GEN1 | Wood/Wood Waste Biomass | ST |  | S | X | X |  |  | 28.3 | 0.9 | 30 | 30 | 2 | N |  |  | OP | X | 1 | 1966 |  |  | Y | Industrial CHP | 7 | B | BLQ | BIT | RFO | NG | AB | WDS | DFO |  |  |  | N | N |  | 12H |  | Y |  |  | Y | [18 empty] | Y | Y | Y
Vintage2006 | petroleum | FALSE | 13945 | Beaumont Hospital Dearborn Campus | 50260 | Beaumont Hospital Dearborn Campus | MI | Wayne | 1 2M | Petroleum Liquids | IC |  | S | X | X |  |  | 2 | 0.8 | 2 | 2 | 0 | N |  |  | SB | N | 1 | 2006 |  |  | N | Commercial Non-CHP | 4 | X B: X; WAT BLQ: DFO |  |  |  | N | N |  | 10M | [23 empty] | N | N | N
Vintage2006 | petroleum | FALSE | 13945 | Beaumont Hospital Dearborn Campus | 50260 | Beaumont Hospital Dearborn Campus | MI | Wayne | 2 2M | Petroleum Liquids | IC |  | S | X | X |  |  | 2 | 0.8 | 2 | 2 | 0 | N |  |  | SB | N | 1 | 2006 |  |  | N | Commercial Non-CHP | 4 | X B: X; WAT BLQ: DFO |  |  |  | N | N |  | 10M | [23 empty] | N | N | N
Vintage2006 | petroleum | FALSE | 13945 | Beaumont Hospital Dearborn Campus | 50260 | Beaumont Hospital Dearborn Campus | MI | Wayne | 500A | Petroleum Liquids | IC |  | S | X | X |  |  | 0.5 | 0.8 | 0.5 | 0.5 | 0 | N |  |  | SB | N | 2 | 2006 |  |  | N | Commercial Non-CHP | 4 | X B: X; WAT BLQ: DFO |  |  |  | N | N |  | 10M | [23 empty] | N
Vintage1989 | hydro | TRUE | 40444 | Truckee-Carson Irrigation District | 50261 | New Lahontan | NV | Churchill | GEN1 | Conventional Hydroelectric | HY |  | S | X | X |  |  | 4 | 0.8 | 3.8 | 3.7 | 0.5 | N |  |  | OP | X | 4 | 1989 |  |  | N | IPP Non-CHP | 2 | X B: X; WAT BLQ: WAT | [6 empty] | 10M
Vintage1931 | hydro | TRUE | 15787 | Redlands Water & Power Company | 50267 | Redlands Water & Power | CO | Mesa | RED1 | Conventional Hydroelectric | HY |  | S | X | X |  |  | 1.4 | 0.83 | 1.4 | 1.4 | 1.2 | N |  |  | OP | X | 8 | 1931 |  |  | N | IPP Non-CHP | 2 | X B: X; WAT BLQ: WAT |  |  |  | N | N | 0 | 10M | [23 empty] | N
Vintage1984 | hydro | TRUE | 5914 | Erie Boulevard Hydropower LP | 50268 | Hewittville Hydroelectric | NY | St Lawrence | HY1 | Conventional Hydroelectric | HY |  | S | X | X | 24057 | 24057 | 3 | 0.9 | 2.2 | 2.2 | 0.2 | N |  |  | OP | X | 9 | 1984 |  |  | N | IPP Non-CHP | 2 | X B: X; WAT BLQ: WAT |  |  |  | N | N | 0 | 10M
Vintage1984 | hydro | TRUE | 5914 | Erie Boulevard Hydropower LP | 50269 | Unionville Hydro Project 2499 NY | NY | St Lawrence | HY1 | Conventional Hydroelectric | HY |  | S | X | X | 24057 | 24057 | 3 | 0.9 | 2.2 | 2.2 | 0.3 | N |  |  | OP | X | 7 | 1984 |  |  | N | IPP Non-CHP | 2 | X B: X; WAT BLQ: WAT |  |  |  | N | N | 0 | 10M
Vintage1993 | natural gas combined cycle | FALSE | 6529 | Exxon Mobil Production Co | 50270 | ExxonMobil Santa Ynez Facility | CA | Santa Barbara | GTG1 | Natural Gas Fired Combined Cycle | CT | CC1 | S | X | Y |  |  | 39.5 | 0.85 | 40.2 | 39.2 | 21 | N |  |  | OS | X | 9 | 1993 |  |  | Y | Industrial CHP | 7 | [11 empty] | N | N |  | OVER | [23 empty] | N | bar: X B to WAT BLQ
Vintage1993 | natural gas combined cycle | FALSE | 6529 | Exxon Mobil Production Co | 50270 | ExxonMobil Santa Ynez Facility | CA | Santa Barbara | STG1 | Natural Gas Fired Combined Cycle | CA | CC1 | S | Y | X |  |  | 9.8 | 0.85 | 8.9 | 8.8 | 5 | N |  |  | OS | X | 10 | 1993 |  |  | Y | Industrial CHP | 7 | [11 empty] | N | N |  | OVER | [23 empty] | N | bar: X B to WAT BLQ
Vintage1988 | municipal solid waste | TRUE | 56125 | Community Eco Springfield LLC | 50273 | Pioneer Valley Resource Recovery | MA | Hampden | DLV1 | Municipal Solid Waste | ST |  | S | X | X |  |  | 9.4 | 0.9 | 7.5 | 7.5 | 2 | N |  |  | OP | X | 5 | 1988 |  |  | N | IPP Non-CHP | 2 | X | MSW | NG | TDF |  |  |  | MSW | NG | WDS |  | N | N |  | OVER | [23 empty] | Y | N | N
Vintage1986 | other | FALSE | 17191 | Simplot Leasing Corp | 50274 | Simplot Leasing Don Plant | ID | Bannock | GEN1 | All Other | ST |  | S | X | X |  |  | 15.9 | 0.85 | 14.8 | 15 | 5 | N |  |  | OP | X | 2 | 1986 |  |  | Y | Industrial CHP | 7 | [11 empty] | N | N | 0 | 1H | [20 empty] | N |  |  | N | N | N | bar: X B to WAT BLQ; WAT DFO
Vintage1983 | natural gas steam turbine | FALSE | 14465 | Philip Morris USA - Park 500 | 50275 | Park 500 Philip Morris USA | VA | Chesterfield | TG3 | Natural Gas Steam Turbine | ST |  | S | X | X |  |  | 13 | 0.8 | 10.5 | 11.5 | 4.5 | N |  |  | OP | X | 9 | 1983 |  |  | Y | Industrial CHP | 7 | X B: T; WAT BLQ: NG; WAT BIT: DFO; WAT DFO: NG |  |  |  | N | N |  | 12H |  | N |  |  | N | [18 empty] | Y | N | Y
Vintage1986 | onshore wind | TRUE | 20707 | Wintec Energy Ltd | 50276 | Wintec Energy Ltd | CA | Riverside | EXIS | Onshore Wind Turbine | WT |  | S | X | X |  |  | 5.9 |  | 5.9 | 5.9 | 1 | N |  |  | OP | X | 12 | 1986 | 9 | 2022 | N | IPP Non-CHP | 2 | X B: X; WAT BLQ: WND |  |  |  | N | N | 60 | [21 empty] | N |  |  | N
Vintage1989 | hydro | TRUE | 57280 | Eagle Creek Renewable Energy, LLC | 50278 | Worumbo Hydro Station | ME | Androscoggin | GEN1 | Conventional Hydroelectric | HY |  | W | X | X | 487 | 487 | 9.7 | 0.9 | 4.6 | 9.3 | 2 | N |  |  | OP | X | 2 | 1989 |  |  | N | IPP Non-CHP | 2 | X B: X; WAT BLQ: WAT |  |  |  | N | N | 0 | 1H
Vintage1989 | hydro | TRUE | 57280 | Eagle Creek Renewable Energy, LLC | 50278 | Worumbo Hydro Station | ME | Androscoggin | GEN2 | Conventional Hydroelectric | HY |  | W | X | X | 487 | 487 | 9.7 | 0.9 | 4.6 | 9.3 | 2 | N |  |  | OP | X | 3 | 1989 |  |  | N | IPP Non-CHP | 2 | X B: X; WAT BLQ: WAT |  |  |  | N | N | 0 | 1H
Vintage1988 | biomass | TRUE | 22174 | PEI Power Corp | 50279 | Archbald Power Station | PA | Lackawanna | GEN1 | Landfill Gas | ST |  | S | X | X | 1048035 | ARCHTAP13 KV PEI 1 | 23.2 | 1 | 20 | 20 | 10 | N |  |  | OP | X | 9 | 1988 |  |  | N | IPP Non-CHP | 2 | X B: X; WAT BLQ: LFG; WAT BIT: NG; WAT DFO: NG |  |  |  | N | N |  | OVER |  |  |  | N | N | [18 empty] | Y | Y | N
Vintage2010 | biomass | TRUE | 22174 | PEI Power Corp | 50279 | Archbald Power Station | PA | Lackawanna | GEN5 | Landfill Gas | GT |  | S | X | X | 87901559 | ARCHTAP 13 KV PEI 5 | 4.6 | 1 | 4 | 4.6 | 2 | N |  |  | OP | X | 2 | 2010 |  |  | N | IPP Non-CHP | 2 | X B: X; WAT BLQ: LFG; WAT DFO: OG |  |  |  | N | N |  | 1H |  |  |  | N | [19 empty] | N | N | N
Vintage2010 | biomass | TRUE | 22174 | PEI Power Corp | 50279 | Archbald Power Station | PA | Lackawanna | GEN6 | Landfill Gas | GT |  | S | X | X | 87901561 | ARCHTAP 13 KV PEI 6 | 4.6 | 1 | 4 | 4.6 | 2 | N |  |  | OP | X | 2 | 2010 |  |  | N | IPP Non-CHP | 2 | X B: X; WAT BLQ: LFG; WAT DFO: OG |  |  |  | N | N |  | 1H |  |  |  | N | [19 empty] | N | N | N
Vintage2001 | natural gas peaker | TRUE | 22174 | PEI Power Corp | 50279 | Archbald Power Station | PA | Lackawanna | Gen2 | Natural Gas Fired Combustion Turbine | GT |  | S | X | X | 1048036 | ARCHBTAP13 KV PEI 2 | 60.5 | 1 | 43.7 | 50 | 25 | N |  |  | OP | X | 5 | 2001 |  |  | N | IPP Non-CHP | 2 | [11 empty] | N | N |  | 1H | [23 empty] | N | N | N | bar: X B to WAT BLQ; WAT DFO
Vintage1987 | hydro | TRUE | 63070 | GR Catalyst Two LLC | 50280 | Dahowa Hydro | NY | Washington | GEN1 | Conventional Hydroelectric | HY |  | S | X | X |  |  | 10.5 | 1 | 1.5 | 4.4 | 1.2 | N |  |  | OP | X | 12 | 1987 |  |  | N | IPP Non-CHP | 2 | X B: X; WAT BLQ: WAT |  |  |  | N | N |  | 1H | [20 empty] | N |  |  | N
Vintage1983 | onshore wind | TRUE | 16630 | San Gorgonio Farms Inc | 50281 | San Gorgonio Farms Wind Farm | CA | Riverside | WGEN | Onshore Wind Turbine | WT |  | S | X | X | SANWD_1_QF | SANWD_1_QF | 31 |  | 31 | 31 | 0 | N |  |  | OP | X | 3 | 1983 |  |  | N | IPP Non-CHP | 2 | X B: X; WAT BLQ: WND |  |  |  | N |  | 111 | 10M
Vintage1995 | hydro | TRUE | 60832 | Sugar River Power LLC | 50285 | Lower Village Water Power Project | NH | Sullivan | 0001 | Conventional Hydroelectric | HY |  | S | X | X | 49693 | 49693 | 0.6 | 0.8 | 0.6 | 0.6 | 0.5 | N |  |  | OP | X | 5 | 1995 |  |  | N | IPP Non-CHP | 2 | X B: X; WAT BLQ: WAT |  |  |  | N | N | 0 | 10M | [23 empty] | N
Vintage1995 | hydro | TRUE | 60832 | Sugar River Power LLC | 50285 | Lower Village Water Power Project | NH | Sullivan | 0002 | Conventional Hydroelectric | HY |  | S | X | X |  |  | 0.6 | 0.8 | 0.6 | 0.6 | 0.5 | N |  |  | OP | X | 5 | 1995 |  |  | N | IPP Non-CHP | 2 | X B: X; WAT BLQ: WAT |  |  |  | N | N | 0 | 10M | [23 empty] | N
Vintage1988 | municipal solid waste | TRUE | 16929 | SEMASS Partnership | 50290 | SEMASS Resource Recovery | MA | Plymouth | GEN1 | Municipal Solid Waste | ST |  | S | X | X | SEMASS |  | 64.5 | 0.9 | 53.3 | 53.3 | 6 | N |  |  | OP | X | 7 | 1988 |  |  | N | IPP Non-CHP | 2 | X | MSW | NG | DFO |  |  |  | DFO |  |  |  | N | N | 0 | 12H | [23 empty] | Y | N | N
Vintage1993 | municipal solid waste | TRUE | 16929 | SEMASS Partnership | 50290 | SEMASS Resource Recovery | MA | Plymouth | GEN2 | Municipal Solid Waste | ST |  | S | X | X | SEMASS |  | 34 | 0.9 | 26.7 | 26.7 | 9 | N |  |  | OP | X | 4 | 1993 |  |  | N | IPP Non-CHP | 2 | X | MSW | NG | DFO |  |  |  | DFO |  |  |  | N | N | 0 | 12H | [23 empty] | Y | N | N
Vintage1989 | natural gas combined cycle | TRUE | 24457 | Calpine Eastern Corp | 50292 | Bethpage Power Plant | NY | Nassau | GEN1 | Natural Gas Fired Combined Cycle | CT | G602 | S | X | N | NYISO_CALPINE_BP_GT1_DA | NYISO_CALPINE_BP_GT1_DA | 33.7 | 0.85 | 22.2 | 23.8 | 15 | N |  |  | OA | X | 8 | 1989 |  |  | N | IPP Non-CHP | 2 | X B: X; WAT BLQ: NG; WAT BIT: DFO |  |  |  |  | N |  | 12H | [23 empty] | Y | N | N
Vintage1989 | natural gas combined cycle | TRUE | 24457 | Calpine Eastern Corp | 50292 | Bethpage Power Plant | NY | Nassau | GEN2 | Natural Gas Fired Combined Cycle | CT | G602 | S | X | N | NYISO_CALPINE_BP_GT1_DA | NYISO_CALPINE_BP_GT1_DA | 33.7 | 0.85 | 22.2 | 23.8 | 15 | N |  |  | OP | X | 8 | 1989 |  |  | N | IPP Non-CHP | 2 | X B: X; WAT BLQ: NG; WAT BIT: DFO |  |  |  |  | N |  | 12H | [23 empty] | Y | N | N
Vintage1989 | natural gas combined cycle | TRUE | 24457 | Calpine Eastern Corp | 50292 | Bethpage Power Plant | NY | Nassau | GEN3 | Natural Gas Fired Combined Cycle | CA | G602 | S | N | X | NYISO_CALPINE_BP_GT1_DA | NYISO_CALPINE_BP_GT1_DA | 16.2 | 0.8 | 10.6 | 11.4 | 5 | N |  |  | OP | X | 8 | 1989 |  |  | N | IPP Non-CHP | 2 | [12 empty] | N |  | 12H | [23 empty] | N | N | N | bar: X B to WAT BLQ
Vintage1989 | petroleum | TRUE | 24457 | Calpine Eastern Corp | 50292 | Bethpage Power Plant | NY | Nassau | GEN4 | Petroleum Liquids | IC |  | S | X | X |  |  | 0.4 | 0.8 | 0.4 | 0.4 | 0.4 | N |  |  | SB | Y | 8 | 1989 |  |  | N | IPP Non-CHP | 2 | X B: X; WAT BLQ: DFO |  |  |  |  | N |  | 10M | [23 empty] | N | N | N
Vintage2002 | natural gas peaker | TRUE | 24457 | Calpine Eastern Corp | 50292 | Bethpage Power Plant | NY | Nassau | GEN5 | Natural Gas Fired Combustion Turbine | GT |  | S | X | X | NYISO_CALPINE_BP_GT1_DA | NYISO_CALPINE_BP_GT1_DA | 60 | 0.85 | 47 | 49.6 | 35 | N |  |  | OP | X | 7 | 2002 |  |  | N | IPP Non-CHP | 2 | [11 empty] | N | N |  | 1H | [23 empty] | N | N | N | bar: X B to WAT BLQ
Vintage2005 | natural gas combined cycle | TRUE | 24457 | Calpine Eastern Corp | 50292 | Bethpage Power Plant | NY | Nassau | GEN6 | Natural Gas Fired Combined Cycle | CT | G603 | S | X | N | NYISO_CALPINEBETH_PAGE_GT4_DA | NYISO_CALPINEBETH_PAGE_GT4_DA | 60 | 0.85 | 49 | 50 | 35 | N |  |  | OP | X | 7 | 2005 |  |  | N | IPP Non-CHP | 2 | [11 empty] | N | N |  | 1H | [23 empty] | N | N | N | bar: X B to WAT BLQ
Vintage2005 | natural gas combined cycle | TRUE | 24457 | Calpine Eastern Corp | 50292 | Bethpage Power Plant | NY | Nassau | GEN7 | Natural Gas Fired Combined Cycle | CA | G603 | S | Y | X | NYISO_CALPINEBETH_PAGE_GT4_DA | NYISO_CALPINEBETH_PAGE_GT4_DA | 36 | 0.85 | 33 | 34 | 5 | N |  |  | OP | X | 7 | 2005 |  |  | N | IPP Non-CHP | 2 | [11 empty] | N | N |  | 12H | [23 empty] | N | N | N | bar: X B to WAT BLQ
Vintage1989 | biomass | TRUE | 19946 | Wadham Energy Ltd Partners | 50293 | Wadham Energy LP | CA | Colusa | GEN1 | Other Waste Biomass | ST |  | S | X | X | WADHAM _7_B1 | WADHAM _7_B1 | 29.1 | 0.9 | 26.5 | 26.5 | 15 | N |  |  | OP | X | 3 | 1989 |  |  | N | IPP Non-CHP | 2 | X B: X; WAT BLQ: AB; WAT DFO: NG |  |  |  | N | N |  | 12H | [23 empty] | N
Vintage1985 | biomass | TRUE | 14362 | Packaging Corp of America | 50296 | Packaging Corp of America | TN | Hardin | GEN1 | Wood/Wood Waste Biomass | ST |  | S | X | X |  |  | 50 | 0.95 | 50 | 50 | 2 | N |  |  | OP | X | 2 | 1985 |  |  | Y | Industrial CHP | 7 | T | WDS | BLQ | NG | TDF | BIT |  | NG |  |  |  | N | N |  | OVER |  | Y |  |  | Y | N | [14 empty] | N |  |  | N | N | N
Vintage2010 | biomass | TRUE | 14362 | Packaging Corp of America | 50296 | Packaging Corp of America | TN | Hardin | GEN2 | Wood/Wood Waste Biomass | ST |  | S | X | X |  |  | 22.5 | 0.9 | 22.5 | 22.5 | 2 | N |  |  | OP | X | 10 | 2010 |  |  | Y | Industrial CHP | 7 | X B: T; WAT BLQ: BLQ; WAT BIT: NG; WAT DFO: NG | DFO |  |  | N | N |  | OVER | [20 empty] | N |  |  | N | N | N
Vintage1988 | natural gas peaker | TRUE | 60134 | AltaGas Ripon Energy Inc. | 50299 | AltaGas Ripon Energy Inc. | CA | San Joaquin | GEN1 | Natural Gas Fired Combustion Turbine | GT |  | S | X | X | POD_SMPRIP_1_SMPSOM-APND | POD_SMPRIP_1_SMPSOM-APND | 49.5 | 0.85 | 46.1 | 46.1 | 30 | N |  |  | OP | X | 4 | 1988 |  |  | N | IPP Non-CHP | 2 | [11 empty] | N | N |  | 12H | [23 empty] | N | N | N | bar: X B to WAT BLQ; WAT DFO
Vintage2016 | other | TRUE | 54736 | VESI Pomona Energy Storage, Inc. | 50300 | VESI Pomona | CA | Los Angeles | BESS1 | Batteries | BA |  | S | X | X |  |  | 20 |  | 20 | 20 | 20 | N |  |  | OP | X | 12 | 2016 |  |  | N | IPP Non-CHP | 2 | X B: X; WAT BLQ: MWH |  |  |  | N | N |  | 10M | [23 empty] | N | N
Vintage1979 | other | FALSE | 64497 | Deer Park Refinery Limited Partnership (DPRLP) | 50304 | Shell Deer Park | TX | Harris | GEN1 | All Other | ST |  | S | X | X |  |  | 45.9 | 0.9 | 45 | 50 | 10 | N |  |  | OP | X | 10 | 1979 |  |  | N | Industrial CHP | 7 | X B: X; WAT BLQ: PUR; WAT DFO: PUR | [6 empty] | 12H | [20 empty] | N |  |  | N |  | N
Vintage1979 | other | FALSE | 64497 | Deer Park Refinery Limited Partnership (DPRLP) | 50304 | Shell Deer Park | TX | Harris | GEN2 | All Other | ST |  | S | X | X |  |  | 45.9 | 0.9 | 45 | 50 | 10 | N |  |  | OP | X | 10 | 1979 |  |  | N | Industrial CHP | 7 | X B: X; WAT BLQ: PUR; WAT DFO: PUR | [6 empty] | 12H | [20 empty] | N |  |  | N |  | N
Vintage1995 | natural gas peaker | FALSE | 64497 | Deer Park Refinery Limited Partnership (DPRLP) | 50304 | Shell Deer Park | TX | Harris | GEN4 | Natural Gas Fired Combustion Turbine | GT |  | S | X | X |  |  | 88.2 | 0.85 | 75 | 85 | 40 | N |  |  | OP | X | 4 | 1995 |  |  | Y | Industrial CHP | 7 | X B: T; WAT BLQ: NG; WAT BIT: OG |  |  |  | N | N |  | 12H | [20 empty] | N |  |  | Y | N | N
Vintage1995 | natural gas peaker | FALSE | 64497 | Deer Park Refinery Limited Partnership (DPRLP) | 50304 | Shell Deer Park | TX | Harris | GEN5 | Natural Gas Fired Combustion Turbine | GT |  | S | X | X |  |  | 94 | 0.85 | 78 | 92 | 40 | N |  |  | OP | X | 4 | 1995 |  |  | Y | Industrial CHP | 7 | X B: T; WAT BLQ: NG; WAT BIT: OG |  |  |  | N | N |  | 12H | [20 empty] | N |  |  | Y | N | N
Vintage1999 | petroleum | FALSE | 40430 | Lafarge Corp | 50305 | Alpena Cement Plant | MI | Alpena | GE10 | Petroleum Coke | ST |  | S | X | X |  |  | 3.2 | 0.8 | 3.2 | 3.2 | 0.5 | N |  |  | OP | X | 2 | 1999 |  |  | Y | Industrial CHP | 7 | B | PC | NG | OTH | OBL | WDS | OTH | NG |  |  |  | N | N |  | 12H | N | Y |  |  | Y | [18 empty] | Y | Y | N
Vintage1952 | petroleum | FALSE | 40430 | Lafarge Corp | 50305 | Alpena Cement Plant | MI | Alpena | GEN6 | Petroleum Coke | ST |  | S | X | X |  |  | 12 | 0.8 | 12 | 12 | 3 | N |  |  | OP | X | 1 | 1952 |  |  | Y | Industrial CHP | 7 | B | PC | NG | OTH | OBL | WDS | OTH | NG |  |  |  | N | N |  | 12H | N | Y |  |  | Y | [18 empty] | Y | Y | N
Vintage1955 | petroleum | FALSE | 40430 | Lafarge Corp | 50305 | Alpena Cement Plant | MI | Alpena | GEN7 | Petroleum Coke | ST |  | S | X | X |  |  | 10 | 0.8 | 10 | 10 | 4 | N |  |  | OP | X | 1 | 1955 |  |  | Y | Industrial CHP | 7 | B | PC | NG | OTH | OBL | WDS | OTH | NG |  |  |  | N | N |  | 12H | N | Y |  |  | Y | [18 empty] | Y | Y | N
Vintage1991 | petroleum | FALSE | 40430 | Lafarge Corp | 50305 | Alpena Cement Plant | MI | Alpena | GEN8 | Petroleum Coke | ST |  | S | X | X |  |  | 11 | 0.85 | 11 | 11 | 3 | N |  |  | OP | X | 4 | 1991 |  |  | Y | Industrial CHP | 7 | B | PC | NG | OTH | OBL | WDS | OTH | NG |  |  |  | N | N |  | 12H | N | Y |  |  | Y | [18 empty] | Y | Y | N
Vintage1994 | petroleum | FALSE | 40430 | Lafarge Corp | 50305 | Alpena Cement Plant | MI | Alpena | GEN9 | Petroleum Coke | ST |  | S | X | X |  |  | 11 | 0.85 | 11 | 11 | 3 | N |  |  | OP | X | 4 | 1994 |  |  | Y | Industrial CHP | 7 | B | PC | NG | OTH | OBL | WDS | OTH | NG |  |  |  | N | N |  | 12H | N | Y |  |  | Y | [18 empty] | Y | Y | N
Vintage1964 | natural gas steam turbine | FALSE | 19533 | University of Oklahoma | 50307 | University of Oklahoma | OK | Cleveland | GEN1 | Natural Gas Steam Turbine | ST |  | S | X | X |  |  | 7.5 | 0.8 | 7.5 | 7.5 | 0.5 | N |  |  | OP | X | 9 | 1964 |  |  | Y | Commercial CHP | 5 | [11 empty] | N |  |  | 12H | [20 empty] | N |  |  | N | bar: T B B B B B to NG PC PC PC PC PC; OG NG NG NG NG NG
Vintage1949 | natural gas steam turbine | FALSE | 19533 | University of Oklahoma | 50307 | University of Oklahoma | OK | Cleveland | GEN2 | Natural Gas Steam Turbine | ST |  | S | X | X |  |  | 2.5 | 0.8 | 2.5 | 2.5 | 0.6 | N |  |  | OP | X | 9 | 1949 |  |  | Y | Commercial CHP | 5 | [11 empty] | N |  |  | 12H | [20 empty] | N |  |  | N | bar: T B B B B B to NG PC PC PC PC PC; OG NG NG NG NG NG
Vintage1949 | natural gas steam turbine | FALSE | 19533 | University of Oklahoma | 50307 | University of Oklahoma | OK | Cleveland | GEN3 | Natural Gas Steam Turbine | ST |  | S | X | X |  |  | 2.5 | 0.8 | 2.5 | 2.5 | 0.6 | N |  |  | OP | X | 8 | 1949 |  |  | Y | Commercial CHP | 5 | [11 empty] | N |  |  | 12H | [20 empty] | N |  |  | N | N | N | bar: T B B B B B to NG PC PC PC PC PC; OG NG NG NG NG NG
Vintage1985 | natural gas steam turbine | FALSE | 19533 | University of Oklahoma | 50307 | University of Oklahoma | OK | Cleveland | GEN4 | Natural Gas Steam Turbine | ST |  | S | X | X |  |  | 4.3 | 0.8 | 4.3 | 4.3 | 0.3 | N |  |  | OP | X | 1 | 1985 |  |  | Y | Commercial CHP | 5 | [11 empty] | N |  |  | 12H | [23 empty] | N | N | N | bar: T B B B B B to NG PC PC PC PC PC; OG NG NG NG NG NG
Vintage2001 | petroleum | FALSE | 19533 | University of Oklahoma | 50307 | University of Oklahoma | OK | Cleveland | GEN5 | Petroleum Liquids | IC |  | S | X | X |  |  | 1.8 | 0.8 | 1.8 | 1.8 | 0.4 | N |  |  | OP | X | 1 | 2001 |  |  | Y | Commercial CHP | 5 | T B B B B B: T; NG PC PC PC PC PC: DFO |  |  |  | N |  |  | 1H | [23 empty] | N | N | N
Vintage1955 | hard coal | TRUE | 56389 | Doyon Utilities - Ft. Wainwright | 50308 | Utility Plants Section | AK | Fairbanks North Star | GEN1 | Conventional Steam Coal | ST | F401 | S | X | X |  |  | 5 | 0.8 | 3.5 | 4.3 | 1.5 | N |  |  | OP | X | 1 | 1955 |  |  | Y | Electric Utility | 1 | T B B B B B: T; NG PC PC PC PC PC: SUB; OG NG NG NG NG NG: SUB |  |  |  | N | N |  | 12H |  |  | Y |  | Y | [18 empty] | N | N | N
Vintage1955 | hard coal | TRUE | 56389 | Doyon Utilities - Ft. Wainwright | 50308 | Utility Plants Section | AK | Fairbanks North Star | GEN3 | Conventional Steam Coal | ST | F401 | S | X | X |  |  | 5 | 0.8 | 6.2 | 6.2 | 1.5 | N |  |  | OP | X | 1 | 1955 |  |  | Y | Electric Utility | 1 | T B B B B B: T; NG PC PC PC PC PC: SUB; OG NG NG NG NG NG: SUB |  |  |  | N | N |  | 12H |  | N | Y |  | Y | [18 empty] | N | N | N
Vintage1955 | hard coal | TRUE | 56389 | Doyon Utilities - Ft. Wainwright | 50308 | Utility Plants Section | AK | Fairbanks North Star | GEN4 | Conventional Steam Coal | ST | F401 | S | X | X |  |  | 5 | 0.8 | 6.2 | 6.2 | 1.5 | N |  |  | OP | X | 1 | 1955 |  |  | Y | Electric Utility | 1 | T B B B B B: T; NG PC PC PC PC PC: SUB; OG NG NG NG NG NG: SUB |  |  |  | N | N |  | 12H |  | N | Y |  | Y | [18 empty] | N | N | N
Vintage1989 | hard coal | TRUE | 56389 | Doyon Utilities - Ft. Wainwright | 50308 | Utility Plants Section | AK | Fairbanks North Star | GEN5 | Conventional Steam Coal | ST | F401 | S | X | X |  |  | 5 | 0.8 | 6.2 | 6.2 | 1.5 | N |  |  | OP | X | 1 | 1989 |  |  | Y | Electric Utility | 1 | T B B B B B: T; NG PC PC PC PC PC: SUB; OG NG NG NG NG NG: SUB |  |  |  | N | N |  | 12H |  |  | Y |  | Y | [18 empty] | N | N | N
Vintage1988 | natural gas peaker | FALSE | 14762 | Pensacola Christian College | 50310 | Standby Generation Plant | FL | Escambia | 1 | Natural Gas Internal Combustion Engine | IC |  | S | X | X |  |  | 1.1 | 0.8 | 1.1 | 1.1 | 0 | N |  |  | SB | Y | 4 | 1988 |  |  | N | Commercial Non-CHP | 4 | [11 empty] | N | N |  | 10M | [23 empty] | N | bar: T B B B B B to NG PC PC PC PC PC
Vintage2006 | natural gas peaker | FALSE | 14762 | Pensacola Christian College | 50310 | Standby Generation Plant | FL | Escambia | 1SB | Natural Gas Internal Combustion Engine | IC |  | S | X | X |  |  | 1.3 | 0.9 | 1.3 | 1.3 | 0 | N |  |  | SB | Y | 1 | 2006 |  |  | N | Commercial Non-CHP | 4 | [11 empty] | N | N |  | 10M | [23 empty] | N | bar: T B B B B B to NG PC PC PC PC PC
Vintage1988 | natural gas peaker | FALSE | 14762 | Pensacola Christian College | 50310 | Standby Generation Plant | FL | Escambia | 2 | Natural Gas Internal Combustion Engine | IC |  | S | X | X |  |  | 1.1 | 0.8 | 1.1 | 1.1 | 0 | N |  |  | SB | Y | 4 | 1988 |  |  | N | Commercial Non-CHP | 4 | [11 empty] | N | N |  | 10M | [23 empty] | N | bar: T B B B B B to NG PC PC PC PC PC
Vintage2006 | natural gas peaker | FALSE | 14762 | Pensacola Christian College | 50310 | Standby Generation Plant | FL | Escambia | 2SB | Natural Gas Internal Combustion Engine | IC |  | S | X | X |  |  | 1.3 | 0.9 | 1.3 | 1.3 | 0 | N |  |  | SB | Y | 1 | 2006 |  |  | N | Commercial Non-CHP | 4 | [11 empty] | N | N |  | 10M | [23 empty] | N | bar: T B B B B B to NG PC PC PC PC PC
Vintage1988 | natural gas peaker | FALSE | 14762 | Pensacola Christian College | 50310 | Standby Generation Plant | FL | Escambia | 3 | Natural Gas Internal Combustion Engine | IC |  | S | X | X |  |  | 1.1 | 0.8 | 1.1 | 1.1 | 0 | N |  |  | SB | Y | 10 | 1988 |  |  | N | Commercial Non-CHP | 4 | [11 empty] | N | N |  | 10M | [23 empty] | N | bar: T B B B B B to NG PC PC PC PC PC
Vintage2006 | natural gas peaker | FALSE | 14762 | Pensacola Christian College | 50310 | Standby Generation Plant | FL | Escambia | 3SB | Natural Gas Internal Combustion Engine | IC |  | S | X | X |  |  | 1.3 | 0.9 | 1.3 | 1.3 | 0 | N |  |  | SB | Y | 1 | 2006 |  |  | N | Commercial Non-CHP | 4 | [11 empty] | N | N |  | 10M | [23 empty] | N | bar: T B B B B B to NG PC PC PC PC PC
Vintage2006 | natural gas peaker | FALSE | 14762 | Pensacola Christian College | 50310 | Standby Generation Plant | FL | Escambia | 4SB | Natural Gas Internal Combustion Engine | IC |  | S | X | X |  |  | 1.3 | 0.9 | 1.3 | 1.3 | 0 | N |  |  | SB | Y | 1 | 2006 |  |  | N | Commercial Non-CHP | 4 | [11 empty] | N | N |  | 10M | [23 empty] | N | bar: T B B B B B to NG PC PC PC PC PC
Vintage2006 | natural gas peaker | FALSE | 14762 | Pensacola Christian College | 50310 | Standby Generation Plant | FL | Escambia | 5SB | Natural Gas Internal Combustion Engine | IC |  | S | X | X |  |  | 1.3 | 0.9 | 1.3 | 1.3 | 0 | N |  |  | SB | Y | 1 | 2006 |  |  | N | Commercial Non-CHP | 4 | [11 empty] | N | N |  | 10M | [23 empty] | N | bar: T B B B B B to NG PC PC PC PC PC
Vintage2006 | natural gas peaker | FALSE | 14762 | Pensacola Christian College | 50310 | Standby Generation Plant | FL | Escambia | 6SB | Natural Gas Internal Combustion Engine | IC |  | S | X | X |  |  | 1.3 | 0.9 | 1.3 | 1.3 | 0 | N |  |  | SB | Y | 1 | 2006 |  |  | N | Commercial Non-CHP | 4 | [11 empty] | N | N |  | 10M | [23 empty] | N | bar: T B B B B B to NG PC PC PC PC PC
Vintage2006 | natural gas peaker | FALSE | 14762 | Pensacola Christian College | 50310 | Standby Generation Plant | FL | Escambia | 7SB | Natural Gas Internal Combustion Engine | IC |  | S | X | X |  |  | 1.3 | 0.9 | 1.3 | 1.3 | 0 | N |  |  | SB | Y | 1 | 2006 |  |  | N | Commercial Non-CHP | 4 | [11 empty] | N | N |  | 10M | [23 empty] | N | bar: T B B B B B to NG PC PC PC PC PC
Vintage2006 | natural gas peaker | FALSE | 14762 | Pensacola Christian College | 50310 | Standby Generation Plant | FL | Escambia | 8SB | Natural Gas Internal Combustion Engine | IC |  | S | X | X |  |  | 1.3 | 0.9 | 1.3 | 1.3 | 0 | N |  |  | SB | Y | 1 | 2006 |  |  | N | Commercial Non-CHP | 4 | [11 empty] | N | N |  | 10M | [23 empty] | N | bar: T B B B B B to NG PC PC PC PC PC
Vintage1935 | hydro | TRUE | 14539 | Passaic Valley Water Comm | 50311 | Passaic Valley Water Commission | NJ | Passaic | GEN1 | Conventional Hydroelectric | HY |  | S | X | X |  |  | 0.6 | 0.89 | 0.6 | 0.6 | 0.3 | N |  |  | OS | X | 1 | 1935 |  |  | N | IPP Non-CHP | 2 | T B B B B B: X; NG PC PC PC PC PC: WAT |  |  |  | N |  |  | OVER | [20 empty] | Y | 9 | 2022
Vintage1935 | hydro | TRUE | 14539 | Passaic Valley Water Comm | 50311 | Passaic Valley Water Commission | NJ | Passaic | GEN2 | Conventional Hydroelectric | HY |  | S | X | X |  |  | 0.6 | 0.89 | 0.6 | 0.6 | 0.3 | N |  |  | OS | X | 1 | 1935 |  |  | N | IPP Non-CHP | 2 | T B B B B B: X; NG PC PC PC PC PC: WAT |  |  |  | N |  |  | OVER | [20 empty] | Y | 9 | 2022
Vintage1935 | hydro | TRUE | 14539 | Passaic Valley Water Comm | 50311 | Passaic Valley Water Commission | NJ | Passaic | GEN3 | Conventional Hydroelectric | HY |  | S | X | X |  |  | 0.6 | 0.89 | 0.6 | 0.6 | 0.3 | N |  |  | OS | X | 1 | 1935 |  |  | N | IPP Non-CHP | 2 | T B B B B B: X; NG PC PC PC PC PC: WAT |  |  |  | N |  |  | OVER | [20 empty] | Y | 9 | 2022
Vintage1935 | hydro | TRUE | 14539 | Passaic Valley Water Comm | 50311 | Passaic Valley Water Commission | NJ | Passaic | GEN4 | Conventional Hydroelectric | HY |  | S | X | X |  |  | 0.6 | 0.89 | 0.6 | 0.6 | 0.3 | N |  |  | OS | X | 1 | 1935 |  |  | N | IPP Non-CHP | 2 | T B B B B B: X; NG PC PC PC PC PC: WAT | [6 empty] | OVER | [20 empty] | Y | 9 | 2022
Vintage1985 | hydro | TRUE | 57280 | Eagle Creek Renewable Energy, LLC | 50312 | Pembroke Hydro | NH | Merrimack | 1 | Conventional Hydroelectric | HY |  | W | X | X | 4395 | 4395 | 2.7 | 0.9 | 0.6 | 1.2 | 0.2 | N |  |  | OP | X | 12 | 1985 |  |  | N | IPP Non-CHP | 2 | T B B B B B: X; NG PC PC PC PC PC: WAT |  |  |  | N |  |  | 10M
Vintage1982 | hydro | TRUE | 24979 | Ampersand Chasm Hydro LLC | 50315 | Chasm Hydro Partnership | NY | Franklin | 1100 | Conventional Hydroelectric | HY |  | S | X | X | Zone D | Zone D | 1 | 1 | 0.5 | 0.8 | 0.2 | N |  |  | OA | X | 3 | 1982 |  |  | N | IPP Non-CHP | 2 | T B B B B B: X; NG PC PC PC PC PC: WAT |  |  |  | N | N | 0 | 10M | [23 empty] | N
Vintage1984 | hydro | TRUE | 24979 | Ampersand Chasm Hydro LLC | 50315 | Chasm Hydro Partnership | NY | Franklin | 2600 | Conventional Hydroelectric | HY |  | S | X | X |  |  | 0.6 | 0.8 | 0.5 | 0.6 | 0.5 | N |  |  | OA | X | 10 | 1984 |  |  | N | IPP Non-CHP | 2 | T B B B B B: X; NG PC PC PC PC PC: WAT |  |  |  | N | N | 0 | 10M | [20 empty] | Y | 7 | 2022 | N
Vintage1950 | natural gas steam turbine | FALSE | 3283 | Bunge North America East LLC | 50316 | Bunge North America East LLC | IN | Adams | 3516 | Natural Gas Steam Turbine | ST |  | S | X | X |  |  | 2 | 0.9 | 2.2 | 2.2 | 1 | N |  |  | OP | X | 12 | 1950 |  |  | Y | Industrial CHP | 7 | [11 empty] | N | N |  | 1H | [23 empty] | N | N | N | bar: T B B B B B to NG PC PC PC PC PC; OG NG NG NG NG NG
Vintage1985 | hydro | TRUE | 26287 | Madera-Chowchilla Power Auth | 50322 | Site 980 65 | CA | Madera | GEN1 | Conventional Hydroelectric | HY |  | S | X | X |  |  | 2.1 | 0.9 | 2.1 | 2.1 | 0.5 | N |  |  | OP | X | 2 | 1985 |  |  | N | IPP Non-CHP | 2 | T B B B B B: X; NG PC PC PC PC PC: WAT |  |  |  | N | N | 0 | 1H | [23 empty] | N
Vintage1985 | hydro | TRUE | 15286 | Marco Power Inc | 50323 | Marco Ranch | ID | Jerome | 1 | Conventional Hydroelectric | HY |  | S | X | X |  |  | 0.3 | 0.8 | 0.3 | 0.3 | 0.1 | N |  |  | OP | X | 8 | 1985 |  |  | N | IPP Non-CHP | 2 | T B B B B B: X; NG PC PC PC PC PC: WAT | [5 empty] | 0 | 10M
Vintage1985 | hydro | TRUE | 15286 | Marco Power Inc | 50323 | Marco Ranch | ID | Jerome | 2 | Conventional Hydroelectric | HY |  | S | X | X |  |  | 0.3 | 0.8 | 0.3 | 0.3 | 0.1 | N |  |  | OP | X | 8 | 1985 |  |  | N | IPP Non-CHP | 2 | T B B B B B: X; NG PC PC PC PC PC: WAT | [5 empty] | 0 | 10M
Vintage1985 | hydro | TRUE | 15286 | Marco Power Inc | 50323 | Marco Ranch | ID | Jerome | 3 | Conventional Hydroelectric | HY |  | S | X | X |  |  | 0.3 | 0.8 | 0.3 | 0.3 | 0.1 | N |  |  | OP | X | 8 | 1985 |  |  | N | IPP Non-CHP | 2 | T B B B B B: X; NG PC PC PC PC PC: WAT | [5 empty] | 0 | 10M
Vintage1985 | hydro | TRUE | 15286 | Marco Power Inc | 50323 | Marco Ranch | ID | Jerome | 4 | Conventional Hydroelectric | HY |  | S | X | X |  |  | 0.3 | 0.8 | 0.3 | 0.3 | 0.1 | N |  |  | OP | X | 8 | 1985 |  |  | N | IPP Non-CHP | 2 | T B B B B B: X; NG PC PC PC PC PC: WAT | [5 empty] | 0 | 10M
Vintage1983 | hydro | TRUE | 57280 | Eagle Creek Renewable Energy, LLC | 50324 | Newfound Hydroelectric | NH | Grafton | 1 | Conventional Hydroelectric | HY |  | W | X | X | 4379 |  | 0.7 | 0.91 | 0.7 | 0.7 | 0.1 | N |  |  | OP | X | 12 | 1983 |  |  | N | IPP Non-CHP | 2 | T B B B B B: X; NG PC PC PC PC PC: WAT |  |  |  | N | N |  | 1H
Vintage1983 | hydro | TRUE | 57280 | Eagle Creek Renewable Energy, LLC | 50324 | Newfound Hydroelectric | NH | Grafton | 2 | Conventional Hydroelectric | HY |  | W | X | X | 4379 |  | 0.7 | 0.91 | 0.7 | 0.7 | 0.1 | N |  |  | OP | X | 12 | 1983 |  |  | N | IPP Non-CHP | 2 | T B B B B B: X; NG PC PC PC PC PC: WAT |  |  |  | N | N |  | 1H
Vintage1985 | natural gas combined cycle | FALSE | 14293 | Nalco Co | 50326 | Nalco | IL | DuPage | AT1 | Natural Gas Fired Combined Cycle | CT | CC1 | W | X | Y |  |  | 4 | 0.8 | 3 | 3.5 | 0 | N |  |  | OP | X | 11 | 1985 |  |  | Y | Commercial CHP | 5 | [11 empty] | N |  |  | 10M | [23 empty] | N | N | N | bar: T B B B B B to NG PC PC PC PC PC
Vintage1985 | natural gas combined cycle | FALSE | 14293 | Nalco Co | 50326 | Nalco | IL | DuPage | DPOX | Natural Gas Fired Combined Cycle | CA | CC1 | W | Y | X |  |  | 0.7 | 0.8 | 0.7 | 0.7 | 0 | N |  |  | OS | X | 11 | 1985 |  |  | Y | Commercial CHP | 5 | [11 empty] | N |  |  | 10M | [23 empty] | N | N | N | bar: T B B B B B to NG PC PC PC PC PC
Vintage1988 | hydro | TRUE | 64843 | Dakota County, MN | 50328 | Byllesby | MN | Dakota | 1 | Conventional Hydroelectric | HY |  | S | X | X | NSP |  | 0.8 | 1 | 0.8 | 0.8 | 0.2 | N |  |  | OP | X | 3 | 1988 |  |  | N | Electric Utility | 1 | T B B B B B: X; NG PC PC PC PC PC: WAT |  |  |  | N |  | 0 | 10M
Vintage1988 | hydro | TRUE | 64843 | Dakota County, MN | 50328 | Byllesby | MN | Dakota | 2 | Conventional Hydroelectric | HY |  | S | X | X | NSP |  | 0.8 | 1 | 0.8 | 0.8 | 0.2 | N |  |  | OP | X | 3 | 1988 |  |  | N | Electric Utility | 1 | T B B B B B: X; NG PC PC PC PC PC: WAT |  |  |  | N |  | 0 | 10M
Vintage1988 | hydro | TRUE | 64843 | Dakota County, MN | 50328 | Byllesby | MN | Dakota | 3 | Conventional Hydroelectric | HY |  | S | X | X | NSP |  | 0.9 | 1 | 0.9 | 0.9 | 0.2 | N |  |  | OP | X | 3 | 1988 |  |  | N | Electric Utility | 1 | T B B B B B: X; NG PC PC PC PC PC: WAT |  |  |  | N |  | 0 | 10M
Vintage2012 | biomass | TRUE | 10004 | King County Dept-Natural Res | 50329 | West Point Treatment Plant | WA | King | 4 | Other Waste Biomass | IC |  | S | X | X |  |  | 2.3 | 0.7 | 2.3 | 2.3 | 1.7 | N |  |  | OP | X | 6 | 2012 |  |  | Y | Commercial CHP | 5 | T B B B B B: T; NG PC PC PC PC PC: OBG |  |  |  | N | N |  | 1H | [23 empty] | N | N | N
Vintage2012 | biomass | TRUE | 10004 | King County Dept-Natural Res | 50329 | West Point Treatment Plant | WA | King | 5 | Other Waste Biomass | IC |  | S | X | X |  |  | 2.3 | 0.7 | 2.3 | 2.3 | 1.7 | N |  |  | OP | X | 6 | 2012 |  |  | Y | Commercial CHP | 5 | T B B B B B: T; NG PC PC PC PC PC: OBG |  |  |  | N | N |  | 1H | [23 empty] | N | N | N
Vintage2010 | petroleum | FALSE | 7019 | Gay & Robinson Inc | 50333 | Gay Robinson | HI | Kauai | DSL5 | Petroleum Liquids | IC |  | S | X | X |  |  | 0.5 | 0.8 | 0.5 | 0.5 | 0.2 | N |  |  | SB | N | 4 | 2010 |  |  | N | Industrial Non-CHP | 6 | T B B B B B: X; NG PC PC PC PC PC: DFO |  |  |  |  | N |  | 1H | [23 empty] | N
Vintage2010 | petroleum | FALSE | 7019 | Gay & Robinson Inc | 50333 | Gay Robinson | HI | Kauai | DSL6 | Petroleum Liquids | IC |  | S | X | X |  |  | 0.5 | 0.8 | 0.5 | 0.5 | 0.2 | N |  |  | SB | N | 4 | 2010 |  |  | N | Industrial Non-CHP | 6 | T B B B B B: X; NG PC PC PC PC PC: DFO |  |  |  |  | N |  | 1H | [23 empty] | N
Vintage1982 | hydro | FALSE | 7019 | Gay & Robinson Inc | 50333 | Gay Robinson | HI | Kauai | HYD2 | Conventional Hydroelectric | HY |  | S | X | X |  |  | 1.2 | 0.8 | 0.8 | 0.8 | 0.2 | N |  |  | OP | X | 3 | 1982 |  |  | N | Industrial Non-CHP | 6 | T B B B B B: X; NG PC PC PC PC PC: WAT | [5 empty] | 0 | 12H | [23 empty] | N
Vintage2019 | hydro | FALSE | 7019 | Gay & Robinson Inc | 50333 | Gay Robinson | HI | Kauai | HYD3 | Conventional Hydroelectric | HY |  | S | X | X |  |  | 6.5 | 0.9 | 6.5 | 6.5 | 0.5 | N |  |  | OP | X | 1 | 2019 |  |  | N | Industrial Non-CHP | 6 | T B B B B B: X; NG PC PC PC PC PC: WAT | [6 empty] | 1H
Vintage1986 | natural gas peaker | FALSE | 21690 | Moose International | 50337 | Mooseheart Power House | IL | Kane | GEN1 | Natural Gas Internal Combustion Engine | IC |  | S | X | X |  |  | 0.5 | 0.8 | 0.5 | 0.5 | 0.5 | N |  |  | SB | Y | 8 | 1986 |  |  | Y | Commercial CHP | 5 | [12 empty] | N |  | 1H | [23 empty] | N | bar: T B B B B B to NG PC PC PC PC PC
Vintage1986 | natural gas peaker | FALSE | 21690 | Moose International | 50337 | Mooseheart Power House | IL | Kane | GEN2 | Natural Gas Internal Combustion Engine | IC |  | S | X | X |  |  | 0.5 | 0.8 | 0.5 | 0.5 | 0.5 | N |  |  | SB | Y | 8 | 1986 |  |  | Y | Commercial CHP | 5 | [11 empty] | N | N |  | 1H |  |  |  | N | [19 empty] | N | bar: T B B B B B to NG PC PC PC PC PC
Vintage1986 | natural gas peaker | FALSE | 21690 | Moose International | 50337 | Mooseheart Power House | IL | Kane | GEN3 | Natural Gas Internal Combustion Engine | IC |  | S | X | X |  |  | 0.3 | 0.8 | 0.3 | 0.3 | 0.3 | N |  |  | SB | Y | 8 | 1986 |  |  | Y | Commercial CHP | 5 | [11 empty] | N | N |  | 1H |  |  |  | N | [19 empty] | N | bar: T B B B B B to NG PC PC PC PC PC
Vintage1986 | natural gas peaker | FALSE | 21690 | Moose International | 50337 | Mooseheart Power House | IL | Kane | GEN4 | Natural Gas Internal Combustion Engine | IC |  | S | X | X |  |  | 0.5 | 0.8 | 0.5 | 0.5 | 0.5 | N |  |  | SB | Y | 8 | 1986 |  |  | Y | Commercial CHP | 5 | [11 empty] | N | N |  | 1H |  |  |  | N | [19 empty] | N | bar: T B B B B B to NG PC PC PC PC PC
Vintage2006 | other | FALSE | 15237 | PCS Nitrogen LP | 50341 | PCS Nitrogen Fertilizer LP | LA | Iberville | GEN2 | All Other | ST |  | S | X | X |  |  | 10 | 0.8 | 8 | 8 | 1 | N |  |  | OS | X | 3 | 2006 |  |  | N | Industrial Non-CHP | 6 | [11 empty] | N | N |  | 1H | [20 empty] | N |  |  | N | N | N | bar: T B B B B B to NG PC PC PC PC PC; OG NG NG NG NG NG
Vintage2010 | petroleum | FALSE | 15237 | PCS Nitrogen LP | 50341 | PCS Nitrogen Fertilizer LP | LA | Iberville | GEN3 | Petroleum Liquids | IC |  | S | X | X |  |  | 2 | 0.8 | 1.8 | 1.8 | 0.1 | N |  |  | SB | Y | 10 | 2010 |  |  | N | Industrial Non-CHP | 6 | T B B B B B: X; NG PC PC PC PC PC: DFO |  |  |  | N | N |  | 10M | [20 empty] | N |  |  | N | N | N
Vintage2014 | petroleum | FALSE | 15237 | PCS Nitrogen LP | 50341 | PCS Nitrogen Fertilizer LP | LA | Iberville | GEN4 | Petroleum Liquids | IC |  | S | X | X |  |  | 2 | 0.8 | 1.8 | 1.8 | 0.1 | N |  |  | SB | Y | 10 | 2014 |  |  | N | Industrial Non-CHP | 6 | T B B B B B: X; NG PC PC PC PC PC: DFO |  |  |  | N | N |  | 10M | [20 empty] | N |  |  | N | N | N
Vintage1992 | hydro | TRUE | 8530 | HYPOWER INC | 50350 | Forks of Butte Hydro Project | CA | Butte | GEN1 | Conventional Hydroelectric | HY |  | S | X | X |  |  | 14.5 | 0.9 | 14.5 | 14.5 | 0.7 | N |  |  | OP | X | 3 | 1992 |  |  | N | IPP Non-CHP | 2 | T B B B B B: X; NG PC PC PC PC PC: WAT |  |  |  | N | N | 0 | 1H | [23 empty] | N
Vintage1987 | hydro | TRUE | 24793 | Briar-Hydro Associates | 50351 | Rolfe Canal Hydro | NH | Merrimack | 1 | Conventional Hydroelectric | HY |  | S | X | X |  |  | 4.3 | 0.9 | 4.3 | 4.3 | 0.2 | N |  |  | OP | X | 12 | 1987 |  |  | N | IPP Non-CHP | 2 | T B B B B B: X; NG PC PC PC PC PC: WAT |  |  |  | N | N | 0 | 1H | [23 empty] | N
Vintage1987 | hydro | TRUE | 12850 | Monterey Cnty Water Res Agency | 50352 | Nacimiento Hydro Project | CA | San Luis Obispo | 1 | Conventional Hydroelectric | HY |  | S | X | X |  |  | 4 | 0.9 | 3.7 | 3.6 | 0.7 | N |  |  | OP | X | 7 | 1987 |  |  | N | IPP Non-CHP | 2 | T B B B B B: X; NG PC PC PC PC PC: WAT |  |  |  | N | N |  | 1H | [23 empty] | N
Vintage1987 | hydro | TRUE | 12850 | Monterey Cnty Water Res Agency | 50352 | Nacimiento Hydro Project | CA | San Luis Obispo | 2 | Conventional Hydroelectric | HY |  | S | X | X |  |  | 0.4 | 1 | 0.3 | 0.3 | 0.1 | N |  |  | OP | X | 7 | 1987 |  |  | N | IPP Non-CHP | 2 | T B B B B B: X; NG PC PC PC PC PC: WAT |  |  |  | N | N |  | 1H | [23 empty] | N
Vintage1983 | hydro | TRUE | 24793 | Briar-Hydro Associates | 50353 | Penacook Lower Falls | NH | Merrimack | 1 | Conventional Hydroelectric | HY |  | S | X | X |  |  | 4.6 | 0.9 | 4.6 | 4.6 | 0.1 | N |  |  | OP | X | 8 | 1983 |  |  | N | IPP Non-CHP | 2 | T B B B B B: X; NG PC PC PC PC PC: WAT |  |  |  | N |  | 0 | 1H | [23 empty] | N
Vintage1987 | hydro | TRUE | 57280 | Eagle Creek Renewable Energy, LLC | 50354 | Newport Hydro | NY | Herkimer | 1 | Conventional Hydroelectric | HY |  | W | X | X | 23633 | 23633 | 0.8 | 0.8 | 0.8 | 0.8 | 0.2 | N |  |  | OP | X | 12 | 1987 |  |  | N | IPP Non-CHP | 2 | T B B B B B: X; NG PC PC PC PC PC: WAT |  |  |  | N |  | 0 | 1H
Vintage1987 | hydro | TRUE | 57280 | Eagle Creek Renewable Energy, LLC | 50354 | Newport Hydro | NY | Herkimer | 2 | Conventional Hydroelectric | HY |  | W | X | X | 23633 | 23633 | 0.8 | 0.8 | 0.8 | 0.8 | 0.2 | N |  |  | OP | X | 12 | 1987 |  |  | N | IPP Non-CHP | 2 | T B B B B B: X; NG PC PC PC PC PC: WAT |  |  |  | N |  | 0 | 1H
Vintage1987 | hydro | TRUE | 57280 | Eagle Creek Renewable Energy, LLC | 50354 | Newport Hydro | NY | Herkimer | 3 | Conventional Hydroelectric | HY |  | W | X | X | 23633 | 23633 | 0.1 | 0.8 | 0.1 | 0.1 | 0 | N |  |  | OP | X | 12 | 1987 |  |  | N | IPP Non-CHP | 2 | T B B B B B: X; NG PC PC PC PC PC: WAT |  |  |  | N |  | 0 | 1H
Vintage1958 | natural gas steam turbine | FALSE | 62972 | Bluestone Coke LLC | 50359 | Sloss Industries Corp | AL | Jefferson | 10 | Natural Gas Steam Turbine | ST |  | S | X | X |  |  | 12.5 | 0.8 | 8.5 | 7.5 | 3 | N |  |  | OS | X | 5 | 1958 |  |  | Y | Industrial CHP | 7 | T B B B B B: B; NG PC PC PC PC PC: NG; OG NG NG NG NG NG: OG; OG NG NG NG NG NG: OG |  |  |  | N | N |  | 12H | [23 empty] | N | N
Vintage1958 | natural gas steam turbine | FALSE | 62972 | Bluestone Coke LLC | 50359 | Sloss Industries Corp | AL | Jefferson | 9 | Natural Gas Steam Turbine | ST |  | S | X | X |  |  | 12.5 | 0.8 | 7.5 | 6.5 | 3 | N |  |  | OS | X | 5 | 1958 |  |  | Y | Industrial CHP | 7 | T B B B B B: B; NG PC PC PC PC PC: NG; OG NG NG NG NG NG: OG; OG NG NG NG NG NG: OG |  |  |  | N | N |  | 12H | [23 empty] | N | N
Vintage1989 | hydro | TRUE | 14243 | Owyhee Irrigation District | 50360 | Michell Butte Power Project | OR | Malheur | GEN1 | Conventional Hydroelectric | HY |  | S | X | X |  |  | 1.8 | 0.8 | 1.8 | 1.8 | 0.4 | N |  |  | OP | X | 5 | 1989 |  |  | N | IPP Non-CHP | 2 | T B B B B B: X; NG PC PC PC PC PC: WAT | [6 empty] | 10M
Vintage1985 | hydro | TRUE | 14243 | Owyhee Irrigation District | 50361 | Owyhee Dam Power Project | OR | Malheur | GEN1 | Conventional Hydroelectric | HY |  | S | X | X |  |  | 4.3 | 1 | 2.9 | 2.9 | 0.8 | N |  |  | OP | X | 8 | 1985 |  |  | N | IPP Non-CHP | 2 | T B B B B B: X; NG PC PC PC PC PC: WAT | [6 empty] | 10M
Vintage1993 | hydro | TRUE | 14243 | Owyhee Irrigation District | 50362 | Tunnel 1 Power Project | OR | Malheur | GEN1 | Conventional Hydroelectric | HY |  | S | X | X |  |  | 7 | 1 | 6.7 | 6.4 | 1 | N |  |  | SB | Y | 6 | 1993 |  |  | N | IPP Non-CHP | 2 | T B B B B B: X; NG PC PC PC PC PC: WAT |  |  |  | N |  |  | 10M
Vintage1987 | biomass | TRUE | 55960 | Mesquite Lake Energy Park | 50363 | Mesquite Lake Energy Park Plant 2 | CA | Imperial | L313 | Wood/Wood Waste Biomass | ST |  | S | X | X |  |  | 21 | 1 | 15.5 | 15.5 | 0 | N |  |  | OS | X | 11 | 1987 |  |  | N | IPP Non-CHP | 2 | T B B B B B: X; NG PC PC PC PC PC: WDS; OG NG NG NG NG NG: NG |  |  |  | N |  |  | OVER | [23 empty] | N | N | N
Vintage2005 | biomass | TRUE | 56889 | Rhode Island LFG Genco | 50365 | Ridgewood Providence Power | RI | Providence | PH21 | Landfill Gas | IC |  | S | X | X | 10959 | 10959 | 1.6 | 0.8 | 1.5 | 1.5 | 1.5 | N |  |  | OA | X | 8 | 2005 |  |  | N | IPP Non-CHP | 2 | T B B B B B: X; NG PC PC PC PC PC: LFG |  |  |  | N |  |  | 1H | [23 empty] | N | N
Vintage2005 | biomass | TRUE | 56889 | Rhode Island LFG Genco | 50365 | Ridgewood Providence Power | RI | Providence | PH22 | Landfill Gas | IC |  | S | X | X | 10959 | 10959 | 1.6 | 0.8 | 1.5 | 1.5 | 1.5 | N |  |  | OA | X | 8 | 2005 |  |  | N | IPP Non-CHP | 2 | T B B B B B: X; NG PC PC PC PC PC: LFG |  |  |  | N |  |  | 1H | [23 empty] | N | N
Vintage2005 | biomass | TRUE | 56889 | Rhode Island LFG Genco | 50365 | Ridgewood Providence Power | RI | Providence | PH23 | Landfill Gas | IC |  | S | X | X | 10959 | 10959 | 1.6 | 0.8 | 1.5 | 1.5 | 1.5 | N |  |  | OA | X | 8 | 2005 |  |  | N | IPP Non-CHP | 2 | T B B B B B: X; NG PC PC PC PC PC: LFG |  |  |  | N |  |  | 1H | [23 empty] | N | N
Vintage2005 | biomass | TRUE | 56889 | Rhode Island LFG Genco | 50365 | Ridgewood Providence Power | RI | Providence | PH24 | Landfill Gas | IC |  | S | X | X | 10959 | 10959 | 1.6 | 0.8 | 1.5 | 1.5 | 1.5 | N |  |  | OA | X | 8 | 2005 |  |  | N | IPP Non-CHP | 2 | T B B B B B: X; NG PC PC PC PC PC: LFG |  |  |  | N |  |  | 1H | [23 empty] | N
Vintage1962 | natural gas steam turbine | FALSE | 19564 | University of Notre Dame | 50366 | University of Notre Dame | IN | St Joseph | GEN1 | Natural Gas Steam Turbine | ST |  | S | X | X |  |  | 3 | 0.8 | 3 | 3 | 0.5 | N |  |  | OP | X | 6 | 1962 |  |  | Y | Commercial CHP | 5 | T B B B B B: T; NG PC PC PC PC PC: NG; OG NG NG NG NG NG: DFO; OG NG NG NG NG NG: NG | DFO |  |  | N | N |  | 12H | [23 empty] | Y | Y | Y
Vintage1952 | natural gas steam turbine | FALSE | 19564 | University of Notre Dame | 50366 | University of Notre Dame | IN | St Joseph | GEN2 | Natural Gas Steam Turbine | ST |  | S | X | X |  |  | 1.7 | 0.8 | 1.7 | 1.7 | 0.5 | N |  |  | OP | X | 7 | 1952 |  |  | Y | Commercial CHP | 5 | T B B B B B: T; NG PC PC PC PC PC: NG; OG NG NG NG NG NG: DFO; OG NG NG NG NG NG: NG | DFO |  |  | N | N |  | 12H | [23 empty] | Y | Y | Y
Vintage1952 | petroleum | FALSE | 19564 | University of Notre Dame | 50366 | University of Notre Dame | IN | St Joseph | GEN3 | Petroleum Liquids | IC |  | S | X | X |  |  | 1 | 0.8 | 1 | 1 | 0.3 | N |  |  | SB | Y | 7 | 1952 |  |  | N | Commercial CHP | 5 | T B B B B B: X; NG PC PC PC PC PC: DFO |  |  |  | N | N |  | 10M | [23 empty] | N | N | N
Vintage1952 | petroleum | FALSE | 19564 | University of Notre Dame | 50366 | University of Notre Dame | IN | St Joseph | GEN4 | Petroleum Liquids | IC |  | S | X | X |  |  | 1 | 0.8 | 1 | 1 | 0.3 | N |  |  | SB | Y | 7 | 1952 |  |  | N | Commercial CHP | 5 | T B B B B B: X; NG PC PC PC PC PC: DFO |  |  |  | N | N |  | 10M | [23 empty] | N |  | N
Vintage1956 | natural gas steam turbine | FALSE | 19564 | University of Notre Dame | 50366 | University of Notre Dame | IN | St Joseph | GEN5 | Natural Gas Steam Turbine | ST |  | S | X | X |  |  | 2 | 0.8 | 2 | 2 | 0.5 | N |  |  | OP | X | 9 | 1956 |  |  | Y | Commercial CHP | 5 | T B B B B B: T; NG PC PC PC PC PC: NG; OG NG NG NG NG NG: DFO; OG NG NG NG NG NG: NG | DFO |  |  | N | N |  | 12H | [23 empty] | Y | Y | Y
Vintage1967 | natural gas steam turbine | FALSE | 19564 | University of Notre Dame | 50366 | University of Notre Dame | IN | St Joseph | GEN6 | Natural Gas Steam Turbine | ST |  | S | X | X |  |  | 5 | 0.8 | 5 | 5 | 0.5 | N |  |  | OP | X | 2 | 1967 |  |  | Y | Commercial CHP | 5 | T B B B B B: T; NG PC PC PC PC PC: NG; OG NG NG NG NG NG: DFO; OG NG NG NG NG NG: NG | DFO |  |  | N | N |  | 12H | [23 empty] | Y | Y | Y
Vintage2000 | natural gas steam turbine | FALSE | 19564 | University of Notre Dame | 50366 | University of Notre Dame | IN | St Joseph | GEN7 | Natural Gas Steam Turbine | ST |  | S | X | X |  |  | 9.4 | 0.8 | 9.4 | 9.4 | 0.5 | N |  |  | OP | X | 3 | 2000 |  |  | Y | Commercial CHP | 5 | T B B B B B: T; NG PC PC PC PC PC: NG; OG NG NG NG NG NG: DFO; OG NG NG NG NG NG: NG | DFO |  |  | N | N |  | 12H | [23 empty] | Y | Y | Y
Vintage2006 | petroleum | FALSE | 19564 | University of Notre Dame | 50366 | University of Notre Dame | IN | St Joseph | GEN8 | Petroleum Liquids | IC |  | S | X | X |  |  | 1.9 | 0.8 | 1.7 | 1.8 | 0.1 | N |  |  | OP | X | 10 | 2006 |  |  | N | Commercial CHP | 5 | T B B B B B: X; NG PC PC PC PC PC: DFO |  |  |  | N |  |  | 10M | [23 empty] | N | N
Vintage2006 | petroleum | FALSE | 19564 | University of Notre Dame | 50366 | University of Notre Dame | IN | St Joseph | GEN9 | Petroleum Liquids | IC |  | S | X | X |  |  | 1.9 | 0.8 | 1.7 | 1.8 | 0.1 | N |  |  | OP | X | 10 | 2006 |  |  | N | Commercial CHP | 5 | T B B B B B: X; NG PC PC PC PC PC: DFO |  |  |  | N |  |  | 10M | [23 empty] | N | N
Vintage2006 | petroleum | FALSE | 19564 | University of Notre Dame | 50366 | University of Notre Dame | IN | St Joseph | GN10 | Petroleum Liquids | IC |  | S | X | X |  |  | 1.9 | 0.8 | 1.7 | 1.8 | 0.1 | N |  |  | OP | X | 10 | 2006 |  |  | N | Commercial CHP | 5 | T B B B B B: X; NG PC PC PC PC PC: DFO |  |  |  | N | N |  | 10M | [23 empty] | N | N
Vintage2019 | natural gas peaker | FALSE | 19564 | University of Notre Dame | 50366 | University of Notre Dame | IN | St Joseph | GT1 | Natural Gas Fired Combustion Turbine | GT |  | S | X | X |  |  | 5.4 | 0.8 | 5.6 | 4.7 | 2.7 | N |  |  | OP | X | 6 | 2019 |  |  | Y | Commercial CHP | 5 | [11 empty] | N | N |  | 1H | [23 empty] | N | N | N | bar: T B B B B B to NG PC PC PC PC PC
Vintage2019 | natural gas peaker | FALSE | 19564 | University of Notre Dame | 50366 | University of Notre Dame | IN | St Joseph | GT2 | Natural Gas Fired Combustion Turbine | GT |  | S | X | X |  |  | 5.4 | 0.8 | 5.6 | 4.7 | 2.7 | N |  |  | OP | X | 6 | 2019 |  |  | Y | Commercial CHP | 5 | [11 empty] | N | N |  | 1H | [23 empty] | N | N | bar: T B B B B B to NG PC PC PC PC PC
Vintage2009 | natural gas combined cycle | FALSE | 21508 | Cornell University | 50368 | Cornell University Central Heat | NY | Tompkins | CT1 | Natural Gas Fired Combined Cycle | CT | CT1 | S | X | N |  |  | 15 | 0.8 | 12.3 | 14.5 | 8 | N |  |  | OP | X | 12 | 2009 |  |  | Y | Commercial CHP | 5 | T B B B B B: T; NG PC PC PC PC PC: NG; OG NG NG NG NG NG: DFO |  |  |  | N | N |  | 1H | [20 empty] | N |  |  | Y | N | Y
Vintage2009 | natural gas combined cycle | FALSE | 21508 | Cornell University | 50368 | Cornell University Central Heat | NY | Tompkins | CT2 | Natural Gas Fired Combined Cycle | CT | CT2 | S | X | N |  |  | 15 | 0.8 | 12.3 | 14.5 | 8 | N |  |  | OP | X | 12 | 2009 |  |  | Y | Commercial CHP | 5 | T B B B B B: T; NG PC PC PC PC PC: NG; OG NG NG NG NG NG: DFO |  |  |  | N | N |  | 1H | [20 empty] | N |  |  | Y | N | Y
Vintage2009 | petroleum | FALSE | 21508 | Cornell University | 50368 | Cornell University Central Heat | NY | Tompkins | EDG1 | Petroleum Liquids | IC |  | S | X | X |  |  | 1 | 0.8 | 0.9 | 1 | 0.3 | N |  |  | SB | Y | 12 | 2009 |  |  | N | Commercial CHP | 5 | T B B B B B: X; NG PC PC PC PC PC: DFO |  |  |  | N | N |  | 10M | [20 empty] | N |  |  | N | N | N
Vintage2009 | petroleum | FALSE | 21508 | Cornell University | 50368 | Cornell University Central Heat | NY | Tompkins | EDG2 | Petroleum Liquids | IC |  | S | X | X |  |  | 1 | 0.8 | 0.9 | 1 | 0.3 | N |  |  | SB | Y | 12 | 2009 |  |  | N | Commercial CHP | 5 | T B B B B B: X; NG PC PC PC PC PC: DFO |  |  |  |  | N |  | 10M | [23 empty] | N | N | N
Vintage1988 | natural gas combined cycle | FALSE | 21508 | Cornell University | 50368 | Cornell University Central Heat | NY | Tompkins | TG1 | Natural Gas Fired Combined Cycle | CA | CT1 | S | Y | X |  |  | 1.8 | 0.8 | 1 | 1.8 | 0.2 | N |  |  | SB | Y | 7 | 1988 |  |  | Y | Commercial CHP | 5 | T B B B B B: B; NG PC PC PC PC PC: NG; OG NG NG NG NG NG: DFO |  |  |  | N |  |  | 12H |  |  |  |  | N | [18 empty] | N | N | N
Vintage1988 | natural gas combined cycle | FALSE | 21508 | Cornell University | 50368 | Cornell University Central Heat | NY | Tompkins | TG2 | Natural Gas Fired Combined Cycle | CA | CT2 | S | Y | X |  |  | 5.7 | 0.8 | 5.3 | 5.7 | 0.4 | N |  |  | OP | X | 10 | 1988 |  |  | Y | Commercial CHP | 5 | T B B B B B: B; NG PC PC PC PC PC: NG; OG NG NG NG NG NG: DFO |  |  |  | N |  |  | 12H |  |  |  |  | N | [18 empty] | N | N | N
Vintage1986 | natural gas peaker | TRUE | 13875 | Energy Center Paxton LLC | 50373 | Paxton Creek Cogeneration | PA | Dauphin | GEN1 | Natural Gas Internal Combustion Engine | IC |  | S | X | X | PJM West | PJM West | 6.3 | 0.96 | 6 | 6 | 2 | N |  |  | SB | Y | 8 | 1986 |  |  | Y | IPP CHP | 3 | T B B B B B: T; NG PC PC PC PC PC: NG; OG NG NG NG NG NG: DFO; OG NG NG NG NG NG: DFO |  |  |  | N | N |  | 1H | [20 empty] | N |  |  | Y | Y | Y
Vintage1986 | natural gas peaker | TRUE | 13875 | Energy Center Paxton LLC | 50373 | Paxton Creek Cogeneration | PA | Dauphin | GEN2 | Natural Gas Internal Combustion Engine | IC |  | S | X | X | PJM West | PJM West | 6.3 | 0.96 | 6 | 6 | 2 | N |  |  | SB | Y | 8 | 1986 |  |  | Y | IPP CHP | 3 | T B B B B B: T; NG PC PC PC PC PC: NG; OG NG NG NG NG NG: DFO; OG NG NG NG NG NG: DFO |  |  |  | N | N |  | 1H | [20 empty] | N |  |  | Y | Y | Y
Vintage1987 | hydro | TRUE | 30076 | Calleguas Mun Water District | 50375 | East Portal Generator | CA | Los Angeles | GEN1 | Conventional Hydroelectric | HY |  | S | X | X |  |  | 1.2 | 1 | 1.2 | 1.2 | 0.3 | N |  |  | OP | X | 1 | 1987 |  |  | N | IPP Non-CHP | 2 | T B B B B B: X; NG PC PC PC PC PC: WAT |  |  |  | N | N | 0 | 1H | [23 empty] | N
Vintage1936 | hydro | TRUE | 42892 | City of Spokane | 50380 | Upriver Dam Hydro Plant | WA | Spokane | GEN1 | Conventional Hydroelectric | HY |  | S | X | X |  |  | 2 | 0.9 | 0.5 | 1.5 | 0.2 | N |  |  | OP | X | 1 | 1936 |  |  | N | IPP Non-CHP | 2 | T B B B B B: X; NG PC PC PC PC PC: WAT |  |  |  | N | N | 0 | 1H | [23 empty] | N
Vintage1936 | hydro | TRUE | 42892 | City of Spokane | 50380 | Upriver Dam Hydro Plant | WA | Spokane | GEN2 | Conventional Hydroelectric | HY |  | S | X | X |  |  | 2 | 0.9 | 0.5 | 1.5 | 0.2 | N |  |  | OP | X | 1 | 1936 |  |  | N | IPP Non-CHP | 2 | T B B B B B: X; NG PC PC PC PC PC: WAT |  |  |  | N | N | 0 | 1H
Vintage1936 | hydro | TRUE | 42892 | City of Spokane | 50380 | Upriver Dam Hydro Plant | WA | Spokane | GEN3 | Conventional Hydroelectric | HY |  | S | X | X |  |  | 2 | 0.9 | 0.5 | 1.5 | 0.2 | N |  |  | OP | X | 1 | 1936 |  |  | N | IPP Non-CHP | 2 | T B B B B B: X; NG PC PC PC PC PC: WAT |  |  |  | N | N | 0 | 1H
Vintage1984 | hydro | TRUE | 42892 | City of Spokane | 50380 | Upriver Dam Hydro Plant | WA | Spokane | GEN4 | Conventional Hydroelectric | HY |  | S | X | X |  |  | 5.8 | 0.9 | 1.5 | 5 | 0.5 | N |  |  | OP | X | 6 | 1984 |  |  | N | IPP Non-CHP | 2 | T B B B B B: X; NG PC PC PC PC PC: WAT | [5 empty] | 0 | 12H
Vintage1984 | hydro | TRUE | 42892 | City of Spokane | 50380 | Upriver Dam Hydro Plant | WA | Spokane | GEN5 | Conventional Hydroelectric | HY |  | S | X | X |  |  | 5.8 | 0.9 | 1.5 | 5 | 0.5 | N |  |  | OP | X | 6 | 1984 |  |  | N | IPP Non-CHP | 2 | T B B B B B: X; NG PC PC PC PC PC: WAT | [5 empty] | 0 | 12H
Vintage1988 | hydro | TRUE | 20032 | Walla Walla City of | 50382 | Twin Reservoirs | WA | Walla Walla | GEN1 | Conventional Hydroelectric | HY |  | S | X | X |  |  | 2.2 | 0.9 | 1.8 | 1.5 | 0.4 | N |  |  | OP | X | 4 | 1988 |  |  | N | IPP Non-CHP | 2 | T B B B B B: X; NG PC PC PC PC PC: WAT |  |  |  | N | N |  | 1H | [20 empty] | N |  |  | N | N | N
Vintage1985 | hydro | TRUE | 57280 | Eagle Creek Renewable Energy, LLC | 50384 | Gregg Falls | NH | Hillsborough | 1 | Conventional Hydroelectric | HY |  | W | X | X | 4397 | 4397 | 2.2 | 0.9 | 2.1 | 2.1 | 0.3 | N |  |  | OP | X | 12 | 1985 |  |  | N | IPP Non-CHP | 2 | T B B B B B: X; NG PC PC PC PC PC: WAT |  |  |  | N |  |  | 10M
Vintage1985 | hydro | TRUE | 57280 | Eagle Creek Renewable Energy, LLC | 50384 | Gregg Falls | NH | Hillsborough | 2 | Conventional Hydroelectric | HY |  | W | X | X | 4397 | 4397 | 1.3 | 0.9 | 1.3 | 1.3 | 0.2 | N |  |  | OP | X | 12 | 1985 |  |  | N | IPP Non-CHP | 2 | T B B B B B: X; NG PC PC PC PC PC: WAT |  |  |  | N |  |  | 10M
Vintage1993 | natural gas combined cycle | TRUE | 55846 | Newark Bay Cogeneration Partnership LP | 50385 | Newark Bay Cogeneration Partnership LP | NJ | Essex | GEN1 | Natural Gas Fired Combined Cycle | CT | CC1 | S | X | N | 93173 | 93173 | 55 | 0.85 | 120.2 | 136.2 | 27 | N |  |  | OP | X | 9 | 1993 | 5 | 2022 | N | IPP Non-CHP | 2 | [11 empty] | N | N |  | 12H | [20 empty] | N |  |  | N | N | N | bar: T B B B B B to NG PC PC PC PC PC
Vintage1993 | natural gas combined cycle | TRUE | 55846 | Newark Bay Cogeneration Partnership LP | 50385 | Newark Bay Cogeneration Partnership LP | NJ | Essex | GEN2 | Natural Gas Fired Combined Cycle | CT | CC1 | S | X | N | 93173 | 93173 | 55 | 0.85 |  |  | 27 | N |  |  | OP | X | 9 | 1993 | 5 | 2022 | N | IPP Non-CHP | 2 | [11 empty] | N | N |  | 12H | [20 empty] | N |  |  | N | N | N | bar: T B B B B B to NG PC PC PC PC PC
Vintage1993 | natural gas combined cycle | TRUE | 55846 | Newark Bay Cogeneration Partnership LP | 50385 | Newark Bay Cogeneration Partnership LP | NJ | Essex | GEN3 | Natural Gas Fired Combined Cycle | CA | CC1 | S | N | X | 93173 | 93173 | 42 | 0.85 |  |  | 10 | N |  |  | OP | X | 9 | 1993 | 5 | 2022 | N | IPP Non-CHP | 2 | [11 empty] | N | N |  | 12H | [20 empty] | N |  |  | N | N | N | bar: T B B B B B to NG PC PC PC PC PC
Vintage1983 | petroleum | FALSE | 4208 | Phillips 66 Company | 50388 | Phillips 66 Carbon Plant | CA | Contra Costa | GEN1 | Petroleum Coke | ST |  | S | X | X |  |  | 27.3 | 0.85 | 20 | 20 | 2 | N |  |  | OP | X | 12 | 1983 | 12 | 2023 | Y | Industrial CHP | 7 | T B B B B B: B; NG PC PC PC PC PC: PC; OG NG NG NG NG NG: NG |  |  |  | N | N |  | OVER |  |  |  | Y | Y | N | [17 empty] | N | N | N
Vintage1990 | natural gas peaker | FALSE | 15173 | Placid Refining Co LLC | 50389 | Port Allen (LA) | LA | West Baton Rouge | GEN1 | Natural Gas Fired Combustion Turbine | GT |  | S | X | X |  |  | 3.8 | 0.9 | 3.5 | 3.5 | 2 | N |  |  | OP | X | 5 | 1990 |  |  | Y | Industrial CHP | 7 | [11 empty] | N | N | 0 | 10M | [23 empty] | N | N | N | bar: T B B B B B to NG PC PC PC PC PC; OG NG NG NG NG NG
Vintage1990 | natural gas peaker | FALSE | 15173 | Placid Refining Co LLC | 50389 | Port Allen (LA) | LA | West Baton Rouge | GEN2 | Natural Gas Fired Combustion Turbine | GT |  | S | X | X |  |  | 3.8 | 0.9 | 3.5 | 3.5 | 2 | N |  |  | OP | X | 5 | 1990 |  |  | Y | Industrial CHP | 7 | [11 empty] | N | N | 0 | 10M | [23 empty] | N | N | N | bar: T B B B B B to NG PC PC PC PC PC; OG NG NG NG NG NG
Vintage1998 | petroleum | FALSE | 22199 | U S Air Force-Eielson AFB | 50392 | Eielson AFB Central Heat & Power Plant | AK | Fairbanks North Star | DG01 | Petroleum Liquids | IC |  | S | X | X |  |  | 1.5 | 0.8 | 1.4 | 1.4 | 0.3 | N |  |  | SB | Y | 11 | 1998 |  |  | N | Commercial CHP | 5 | T B B B B B: X; NG PC PC PC PC PC: DFO |  |  |  | N | N |  | 10M | [23 empty] | N | N | N
Vintage1998 | petroleum | FALSE | 22199 | U S Air Force-Eielson AFB | 50392 | Eielson AFB Central Heat & Power Plant | AK | Fairbanks North Star | DG02 | Petroleum Liquids | IC |  | S | X | X |  |  | 1.5 | 0.8 | 1.4 | 1.4 | 0.3 | N |  |  | SB | Y | 11 | 1998 |  |  | N | Commercial CHP | 5 | T B B B B B: X; NG PC PC PC PC PC: DFO |  |  |  | N | N |  | 10M | [23 empty] | N | N | N
Vintage1998 | petroleum | FALSE | 22199 | U S Air Force-Eielson AFB | 50392 | Eielson AFB Central Heat & Power Plant | AK | Fairbanks North Star | DG03 | Petroleum Liquids | IC |  | S | X | X |  |  | 1.5 | 0.8 | 1.4 | 1.4 | 0.3 | N |  |  | SB | Y | 11 | 1998 |  |  | N | Commercial CHP | 5 | T B B B B B: X; NG PC PC PC PC PC: DFO |  |  |  | N | N |  | 10M | [23 empty] | N | N | N
Vintage1998 | petroleum | FALSE | 22199 | U S Air Force-Eielson AFB | 50392 | Eielson AFB Central Heat & Power Plant | AK | Fairbanks North Star | DG04 | Petroleum Liquids | IC |  | S | X | X |  |  | 1.5 | 0.8 | 1.4 | 1.4 | 0.3 | N |  |  | SB | Y | 11 | 1998 |  |  | N | Commercial CHP | 5 | T B B B B B: X; NG PC PC PC PC PC: DFO |  |  |  | N | N |  | 10M | [23 empty] | N |  | N
Vintage1952 | hard coal | FALSE | 22199 | U S Air Force-Eielson AFB | 50392 | Eielson AFB Central Heat & Power Plant | AK | Fairbanks North Star | TG1 | Conventional Steam Coal | ST |  | S | X | X |  |  | 2.5 | 0.8 | 0.5 | 2.2 | 0.5 | N |  |  | OP | X | 10 | 1952 |  |  | Y | Commercial CHP | 5 | T B B B B B: T; NG PC PC PC PC PC: SUB; OG NG NG NG NG NG: SUB |  |  |  | N | N |  | 12H |  |  | Y |  | Y | [18 empty] | N |  | N
Vintage1952 | hard coal | FALSE | 22199 | U S Air Force-Eielson AFB | 50392 | Eielson AFB Central Heat & Power Plant | AK | Fairbanks North Star | TG2 | Conventional Steam Coal | ST |  | S | X | X |  |  | 2.5 | 0.8 | 0.5 | 2.2 | 0.5 | N |  |  | OP | X | 10 | 1952 |  |  | Y | Commercial CHP | 5 | T B B B B B: T; NG PC PC PC PC PC: SUB; OG NG NG NG NG NG: SUB |  |  |  | N | N |  | 12H |  |  | Y |  | Y | [18 empty] | N |  | N
Vintage1955 | hard coal | FALSE | 22199 | U S Air Force-Eielson AFB | 50392 | Eielson AFB Central Heat & Power Plant | AK | Fairbanks North Star | TG3 | Conventional Steam Coal | ST |  | S | X | X |  |  | 5 | 0.8 | 5 | 5 | 1 | N |  |  | OP | X | 8 | 1955 |  |  | Y | Commercial CHP | 5 | T B B B B B: T; NG PC PC PC PC PC: SUB; OG NG NG NG NG NG: SUB |  |  |  | N | N |  | 12H |  | N | Y |  | Y | [18 empty] | N | N | N
Vintage1969 | hard coal | FALSE | 22199 | U S Air Force-Eielson AFB | 50392 | Eielson AFB Central Heat & Power Plant | AK | Fairbanks North Star | TG4 | Conventional Steam Coal | ST |  | S | X | X |  |  | 5 | 0.8 | 5 | 5 | 1 | N |  |  | OP | X | 6 | 1969 |  |  | Y | Commercial CHP | 5 | T B B B B B: T; NG PC PC PC PC PC: SUB; OG NG NG NG NG NG: SUB |  |  |  | N | N |  | 12H |  | N | Y |  | Y | [18 empty] | N | N | N
Vintage1987 | hard coal | FALSE | 22199 | U S Air Force-Eielson AFB | 50392 | Eielson AFB Central Heat & Power Plant | AK | Fairbanks North Star | TG5 | Conventional Steam Coal | ST |  | S | X | X |  |  | 10 | 0.8 | 9 | 9.5 | 3 | N |  |  | OP | X | 10 | 1987 |  |  | Y | Commercial CHP | 5 | T B B B B B: T; NG PC PC PC PC PC: SUB; OG NG NG NG NG NG: SUB |  |  |  | N | N |  | 12H |  | N | Y |  | Y | [18 empty] | N | N | N
Vintage1986 | hydro | TRUE | 25438 | Friant Power Authority | 50393 | Friant Hydro Facility | CA | Fresno | FR1 | Conventional Hydroelectric | HY |  | S | X | X |  |  | 18.4 | 0.9 | 20 | 20 | 1 | N |  |  | OP | X | 1 | 1986 |  |  | N | IPP Non-CHP | 2 | T B B B B B: X; NG PC PC PC PC PC: WAT |  |  |  | N |  | 0 | 10M | [23 empty] | N
Vintage1985 | hydro | TRUE | 25438 | Friant Power Authority | 50393 | Friant Hydro Facility | CA | Fresno | M1 | Conventional Hydroelectric | HY |  | S | X | X |  |  | 9.8 | 0.9 | 9.8 | 9.8 | 1 | N |  |  | OP | X | 7 | 1985 |  |  | N | IPP Non-CHP | 2 | T B B B B B: X; NG PC PC PC PC PC: WAT |  |  |  | N |  | 0 | 10M | [23 empty] | N
Vintage1985 | hydro | TRUE | 25438 | Friant Power Authority | 50393 | Friant Hydro Facility | CA | Fresno | RO1 | Conventional Hydroelectric | HY |  | S | X | X |  |  | 2.4 | 0.84 | 2.3 | 2.3 | 0.5 | N |  |  | OP | X | 4 | 1985 |  |  | N | IPP Non-CHP | 2 | T B B B B B: X; NG PC PC PC PC PC: WAT |  |  |  | N |  | 0 | 10M | [23 empty] | N
Vintage2017 | hydro | TRUE | 25438 | Friant Power Authority | 50393 | Friant Hydro Facility | CA | Fresno | RO2 | Conventional Hydroelectric | HY |  | S | X | X |  |  | 6.9 | 0.9 | 7.3 | 7.3 | 0.5 | N |  |  | OP | X | 6 | 2017 |  |  | N | IPP Non-CHP | 2 | T B B B B B: X; NG PC PC PC PC PC: WAT |  |  |  | N |  |  | 1H | [23 empty] | N
Vintage1917 | hydro | FALSE | 5033 | Domtar Industries Inc | 50395 | Georgia-Pacific Corp - Nekoosa Mill | WI | Wood | HY1 | Conventional Hydroelectric | HY |  | S | X | X |  |  | 0.8 | 0.8 | 0.8 | 0.7 | 0.4 | N |  |  | OP | X | 1 | 1917 |  |  | N | Industrial CHP | 7 | T B B B B B: X; NG PC PC PC PC PC: WAT |  |  |  | N |  |  | 1H | [23 empty] | N
Vintage1917 | hydro | FALSE | 5033 | Domtar Industries Inc | 50395 | Georgia-Pacific Corp - Nekoosa Mill | WI | Wood | HY2 | Conventional Hydroelectric | HY |  | S | X | X |  |  | 0.8 | 0.8 | 0.8 | 0.7 | 0.4 | N |  |  | OP | X | 1 | 1917 |  |  | N | Industrial CHP | 7 | T B B B B B: X; NG PC PC PC PC PC: WAT | [6 empty] | 1H | [23 empty] | N
Vintage1923 | hydro | FALSE | 5033 | Domtar Industries Inc | 50395 | Georgia-Pacific Corp - Nekoosa Mill | WI | Wood | HY3 | Conventional Hydroelectric | HY |  | S | X | X |  |  | 0.8 | 0.8 | 0.8 | 0.7 | 0.4 | N |  |  | OP | X | 1 | 1923 |  |  | N | Industrial CHP | 7 | T B B B B B: X; NG PC PC PC PC PC: WAT | [6 empty] | 1H | [23 empty] | N
Vintage1912 | hydro | FALSE | 5033 | Domtar Industries Inc | 50395 | Georgia-Pacific Corp - Nekoosa Mill | WI | Wood | HY4 | Conventional Hydroelectric | HY |  | S | X | X |  |  | 0.6 | 0.8 | 0.6 | 0.6 | 0.3 | N |  |  | OA | X | 1 | 1912 |  |  | N | Industrial CHP | 7 | T B B B B B: X; NG PC PC PC PC PC: WAT | [6 empty] | 1H | [23 empty] | N
Vintage1950 | hydro | FALSE | 5033 | Domtar Industries Inc | 50395 | Georgia-Pacific Corp - Nekoosa Mill | WI | Wood | HY5 | Conventional Hydroelectric | HY |  | S | X | X |  |  | 0.7 | 0.8 | 0.7 | 0.6 | 0.3 | N |  |  | OA | X | 1 | 1950 |  |  | N | Industrial CHP | 7 | T B B B B B: X; NG PC PC PC PC PC: WAT | [6 empty] | 1H | [23 empty] | N
Vintage1926 | hydro | FALSE | 5033 | Domtar Industries Inc | 50395 | Georgia-Pacific Corp - Nekoosa Mill | WI | Wood | NHG1 | Conventional Hydroelectric | HY |  | S | X | X |  |  | 0.2 | 0.8 | 0.2 | 0.2 | 0.1 | N |  |  | OP | X | 1 | 1926 |  |  | N | Industrial CHP | 7 | T B B B B B: X; NG PC PC PC PC PC: WAT | [6 empty] | 1H | [23 empty] | N
Vintage1991 | biomass | TRUE | 5033 | Domtar Industries Inc | 50395 | Georgia-Pacific Corp - Nekoosa Mill | WI | Wood | TG14 | Wood/Wood Waste Biomass | ST |  | S | X | X |  |  | 13.1 | 1 | 12.5 | 12.1 | 1 | N |  |  | OP | X | 2 | 1991 |  |  | Y | Industrial CHP | 7 | T B B B B B: T; NG PC PC PC PC PC: BLQ; OG NG NG NG NG NG: NG; OG NG NG NG NG NG: NG |  |  |  | N | N |  | 12H | N | [22 empty] | Y | Y | N
Vintage1951 | natural gas steam turbine | FALSE | 5033 | Domtar Industries Inc | 50395 | Georgia-Pacific Corp - Nekoosa Mill | WI | Wood | TG6 | Natural Gas Steam Turbine | ST |  | S | X | X |  |  | 6 | 1 | 5.7 | 5.5 | 1 | N |  |  | OP | X | 1 | 1951 |  |  | Y | Industrial CHP | 7 | [11 empty] | N | N |  | 12H | [5 empty] | N | [17 empty] | N | N | N | bar: T B B B B B to NG PC PC PC PC PC; OG NG NG NG NG NG
Vintage1966 | natural gas steam turbine | FALSE | 5033 | Domtar Industries Inc | 50395 | Georgia-Pacific Corp - Nekoosa Mill | WI | Wood | TG8 | Natural Gas Steam Turbine | ST |  | S | X | X |  |  | 16 | 1 | 13 | 15 | 1 | N |  |  | OP | X | 1 | 1966 |  |  | Y | Industrial CHP | 7 | [11 empty] | N | N |  | 12H | [5 empty] | N | [17 empty] | N | N | N | bar: T B B B B B to NG PC PC PC PC PC; OG NG NG NG NG NG
Vintage1955 | biomass | TRUE | 16294 | Roseburg Forest Products Co | 50396 | Dillard Complex | OR | Douglas | GEN1 | Wood/Wood Waste Biomass | ST |  | S | X | X |  |  | 5 | 0.8 | 5 | 5 | 1 | N |  |  | OP | X | 1 | 1955 |  |  | Y | Industrial CHP | 7 | T B B B B B: T; NG PC PC PC PC PC: WDS; OG NG NG NG NG NG: NG; OG NG NG NG NG NG: NG |  |  |  | N |  |  | 12H |  |  | N |  | N | [15 empty] | N |  |  | Y | Y | N
Vintage1955 | biomass | TRUE | 16294 | Roseburg Forest Products Co | 50396 | Dillard Complex | OR | Douglas | GEN2 | Wood/Wood Waste Biomass | ST |  | S | X | X |  |  | 5 | 0.8 | 5 | 5 | 1 | N |  |  | OP | X | 1 | 1955 |  |  | Y | Industrial CHP | 7 | T B B B B B: T; NG PC PC PC PC PC: WDS; OG NG NG NG NG NG: NG; OG NG NG NG NG NG: NG |  |  |  | N |  |  | 12H |  |  | N |  | N | [15 empty] | N |  |  | Y | Y | N
Vintage1955 | biomass | TRUE | 16294 | Roseburg Forest Products Co | 50396 | Dillard Complex | OR | Douglas | GEN3 | Wood/Wood Waste Biomass | ST |  | S | X | X |  |  | 7 | 0.8 | 7 | 7 | 1 | N |  |  | OP | X | 1 | 1955 |  |  | Y | Industrial CHP | 7 | T B B B B B: B; NG PC PC PC PC PC: WDS; OG NG NG NG NG NG: NG; OG NG NG NG NG NG: NG |  |  |  | N |  |  | 12H |  |  | N |  | N | [15 empty] | N |  |  | Y | Y | N
Vintage1955 | biomass | TRUE | 16294 | Roseburg Forest Products Co | 50396 | Dillard Complex | OR | Douglas | GEN4 | Wood/Wood Waste Biomass | ST |  | S | X | X |  |  | 11.5 | 0.85 | 11.5 | 11.5 | 2 | N |  |  | OP | X | 1 | 1955 |  |  | Y | Industrial CHP | 7 | T B B B B B: T; NG PC PC PC PC PC: WDS; OG NG NG NG NG NG: NG; OG NG NG NG NG NG: NG |  |  |  | N |  |  | 12H |  |  | N |  | N | [15 empty] | N |  |  | Y | Y | N
Vintage1955 | biomass | TRUE | 16294 | Roseburg Forest Products Co | 50396 | Dillard Complex | OR | Douglas | GEN5 | Wood/Wood Waste Biomass | ST |  | S | X | X |  |  | 11.5 | 0.85 | 11.5 | 11.5 | 2 | N |  |  | OP | X | 1 | 1955 |  |  | Y | Industrial CHP | 7 | T B B B B B: B; NG PC PC PC PC PC: WDS; OG NG NG NG NG NG: NG; OG NG NG NG NG NG: NG |  |  |  | N |  |  | 12H |  |  | N |  | N | [15 empty] | N |  |  | Y | Y | N
Vintage1955 | biomass | TRUE | 16294 | Roseburg Forest Products Co | 50396 | Dillard Complex | OR | Douglas | GEN6 | Wood/Wood Waste Biomass | ST |  | S | X | X |  |  | 11.5 | 0.85 | 11.5 | 11.5 | 2 | N |  |  | OS | X | 1 | 1955 |  |  | Y | Industrial CHP | 7 | T B B B B B: B; NG PC PC PC PC PC: WDS; OG NG NG NG NG NG: NG; OG NG NG NG NG NG: NG |  |  |  | N |  |  | 12H |  |  | N |  | N | [15 empty] | N |  |  | Y | Y | N
Vintage1948 | natural gas steam turbine | FALSE | 61988 | Pixelle Specialty Solutions LLC - (PA) | 50397 | Pixelle Specialty Solutions LLC - Spring Grove Facility | PA | York | GEN1 | Natural Gas Steam Turbine | ST |  | S | X | X | PHGLATFE115 KV NUG |  | 6 | 0.8 | 5 | 5 | 2 | N |  |  | OP | X | 7 | 1948 |  |  | Y | Industrial CHP | 7 | T | NG | BLQ | BIT | RFO | WDS | SLW | NG |  |  |  | N | N |  | 12H | Y |  |  |  | Y | [18 empty] | Y | Y | N
Vintage1948 | natural gas steam turbine | FALSE | 61988 | Pixelle Specialty Solutions LLC - (PA) | 50397 | Pixelle Specialty Solutions LLC - Spring Grove Facility | PA | York | GEN3 | Natural Gas Steam Turbine | ST |  | S | X | X | PHGLATFE115KV NUG |  | 5.1 | 0.8 | 4 | 4 | 1.2 | N |  |  | OP | X | 5 | 1948 |  |  | Y | Industrial CHP | 7 | T | NG | BLQ | RFO | BIT | SLW | WDS | NG |  |  |  | N | N |  | 12H | Y | N |  |  | Y | [18 empty] | Y | Y | N
Vintage1962 | natural gas steam turbine | FALSE | 61988 | Pixelle Specialty Solutions LLC - (PA) | 50397 | Pixelle Specialty Solutions LLC - Spring Grove Facility | PA | York | GEN4 | Natural Gas Steam Turbine | ST |  | S | X | X | PHGLATFE115 KV NUG |  | 7.5 | 0.8 | 8.7 | 8.7 | 3.5 | N |  |  | OP | X | 8 | 1962 |  |  | Y | Industrial CHP | 7 | T | NG | BLQ | BIT | RFO | SLW | WDS | NG |  |  |  | N | N |  | 12H | Y | N |  |  | Y | [18 empty] | Y | Y | N
Vintage1989 | hard coal | FALSE | 61988 | Pixelle Specialty Solutions LLC - (PA) | 50397 | Pixelle Specialty Solutions LLC - Spring Grove Facility | PA | York | GEN5 | Conventional Steam Coal | ST |  | S | X | X | PHGLATFE115 KV NUG |  | 45.9 | 0.8 | 36.1 | 36.1 | 9 | N |  |  | OP | X | 5 | 1989 |  |  | Y | Industrial CHP | 7 | T | BIT | WDS | SLW | RFO |  |  | RFO |  |  |  | N | N |  | 12H | Y |  |  |  | Y | [18 empty] | Y | Y | N
Vintage1994 | biomass | TRUE | 61988 | Pixelle Specialty Solutions LLC - (PA) | 50397 | Pixelle Specialty Solutions LLC - Spring Grove Facility | PA | York | GEN6 | Wood/Wood Waste Biomass | ST |  | S | X | X | PHGLATFE115 KV NUG |  | 39.1 | 0.8 | 31.2 | 31.2 | 8.2 | N |  |  | OP | X | 1 | 1994 |  |  | Y | Industrial CHP | 7 | T | BLQ | NG | RFO | BIT | SLW | WDS | RFO |  |  |  | N | N |  | 12H | Y | N |  | N | Y | [18 empty] | Y | Y | N
Vintage1998 | biomass | TRUE | 30002 | International Paper Co | 50398 | International Paper Savanna Mill | GA | Chatham | GE10 | Wood/Wood Waste Biomass | ST |  | S | X | X |  |  | 82.8 | 0.85 | 82.7 | 82.8 | 10 | N |  |  | OP | X | 4 | 1998 |  |  | Y | Industrial CHP | 7 | T | BLQ | NG | DFO | RFO |  |  | NG |  |  |  | N |  |  | 12H | [23 empty] | Y | Y | N
Vintage1981 | natural gas steam turbine | FALSE | 30002 | International Paper Co | 50398 | International Paper Savanna Mill | GA | Chatham | GEN9 | Natural Gas Steam Turbine | ST |  | S | X | X |  |  | 71.2 | 0.85 | 71.2 | 71.2 | 20 | N |  |  | OP | X | 6 | 1981 |  |  | Y | Industrial CHP | 7 | T | NG | WDS | BIT | DFO | RFO |  | NG |  |  |  | N |  |  | 12H |  | Y |  |  | Y | [18 empty] | Y | Y | N
Vintage1986 | hydro | TRUE | 19560 | Tri-Dam Power Authority | 50400 | Sand Bar Power Plant | CA | Tuolumne | GEN1 | Conventional Hydroelectric | HY |  | S | X | X |  |  | 16.2 | 0.9 | 15.6 | 14 | 1 | N |  |  | OP | X | 5 | 1986 |  |  | N | IPP Non-CHP | 2 | T: X; BLQ: WAT |  |  |  | N | N |  | 1H | [23 empty] | N
Vintage1989 | other | FALSE | 54837 | INEOS Nitriles Greenlake | 50404 | BP Chemicals Green Lake Plant | TX | Calhoun | TG2 | All Other | ST |  | S | X | X |  |  | 15 | 0.85 | 15 | 15 | 2 | N |  |  | OP | X | 3 | 1989 |  |  | N | Industrial Non-CHP | 6 | [11 empty] | N | N |  | 12H | [20 empty] | N |  |  | N | N | bar: T to BLQ; RFO
Vintage1997 | other | FALSE | 54837 | INEOS Nitriles Greenlake | 50404 | BP Chemicals Green Lake Plant | TX | Calhoun | TG3 | All Other | ST |  | S | X | X |  |  | 23.8 | 0.85 | 23.8 | 23.8 | 2 | N |  |  | OP | X | 1 | 1997 |  |  | N | Industrial Non-CHP | 6 | [11 empty] | N | N |  | 12H | [20 empty] | N |  |  | N | N | bar: T to BLQ; RFO
Vintage1976 | biomass | TRUE | 16190 | Sappi Fine Paper North America-Somerset | 50406 | Somerset Plant | ME | Somerset | GEN1 | Wood/Wood Waste Biomass | ST |  | S | X | X | 4156 | 4156 | 45.9 | 0.9 | 48.8 | 48.8 | 5 | N |  |  | OP | X | 1 | 1976 |  |  | Y | Industrial CHP | 7 | T | BLQ | WDS | NG | TDF | SLW | RFO | RFO | DFO | NG |  | N | N | 0 | OVER | [23 empty] | Y | Y | Y
Vintage1990 | biomass | TRUE | 16190 | Sappi Fine Paper North America-Somerset | 50406 | Somerset Plant | ME | Somerset | GEN2 | Wood/Wood Waste Biomass | ST |  | S | X | X | 4156 | 4156 | 61.2 | 0.85 | 51 | 51 | 5 | N |  |  | OP | X | 10 | 1990 |  |  | Y | Industrial CHP | 7 | T | BLQ | NG | WDS | TDF | SLW | RFO | DFO | RFO | NG |  | N | N | 0 | OVER | [23 empty] | Y | Y | Y
Vintage1920 | hydro | TRUE | 57280 | Eagle Creek Renewable Energy, LLC | 50408 | Park Mill | WI | Marinette | 1 | Conventional Hydroelectric | HY |  | W | X | X | WPS.MENOMPK |  | 0.4 | 1 | 0.4 | 0.4 | 0.1 | N |  |  | OP | X | 1 | 1920 |  |  | N | IPP Non-CHP | 2 | X T T: X; WH BLQ BLQ: WAT |  | N |  | 0 | 10M
Vintage1988 | hydro | TRUE | 57280 | Eagle Creek Renewable Energy, LLC | 50408 | Park Mill | WI | Marinette | 10 | Conventional Hydroelectric | HY |  | W | X | X | WPS.MENOMPK |  | 0.3 | 1 | 0.3 | 0.3 | 0.1 | N |  |  | OP | X | 4 | 1988 |  |  | N | IPP Non-CHP | 2 | X T T: X; WH BLQ BLQ: WAT |  | N |  | 0 | 10M
Vintage1922 | hydro | TRUE | 57280 | Eagle Creek Renewable Energy, LLC | 50408 | Park Mill | WI | Marinette | 2 | Conventional Hydroelectric | HY |  | W | X | X | WPS.MENOMPK |  | 0.2 | 1 | 0.2 | 0.2 | 0.1 | N |  |  | OP | X | 1 | 1922 |  |  | N | IPP Non-CHP | 2 | X T T: X; WH BLQ BLQ: WAT |  | N |  | 0 | 10M
Vintage1946 | hydro | TRUE | 57280 | Eagle Creek Renewable Energy, LLC | 50408 | Park Mill | WI | Marinette | 3 | Conventional Hydroelectric | HY |  | W | X | X | WPS.MENOMPK |  | 0.4 | 1 | 0.4 | 0.4 | 0.1 | N |  |  | OP | X | 1 | 1946 |  |  | N | IPP Non-CHP | 2 | X T T: X; WH BLQ BLQ: WAT |  | N |  | 0 | 10M
Vintage1966 | hydro | TRUE | 57280 | Eagle Creek Renewable Energy, LLC | 50408 | Park Mill | WI | Marinette | 6 | Conventional Hydroelectric | HY |  | W | X | X | WPS.MENOMPK |  | 0.4 | 1 | 0.4 | 0.4 | 0.1 | N |  |  | OP | X | 10 | 1966 |  |  | N | IPP Non-CHP | 2 | X T T: X; WH BLQ BLQ: WAT |  | N |  | 0 | 10M
Vintage1968 | hydro | TRUE | 57280 | Eagle Creek Renewable Energy, LLC | 50408 | Park Mill | WI | Marinette | 7 | Conventional Hydroelectric | HY |  | W | X | X | WPS.MENOMPK |  | 0.4 | 1 | 0.4 | 0.4 | 0.1 | N |  |  | OP | X | 7 | 1968 |  |  | N | IPP Non-CHP | 2 | X T T: X; WH BLQ BLQ: WAT |  | N |  | 0 | 10M
Vintage1924 | hydro | TRUE | 57280 | Eagle Creek Renewable Energy, LLC | 50409 | Menominee Mill Marinette | MI | Menominee | 4 | Conventional Hydroelectric | HY |  | W | X | X | WPS.MENOMPK |  | 0.4 | 1 | 0.4 | 0.4 | 0.1 | N |  |  | OP | X | 1 | 1924 |  |  | N | IPP Non-CHP | 2 | X T T: X; WH BLQ BLQ: WAT |  | N |  | 0 | 10M
Vintage1924 | hydro | TRUE | 57280 | Eagle Creek Renewable Energy, LLC | 50409 | Menominee Mill Marinette | MI | Menominee | 5 | Conventional Hydroelectric | HY |  | W | X | X | WPS.MENOMPK |  | 0.4 | 1 | 0.4 | 0.4 | 0.1 | N |  |  | OP | X | 1 | 1924 |  |  | N | IPP Non-CHP | 2 | X T T: X; WH BLQ BLQ: WAT |  | N |  | 0 | 10M
Vintage1978 | hydro | TRUE | 57280 | Eagle Creek Renewable Energy, LLC | 50409 | Menominee Mill Marinette | MI | Menominee | 8 | Conventional Hydroelectric | HY |  | W | X | X | WPS.MENOMPK |  | 0.5 | 1 | 0.5 | 0.5 | 0.2 | N |  |  | OP | X | 10 | 1978 |  |  | N | IPP Non-CHP | 2 | X T T: X; WH BLQ BLQ: WAT |  | N |  | 0 | 10M
Vintage1978 | hydro | TRUE | 57280 | Eagle Creek Renewable Energy, LLC | 50409 | Menominee Mill Marinette | MI | Menominee | 9 | Conventional Hydroelectric | HY |  | W | X | X | WPS.MENOMPK |  | 0.5 | 1 | 0.5 | 0.5 | 0.2 | N |  |  | OP | X | 10 | 1978 |  |  | N | IPP Non-CHP | 2 | X T T: X; WH BLQ BLQ: WAT |  | N |  | 0 | 10M
Vintage2020 | natural gas combined cycle | FALSE | 10273 | Kimberly-Clark Corp | 50410 | Chester Operations | PA | Delaware | 6 | Natural Gas Fired Combined Cycle | CT | 6000 | S | X | N |  |  | 17.3 | 0.92 | 14.1 | 16.3 | 6.5 | N |  |  | OP | X | 7 | 2020 |  |  | Y | Industrial CHP | 7 | [11 empty] | N | N | 0 | 1H | [23 empty] | N | N | N | bar: X T T to WH BLQ BLQ
Vintage2020 | natural gas combined cycle | FALSE | 10273 | Kimberly-Clark Corp | 50410 | Chester Operations | PA | Delaware | 6A | Natural Gas Fired Combined Cycle | CA | 6000 | S | Y | X |  |  | 17.3 | 0.92 | 14.1 | 16.3 | 6.5 | N |  |  | OP | X | 8 | 2020 |  |  | Y | Industrial CHP | 7 | [11 empty] | N | N | 0 | 1H | [23 empty] | N | N | N | bar: X T T to WH BLQ BLQ
Vintage2020 | natural gas combined cycle | FALSE | 10273 | Kimberly-Clark Corp | 50410 | Chester Operations | PA | Delaware | 7 | Natural Gas Fired Combined Cycle | CT | 7000 | S | X | Y |  |  | 17.3 | 0.92 | 14.1 | 16.3 | 6.5 | N |  |  | OP | X | 8 | 2020 |  |  | Y | Industrial CHP | 7 | [11 empty] | N | N |  | 1H | [23 empty] | N | N | bar: X T T to WH BLQ BLQ
Vintage2020 | natural gas combined cycle | FALSE | 10273 | Kimberly-Clark Corp | 50410 | Chester Operations | PA | Delaware | 7A | Natural Gas Fired Combined Cycle | CA | 7000 | S | Y | X |  |  | 17.3 | 0.92 | 14.1 | 16.3 | 6.5 | N |  |  | OP | X | 8 | 2020 |  |  | Y | Industrial CHP | 7 | [11 empty] | N | N | 0 | 1H | [23 empty] | N | N | bar: X T T to WH BLQ BLQ
Vintage1989 | natural gas peaker | FALSE | 58485 | Rutgers, The State University of NJ | 50411 | Rutgers Biomedical and Health Cogen | NJ | Essex | GEN1 | Natural Gas Fired Combustion Turbine | GT |  | S | X | X |  |  | 3.5 | 0.96 | 3.4 | 3.7 | 2.3 | N |  |  | OA | X | 7 | 1989 |  |  | Y | Commercial CHP | 5 | X T T: T; WH BLQ BLQ: NG; WH WDS NG: DFO |  | N | N |  | 1H | [7 empty] | 2.3 | 2.3 | 1 | 2022 | [9 empty] | N |  |  | N | N | N
Vintage1989 | natural gas peaker | FALSE | 58485 | Rutgers, The State University of NJ | 50411 | Rutgers Biomedical and Health Cogen | NJ | Essex | GEN2 | Natural Gas Fired Combustion Turbine | GT |  | S | X | X |  |  | 3.5 | 0.96 | 3.4 | 3.7 | 2.3 | N |  |  | OA | X | 7 | 1989 |  |  | Y | Commercial CHP | 5 | X T T: T; WH BLQ BLQ: NG; WH WDS NG: DFO |  | N | N |  | 1H | [7 empty] | 2.3 | 2.3 | 1 | 2022 | [9 empty] | N |  |  | N | N | N
Vintage1989 | natural gas peaker | FALSE | 58485 | Rutgers, The State University of NJ | 50411 | Rutgers Biomedical and Health Cogen | NJ | Essex | GEN3 | Natural Gas Fired Combustion Turbine | GT |  | S | X | X |  |  | 3.5 | 0.96 | 3.4 | 3.7 | 2.3 | N |  |  | OA | X | 7 | 1989 |  |  | Y | Commercial CHP | 5 | X T T: T; WH BLQ BLQ: NG; WH WDS NG: DFO |  | N | N |  | 1H | [7 empty] | 2.3 | 2.3 | 1 | 2022 | [9 empty] | N |  |  | N | N | N
Vintage2009 | petroleum | FALSE | 21995 | Olmsted County Public Works | 50413 | Olmsted Waste Energy | MN | Olmsted | DGCAT | Petroleum Liquids | IC |  | S | X | X |  |  | 1.7 | 1 | 1.3 | 1.3 | 0.2 | N |  |  | SB | N | 10 | 2009 |  |  | N | Commercial CHP | 5 | X T T: X; WH BLQ BLQ: DFO |  | N | N |  | 10M | [20 empty] | N |  |  | N | N | N
Vintage1987 | municipal solid waste | FALSE | 21995 | Olmsted County Public Works | 50413 | Olmsted Waste Energy | MN | Olmsted | TG2 | Municipal Solid Waste | ST |  | S | X | X |  |  | 2.2 | 1 | 1.3 | 0.8 | 0.4 | N |  |  | OP | X | 4 | 1987 |  |  | Y | Commercial CHP | 5 | X T T: T; WH BLQ BLQ: MSW; WH RFO DFO: NG |  | N | N |  | 1H | [20 empty] | N |  |  | N | N | N
Vintage2010 | municipal solid waste | FALSE | 21995 | Olmsted County Public Works | 50413 | Olmsted Waste Energy | MN | Olmsted | TG3 | Municipal Solid Waste | ST |  | S | X | X |  |  | 5.5 | 1 | 5 | 4.5 | 0.4 | N |  |  | OP | X | 5 | 2010 |  |  | Y | Commercial CHP | 5 | X T T: T; WH BLQ BLQ: MSW; WH RFO DFO: NG |  | N | N |  | 1H | [20 empty] | N |  |  | N | N | N
Vintage1987 | municipal solid waste | FALSE | 21995 | Olmsted County Public Works | 50413 | Olmsted Waste Energy | MN | Olmsted | TGI | Municipal Solid Waste | ST |  | S | X | X |  |  | 1.9 | 1 | 1.4 | 1.4 | 0.4 | N |  |  | OP | X | 4 | 1987 |  |  | Y | Commercial CHP | 5 | X T T: T; WH BLQ BLQ: MSW; WH RFO DFO: NG |  | N | N |  | 1H | [20 empty] | N |  |  | N | N | N
Vintage1986 | hydro | TRUE | 24793 | Briar-Hydro Associates | 50414 | Penacook Upper Falls Hydro | NH | Merrimack | 1 | Conventional Hydroelectric | HY |  | S | X | X |  |  | 3.4 | 0.9 | 3.4 | 3.4 | 0.1 | N |  |  | OP | X | 12 | 1986 |  |  | N | IPP Non-CHP | 2 | X T T: X; WH BLQ BLQ: WAT |  | N |  |  | 1H | [23 empty] | N
Vintage1986 | hydro | TRUE | 18436 | Ampersand Tannery Island Hydro, LLC | 50416 | Tannery Island Power | NY | Jefferson | GEN1 | Conventional Hydroelectric | HY |  | S | X | X |  |  | 0.3 | 0.87 | 0.2 | 0.2 | 0.1 | N |  |  | OP | X | 6 | 1986 |  |  | N | IPP Non-CHP | 2 | X T T: X; WH BLQ BLQ: WAT |  | N |  | 0 | 10M | [23 empty] | N
Vintage1986 | hydro | TRUE | 18436 | Ampersand Tannery Island Hydro, LLC | 50416 | Tannery Island Power | NY | Jefferson | GEN2 | Conventional Hydroelectric | HY |  | S | X | X |  |  | 0.3 | 0.87 | 0.2 | 0.2 | 0.1 | N |  |  | OP | X | 6 | 1986 |  |  | N | IPP Non-CHP | 2 | X T T: X; WH BLQ BLQ: WAT |  | N |  | 0 | 10M | [23 empty] | N
Vintage1986 | hydro | TRUE | 18436 | Ampersand Tannery Island Hydro, LLC | 50416 | Tannery Island Power | NY | Jefferson | GEN3 | Conventional Hydroelectric | HY |  | S | X | X |  |  | 0.3 | 0.87 | 0.2 | 0.2 | 0.1 | N |  |  | OP | X | 6 | 1986 |  |  | N | IPP Non-CHP | 2 | X T T: X; WH BLQ BLQ: WAT |  | N |  | 0 | 10M | [23 empty] | N
Vintage1986 | hydro | TRUE | 18436 | Ampersand Tannery Island Hydro, LLC | 50416 | Tannery Island Power | NY | Jefferson | GEN4 | Conventional Hydroelectric | HY |  | S | X | X |  |  | 0.3 | 0.87 | 0.2 | 0.2 | 0.1 | N |  |  | OP | X | 6 | 1986 |  |  | N | IPP Non-CHP | 2 | X T T: X; WH BLQ BLQ: WAT |  | N |  | 0 | 10M | [23 empty] | N
Vintage1986 | hydro | TRUE | 18436 | Ampersand Tannery Island Hydro, LLC | 50416 | Tannery Island Power | NY | Jefferson | GEN5 | Conventional Hydroelectric | HY |  | S | X | X |  |  | 0.3 | 0.87 | 0.2 | 0.2 | 0.1 | N |  |  | OP | X | 6 | 1986 |  |  | N | IPP Non-CHP | 2 | X T T: X; WH BLQ BLQ: WAT |  | N |  | 0 | 10M | [23 empty] | N
Vintage1987 | hydro | TRUE | 21086 | Yakima-Tieton Irrigation Dist | 50421 | Orchard Avenue 1 | WA | Yakima | 201 | Conventional Hydroelectric | HY |  | S | X | X |  |  | 0.8 | 0.8 | 0.8 | 0.7 | 0.2 | N |  |  | OP | X | 3 | 1987 |  |  | N | IPP Non-CHP | 2 | X T T: X; WH BLQ BLQ: WAT |  |  |  | 0 | 10M
Vintage1987 | hydro | TRUE | 21086 | Yakima-Tieton Irrigation Dist | 50421 | Orchard Avenue 1 | WA | Yakima | 301 | Conventional Hydroelectric | HY |  | S | X | X |  |  | 0.8 | 0.8 | 0.8 | 0.7 | 0.2 | N |  |  | OP | X | 3 | 1987 |  |  | N | IPP Non-CHP | 2 | X T T: X; WH BLQ BLQ: WAT |  |  |  | 0 | 10M
Vintage1987 | hydro | TRUE | 21086 | Yakima-Tieton Irrigation Dist | 50423 | Cowiche | WA | Yakima | 983 | Conventional Hydroelectric | HY |  | S | X | X |  |  | 1.7 | 0.8 | 1.6 | 1.6 | 1 | N |  |  | OP | X | 3 | 1987 |  |  | N | IPP Non-CHP | 2 | X T T: X; WH BLQ BLQ: WAT |  |  |  | 0 | 10M
Vintage1991 | natural gas peaker | FALSE | 13487 | New York Zoological Society | 50427 | Bronx Zoo | NY | Bronx | GEN1 | Natural Gas Internal Combustion Engine | IC |  | S | X | X |  |  | 0.5 | 0.8 | 0.5 | 0.5 | 0.4 | N |  |  | SB | Y | 1 | 1991 |  |  | Y | Commercial CHP | 5 | [11 empty] | N | N |  | 10M | [23 empty] | N | bar: X T T to WH BLQ BLQ
Vintage1991 | natural gas peaker | FALSE | 13487 | New York Zoological Society | 50427 | Bronx Zoo | NY | Bronx | GEN2 | Natural Gas Internal Combustion Engine | IC |  | S | X | X |  |  | 0.5 | 0.8 | 0.5 | 0.5 | 0.4 | N |  |  | SB | Y | 1 | 1991 |  |  | Y | Commercial CHP | 5 | [11 empty] | N | N |  | 10M | [23 empty] | N | bar: X T T to WH BLQ BLQ
Vintage1991 | natural gas peaker | FALSE | 13487 | New York Zoological Society | 50427 | Bronx Zoo | NY | Bronx | GEN3 | Natural Gas Internal Combustion Engine | IC |  | S | X | X |  |  | 1.1 | 0.8 | 1.1 | 1.1 | 0.8 | N |  |  | OP | X | 1 | 1991 |  |  | Y | Commercial CHP | 5 | [11 empty] | N | N |  | 10M | [23 empty] | N | bar: X T T to WH BLQ BLQ
Vintage1995 | natural gas peaker | FALSE | 13487 | New York Zoological Society | 50427 | Bronx Zoo | NY | Bronx | GEN4 | Natural Gas Internal Combustion Engine | IC |  | S | X | X |  |  | 1.5 | 0.8 | 1.5 | 1.5 | 1 | N |  |  | OP | X | 4 | 1995 |  |  | Y | Commercial CHP | 5 | [11 empty] | N | N |  | 10M | [23 empty] | N | bar: X T T to WH BLQ BLQ
Vintage1986 | natural gas combined cycle | FALSE | 19588 | University of Michigan | 50431 | University of Michigan | MI | Washtenaw | TG1 | Natural Gas Fired Combined Cycle | CA | CC1 | S | N | X |  |  | 12.5 | 0.8 | 11.5 | 11.5 | 2.5 | N |  |  | OP | X | 1 | 1986 |  |  | Y | Commercial CHP | 5 | X T T: T; WH BLQ BLQ: NG; WH WDS NG: DFO |  | N | N |  | 12H | [23 empty] | Y | N | Y
Vintage1992 | natural gas combined cycle | FALSE | 19588 | University of Michigan | 50431 | University of Michigan | MI | Washtenaw | TG10 | Natural Gas Fired Combined Cycle | CT | CC1 | S | X | N |  |  | 3.5 | 0.8 | 3.5 | 5 | 0.5 | N |  |  | OP | X | 6 | 1992 |  |  | Y | Commercial CHP | 5 | X T T: T; WH BLQ BLQ: NG; WH WDS NG: DFO |  | N | N |  | 12H | [20 empty] | N |  |  | Y | N | Y
Vintage1975 | natural gas combined cycle | FALSE | 19588 | University of Michigan | 50431 | University of Michigan | MI | Washtenaw | TG7 | Natural Gas Fired Combined Cycle | CA | CC1 | S | N | X |  |  | 12.5 | 0.8 | 11.5 | 11.5 | 2.5 | N |  |  | OS | X | 1 | 1975 |  |  | Y | Commercial CHP | 5 | X T T: T; WH BLQ BLQ: NG; WH WDS NG: DFO |  | N | N |  | 12H | [23 empty] | Y | N | Y
Vintage1975 | natural gas combined cycle | FALSE | 19588 | University of Michigan | 50431 | University of Michigan | MI | Washtenaw | TG8 | Natural Gas Fired Combined Cycle | CA | CC1 | S | N | X |  |  | 12.5 | 0.8 | 11.5 | 11.5 | 2.5 | N |  |  | OP | X | 1 | 1975 |  |  | Y | Commercial CHP | 5 | X T T: T; WH BLQ BLQ: NG; WH WDS NG: DFO |  | N | N |  | 12H | [23 empty] | Y | N | Y
Vintage1990 | natural gas combined cycle | FALSE | 19588 | University of Michigan | 50431 | University of Michigan | MI | Washtenaw | TG9 | Natural Gas Fired Combined Cycle | CT | CC1 | S | X | N |  |  | 3.5 | 0.8 | 3.5 | 5 | 0.5 | N |  |  | OP | X | 8 | 1990 |  |  | Y | Commercial CHP | 5 | X T T: T; WH BLQ BLQ: NG; WH WDS NG: DFO |  | N | N |  | 12H | [23 empty] | Y | N | Y
Vintage1984 | hydro | TRUE | 57280 | Eagle Creek Renewable Energy, LLC | 50433 | Ada Dam | MI | Kent | ADA1 | Conventional Hydroelectric | HY |  | W | X | X |  |  | 1.4 | 0.9 | 1.4 | 1.4 | 0.2 | N |  |  | OP | X | 3 | 1984 |  |  | N | IPP Non-CHP | 2 | X T T: X; WH BLQ BLQ: WAT |  | N | N | 0 | 10M
Vintage1985 | hydro | TRUE | 57280 | Eagle Creek Renewable Energy, LLC | 50435 | Sugarloaf Hydro Plant | CO | Lake | SUG1 | Conventional Hydroelectric | HY |  | W | X | X |  |  | 2.5 | 0.9 | 2.5 | 2.5 | 0.4 | N |  |  | OP | X | 11 | 1985 |  |  | N | IPP Non-CHP | 2 | X T T: X; WH BLQ BLQ: WAT |  |  |  | 0 | 10M
Vintage1986 | hydro | TRUE | 57280 | Eagle Creek Renewable Energy, LLC | 50436 | Cascade Dam | MI | Kent | CAS1 | Conventional Hydroelectric | HY |  | W | X | X |  |  | 1.6 | 0.9 | 1.6 | 1.6 | 0.2 | N |  |  | OP | X | 12 | 1986 |  |  | N | IPP Non-CHP | 2 | X T T: X; WH BLQ BLQ: WAT |  |  |  | 0 | 10M
Vintage1988 | hydro | TRUE | 57280 | Eagle Creek Renewable Energy, LLC | 50437 | French Landing Dam | MI | Wayne | FRL1 | Conventional Hydroelectric | HY |  | W | X | X |  |  | 1.6 | 0.9 | 1.6 | 1.6 | 0.2 | N |  |  | OP | X | 12 | 1988 |  |  | N | IPP Non-CHP | 2 | X T T: X; WH BLQ BLQ: WAT |  |  |  |  | 10M
Vintage1971 | hydro | TRUE | 57280 | Eagle Creek Renewable Energy, LLC | 50439 | Oconto Falls Lower | WI | Oconto | GEN1 | Conventional Hydroelectric | HY |  | W | X | X | WEC.OCONTOFL |  | 0.3 | 1 | 0.3 | 0.3 | 0.1 | N |  |  | OS | X | 1 | 1971 |  |  | N | IPP Non-CHP | 2 | X T T: X; WH BLQ BLQ: WAT |  | N |  | 0 | 10M
Vintage1971 | hydro | TRUE | 57280 | Eagle Creek Renewable Energy, LLC | 50439 | Oconto Falls Lower | WI | Oconto | GEN2 | Conventional Hydroelectric | HY |  | W | X | X | WEC.OCONTOFL |  | 1.7 | 1 | 1.7 | 1.7 | 0.5 | N |  |  | OP | X | 1 | 1971 |  |  | N | IPP Non-CHP | 2 | X T T: X; WH BLQ BLQ: WAT |  | N |  | 0 | 10M
Vintage1903 | hydro | FALSE | 16721 | Sappi North America Westbrook Mill | 50447 | S D Warren Westbrook | ME | Cumberland | GEN1 | Conventional Hydroelectric | HY |  | S | X | X | 591_:_UN_PRID_CRN115_SWBK | 591_:_UN_PRID_CRN115_SWBK | 0.6 | 0.8 | 0.6 | 0.6 | 0.2 | N |  |  | OS | X | 1 | 1903 |  |  | N | Industrial CHP | 7 | X T T: X; WH BLQ BLQ: WAT |  | N | N |  | 12H | [23 empty] | N
Vintage1903 | hydro | FALSE | 16721 | Sappi North America Westbrook Mill | 50447 | S D Warren Westbrook | ME | Cumberland | GEN2 | Conventional Hydroelectric | HY |  | S | X | X | 591_:_UN_PRID_CRN115_SWBK | 591_:_UN_PRID_CRN115_SWBK | 0.6 | 0.8 | 0.6 | 0.6 | 0.2 | N |  |  | OS | X | 1 | 1903 |  |  | N | Industrial CHP | 7 | X T T: X; WH BLQ BLQ: WAT |  | N | N | 0 | 12H | [23 empty] | N
Vintage1903 | hydro | FALSE | 16721 | Sappi North America Westbrook Mill | 50447 | S D Warren Westbrook | ME | Cumberland | GEN3 | Conventional Hydroelectric | HY |  | S | X | X | 591_:_UN_PRID_CRN115_SWBK | 591_:_UN_PRID_CRN115_SWBK | 0.6 | 0.8 | 0.6 | 0.6 | 0.2 | N |  |  | OA | X | 1 | 1903 |  |  | N | Industrial CHP | 7 | X T T: X; WH BLQ BLQ: WAT |  | N | N | 0 | 12H | [23 empty] | N
Vintage1913 | hydro | FALSE | 16721 | Sappi North America Westbrook Mill | 50447 | S D Warren Westbrook | ME | Cumberland | GEN4 | Conventional Hydroelectric | HY |  | S | X | X | 591_:_UN_PRID_CRN115_SWBK | 591_:_UN_PRID_CRN115_SWBK | 0.8 | 0.8 | 0.8 | 0.8 | 0.3 | N |  |  | OP | X | 1 | 1913 |  |  | N | Industrial CHP | 7 | X T T: X; WH BLQ BLQ: WAT |  | N | N |  | 12H | [23 empty] | N
Vintage1913 | hydro | FALSE | 16721 | Sappi North America Westbrook Mill | 50447 | S D Warren Westbrook | ME | Cumberland | GEN5 | Conventional Hydroelectric | HY |  | S | X | X | 591_:_UN_PRID_CRN115_SWBK | 591_:_UN_PRID_CRN115_SWBK | 0.8 | 0.8 | 0.8 | 0.8 | 0.3 | N |  |  | OP | X | 1 | 1913 |  |  | N | Industrial CHP | 7 | X T T: X; WH BLQ BLQ: WAT |  | N | N |  | 12H | [23 empty] | N
Vintage1913 | hydro | FALSE | 16721 | Sappi North America Westbrook Mill | 50447 | S D Warren Westbrook | ME | Cumberland | GEN6 | Conventional Hydroelectric | HY |  | S | X | X | 591_:_UN_PRID_CRN115_SWBK | 591_:_UN_PRID_CRN115_SWBK | 0.8 | 0.8 | 0.8 | 0.8 | 0.3 | N |  |  | OP | X | 1 | 1913 |  |  | N | Industrial CHP | 7 | X T T: X; WH BLQ BLQ: WAT |  | N | N |  | 12H | [23 empty] | N
Vintage1940 | hydro | FALSE | 16721 | Sappi North America Westbrook Mill | 50447 | S D Warren Westbrook | ME | Cumberland | GEN7 | Conventional Hydroelectric | HY |  | S | X | X | 591_:_UN_PRID_CRN115_SWBK | 591_:_UN_PRID_CRN115_SWBK | 0.6 | 0.8 | 0.6 | 0.6 | 0.2 | N |  |  | OP | X | 1 | 1940 |  |  | N | Industrial CHP | 7 | X T T: X; WH BLQ BLQ: WAT |  | N | N | 0 | 12H
Vintage1982 | biomass | TRUE | 16721 | Sappi North America Westbrook Mill | 50447 | S D Warren Westbrook | ME | Cumberland | GEN9 | Wood/Wood Waste Biomass | ST |  | S | X | X | 591_:_UN_PRID_CRN115_SWBK | 591_:_UN_PRID_CRN115_SWBK | 47.5 | 0.85 | 40.5 | 47.5 | 5 | N |  |  | OS | X | 1 | 1982 |  |  | Y | Industrial CHP | 7 | B | WDS | BIT | RFO | DFO |  |  | RFO | WDS |  |  | N | N |  | OVER |  | Y |  |  | Y | [18 empty] | Y | Y | N
Vintage1985 | biomass | TRUE | 16721 | Sappi North America Westbrook Mill | 50447 | S D Warren Westbrook | ME | Cumberland | GN10 | Wood/Wood Waste Biomass | ST |  | S | X | X | 591_:_UN_PRID_CRN115_SWBK | 591_:_UN_PRID_CRN115_SWBK | 15 | 0.85 | 15.8 | 15.8 | 5 | N |  |  | OS | X | 10 | 1985 |  |  | Y | Industrial CHP | 7 | B | WDS | BIT | RFO | DFO |  |  | RFO | WDS |  |  | N | N |  | OVER |  | Y |  |  | Y | N | [17 empty] | Y | Y | N
Vintage1940 | hydro | FALSE | 16721 | Sappi North America Westbrook Mill | 50447 | S D Warren Westbrook | ME | Cumberland | GN11 | Conventional Hydroelectric | HY |  | S | X | X | 591_:_UN_PRID_CRN115_SWBK | 591_:_UN_PRID_CRN115_SWBK | 0.6 | 0.8 | 0.6 | 0.6 | 0.2 | N |  |  | OP | X | 1 | 1940 |  |  | N | Industrial CHP | 7 | X T T: X; WH BLQ BLQ: WAT |  | N | N |  | 12H | [23 empty] | N
Vintage1940 | hydro | FALSE | 16721 | Sappi North America Westbrook Mill | 50447 | S D Warren Westbrook | ME | Cumberland | GN12 | Conventional Hydroelectric | HY |  | S | X | X | 591_:_UN_PRID_CRN115_SWBK | 591_:_UN_PRID_CRN115_SWBK | 0.2 | 0.8 | 0.2 | 0.2 | 0.1 | N |  |  | OP | X | 1 | 1940 |  |  | N | Industrial CHP | 7 | X T T: X; WH BLQ BLQ: WAT |  | N | N |  | 12H | [23 empty] | N
Vintage1940 | hydro | FALSE | 16721 | Sappi North America Westbrook Mill | 50447 | S D Warren Westbrook | ME | Cumberland | GN13 | Conventional Hydroelectric | HY |  | S | X | X | 591_:_UN_PRID_CRN115_SWBK | 591_:_UN_PRID_CRN115_SWBK | 0.2 | 0.8 | 0.2 | 0.2 | 0.1 | N |  |  | OP | X | 1 | 1940 |  |  | N | Industrial CHP | 7 | X T T: X; WH BLQ BLQ: WAT |  | N | N |  | 12H | [23 empty] | N
Vintage1940 | hydro | FALSE | 16721 | Sappi North America Westbrook Mill | 50447 | S D Warren Westbrook | ME | Cumberland | GN14 | Conventional Hydroelectric | HY |  | S | X | X | 591_:_UN_PRID_CRN115_SWBK | 591_:_UN_PRID_CRN115_SWBK | 0.2 | 0.8 | 0.2 | 0.2 | 0.1 | N |  |  | OP | X | 1 | 1940 |  |  | N | Industrial CHP | 7 | X T T: X; WH BLQ BLQ: WAT |  | N | N |  | 12H | [23 empty] | N
Vintage1940 | hydro | FALSE | 16721 | Sappi North America Westbrook Mill | 50447 | S D Warren Westbrook | ME | Cumberland | GN15 | Conventional Hydroelectric | HY |  | S | X | X | 591_:_UN_PRID_CRN115_SWBK | 591_:_UN_PRID_CRN115_SWBK | 0.2 | 0.8 | 0.2 | 0.2 | 0.1 | N |  |  | OP | X | 1 | 1940 |  |  | N | Industrial CHP | 7 | X T T: X; WH BLQ BLQ: WAT |  | N | N |  | 12H | [23 empty] | N
Vintage1940 | hydro | FALSE | 16721 | Sappi North America Westbrook Mill | 50447 | S D Warren Westbrook | ME | Cumberland | GN16 | Conventional Hydroelectric | HY |  | S | X | X | 591_:_UN_PRID_CRN115_SWBK | 591_:_UN_PRID_CRN115_SWBK | 0.5 | 0.8 | 0.5 | 0.5 | 0.2 | N |  |  | OP | X | 1 | 1940 |  |  | N | Industrial CHP | 7 | X T T: X; WH BLQ BLQ: WAT |  | N | N |  | 12H | [23 empty] | N
Vintage1940 | hydro | FALSE | 16721 | Sappi North America Westbrook Mill | 50447 | S D Warren Westbrook | ME | Cumberland | GN17 | Conventional Hydroelectric | HY |  | S | X | X | 591_:_UN_PRID_CRN115_SWBK | 591_:_UN_PRID_CRN115_SWBK | 0.5 | 0.8 | 0.5 | 0.5 | 0.2 | N |  |  | OP | X | 1 | 1940 |  |  | N | Industrial CHP | 7 | X T T: X; WH BLQ BLQ: WAT |  | N | N |  | 12H | [23 empty] | N
Vintage1991 | natural gas combined cycle | TRUE | 9245 | Indeck-Energy Serv Silver Spg | 50449 | Indeck Silver Springs Energy Center | NY | Wyoming | GEN1 | Natural Gas Fired Combined Cycle | CT | G722 | S | X | N | PTID 23768 | PTID 23768 | 39.4 | 0.9 | 34.7 | 45.1 | 34 | N |  |  | OP | X | 5 | 1991 |  |  | Y | IPP CHP | 3 | X T T: T; WH BLQ BLQ: NG; WH WDS NG: DFO |  | N | N |  | 12H | [23 empty] | Y | Y | Y
Vintage1991 | natural gas combined cycle | TRUE | 9245 | Indeck-Energy Serv Silver Spg | 50449 | Indeck Silver Springs Energy Center | NY | Wyoming | GEN2 | Natural Gas Fired Combined Cycle | CA | G722 | S | Y | X | PTID 23768 | PTID 23768 | 17.2 | 0.9 | 17.2 | 17.2 | 10 | N |  |  | OP | X | 5 | 1991 |  |  | Y | IPP CHP | 3 | X T T: T; WH BLQ BLQ: NG; WH WDS NG: DFO |  | N | N |  | 12H | [23 empty] | Y | N | Y
Vintage1990 | natural gas combined cycle | TRUE | 9244 | Indeck-Oswego Ltd Partnership | 50450 | Indeck Oswego Energy Center | NY | Oswego | GEN1 | Natural Gas Fired Combined Cycle | CT | CC1 | S | X | N | 23783 | 23783 | 41.2 | 0.9 | 50.6 | 60.4 | 34.5 | N |  |  | OP | X | 6 | 1990 |  |  | Y | IPP CHP | 3 | X T T: T; WH BLQ BLQ: NG; WH WDS NG: DFO |  | N | N | 0 | 12H | [23 empty] | Y | Y | Y
Vintage1990 | natural gas combined cycle | TRUE | 9244 | Indeck-Oswego Ltd Partnership | 50450 | Indeck Oswego Energy Center | NY | Oswego | GEN2 | Natural Gas Fired Combined Cycle | CA | CC1 | S | Y | X | 23783 | 23783 | 16.2 | 0.9 |  |  | 10 | N |  |  | OP | X | 6 | 1990 |  |  | Y | IPP CHP | 3 | [11 empty] | N | N |  | 12H | [23 empty] | N | N | N | bar: X T T to WH BLQ BLQ
Vintage1989 | natural gas combined cycle | TRUE | 9243 | Indeck-Yerkes Ltd Partnership | 50451 | Indeck Yerkes Energy Center | NY | Erie | GEN1 | Natural Gas Fired Combined Cycle | CT | CC1 | S | X | N | 23781 | 23781 | 40.6 | 0.9 | 47.3 | 56.8 | 42 | N |  |  | OP | X | 12 | 1989 |  |  | Y | IPP CHP | 3 | X T T: T; WH BLQ BLQ: NG; WH WDS NG: DFO |  | N | N |  | 12H | [23 empty] | Y | Y | Y
Vintage1989 | natural gas combined cycle | TRUE | 9243 | Indeck-Yerkes Ltd Partnership | 50451 | Indeck Yerkes Energy Center | NY | Erie | GEN2 | Natural Gas Fired Combined Cycle | CA | CC1 | S | Y | X |  |  | 19.3 | 0.9 |  |  |  | N |  |  | OP | X | 12 | 1989 |  |  | Y | IPP CHP | 3 | [11 empty] | N | N |  | 12H | [23 empty] | N | N | N | bar: X T T to WH BLQ BLQ
Vintage1965 | natural gas steam turbine | FALSE | 15400 | Procter & Gamble Co | 50456 | Procter & Gamble Cincinnati Plant | OH | Hamilton | GEN1 | Natural Gas Steam Turbine | ST |  | S | X | X |  |  | 12.5 | 0.8 | 11.7 | 11.8 | 1.5 | N |  |  | OP | X | 11 | 1965 |  |  | Y | Industrial CHP | 7 | [11 empty] | N | N |  | 12H |  | N | [21 empty] | N | N | N | bar: X T T to WH BLQ BLQ; WH RFO DFO
Vintage1995 | natural gas combined cycle | TRUE | 9263 | Indeck-Corinth Ltd Partnership | 50458 | Indeck Corinth Energy Center | NY | Saratoga | GEN1 | Natural Gas Fired Combined Cycle | CT | G723 | S | X | N | INDECK___CORINTH | INDECK___CORINTH | 92 | 0.85 | 73.1 | 91.1 | 73 | N |  |  | OP | X | 2 | 1995 |  |  | Y | IPP CHP | 3 | X T T: T; WH BLQ BLQ: NG; WH WDS NG: DFO; WH NG WDS: KER |  | N | N |  | 12H | [23 empty] | Y | N | Y
Vintage1995 | natural gas combined cycle | TRUE | 9263 | Indeck-Corinth Ltd Partnership | 50458 | Indeck Corinth Energy Center | NY | Saratoga | GEN2 | Natural Gas Fired Combined Cycle | CA | G723 | S | Y | X | INDECK___CORINTH | INDECK___CORINTH | 55 | 0.85 | 54.1 | 42.2 | 39 | N |  |  | OP | X | 3 | 1995 |  |  | Y | IPP CHP | 3 | [11 empty] | N | N |  | 12H | [23 empty] | N | N | bar: X T T to WH BLQ BLQ
Vintage1984 | hydro | FALSE | 7857 | Great Lakes Tissue Co | 50461 | Cheboygan | MI | Cheboygan | GEN1 | Conventional Hydroelectric | HY |  | S | X | X |  |  | 1.5 | 0.8 | 0.7 | 1.1 | 0.1 | N |  |  | OP | X | 11 | 1984 |  |  | N | Industrial Non-CHP | 6 | X T T: X; WH BLQ BLQ: WAT |  | N | N | 0 | 1H
Vintage1985 | natural gas peaker | FALSE | 15394 | Procter & Gamble Ppr Prdts Co | 50463 | Procter & Gamble Mehoopany Mill | PA | Wyoming | GEN1 | Natural Gas Fired Combustion Turbine | GT |  | S | X | X |  |  | 53.6 | 0.8 | 40 | 59 | 30 | N |  |  | OP | X | 6 | 1985 |  |  | Y | Industrial CHP | 7 | [11 empty] | N | N |  | 12H | [23 empty] | N | N | N | bar: X T T to WH BLQ BLQ
Vintage1984 | natural gas steam turbine | FALSE | 15394 | Procter & Gamble Ppr Prdts Co | 50463 | Procter & Gamble Mehoopany Mill | PA | Wyoming | GEN2 | Natural Gas Steam Turbine | ST |  | S | X | X |  |  | 2.6 | 1 | 0.9 | 1.6 | 0.2 | N |  |  | OP | X | 10 | 1984 |  |  | N | Industrial CHP | 7 | [11 empty] | N | N |  | 12H | [23 empty] | N | N | N | bar: X T T to WH BLQ BLQ; WH RFO DFO
Vintage2013 | natural gas peaker | FALSE | 15394 | Procter & Gamble Ppr Prdts Co | 50463 | Procter & Gamble Mehoopany Mill | PA | Wyoming | GEN3 | Natural Gas Fired Combustion Turbine | GT |  | S | X | X |  |  | 64 | 0.85 | 64 | 64 | 20 | N |  |  | OP | X | 4 | 2013 |  |  | N | Industrial CHP | 7 | [11 empty] | N | N |  | 12H | [23 empty] | N | N | N | bar: X T T to WH BLQ BLQ
Vintage1982 | natural gas peaker | FALSE | 15375 | Procter&Gamble Paper Products Co-Oxnard | 50464 | Oxnard | CA | Ventura | GEN1 | Natural Gas Fired Combustion Turbine | GT |  | S | X | X |  |  | 19.2 | 0.9 | 22.4 | 22.4 | 17 | N |  |  | OP | X | 7 | 1982 |  |  | Y | Industrial CHP | 7 | [11 empty] | N | N |  | 1H | [23 empty] | N | N | N | bar: X T T to WH BLQ BLQ
Vintage1989 | natural gas peaker | FALSE | 15375 | Procter&Gamble Paper Products Co-Oxnard | 50464 | Oxnard | CA | Ventura | GEN2 | Natural Gas Fired Combustion Turbine | GT |  | S | X | X |  |  | 49.5 | 0.9 | 48.5 | 48.5 | 30 | N |  |  | OP | X | 11 | 1989 |  |  | Y | Industrial CHP | 7 | [11 empty] | N | N |  | 12H | [23 empty] | N | N | N | bar: X T T to WH BLQ BLQ
Vintage1980 | biomass | TRUE | 61982 | International Paper - Flint River Mill | 50465 | Flint River Operations | GA | Macon | GEN1 | Wood/Wood Waste Biomass | ST |  | S | X | X |  |  | 46.6 | 0.9 | 46.6 | 46.6 | 5 | N |  |  | OP | X | 12 | 1980 |  |  | Y | Industrial CHP | 7 | T | BLQ | WDS | NG |  |  |  | DFO | NG |  |  | N | N |  | OVER | [23 empty] | Y | Y | N
Vintage2015 | biomass | TRUE | 61982 | International Paper - Flint River Mill | 50465 | Flint River Operations | GA | Macon | GEN2 | Wood/Wood Waste Biomass | ST |  | S | X | X |  |  | 38.5 | 0.9 | 30.5 | 30.5 | 5 | N |  |  | OP | X | 4 | 2015 |  |  | Y | Industrial CHP | 7 | T | WDS | NG | BLQ | DFO |  |  | NG |  |  |  | N | N |  | 12H |  |  | N |  | N | [18 empty] | Y | Y | Y
Vintage1953 | biomass | TRUE | 2522 | Buckeye Florida Ltd Partners | 50466 | Buckeye Florida LP | FL | Taylor | GEN2 | Wood/Wood Waste Biomass | ST |  | S | X | X |  |  | 8.2 | 0.9 | 6.2 | 6.3 | 3 | N |  |  | OP | X | 7 | 1953 |  |  | Y | Industrial CHP | 7 | T | BLQ | WDS | NG | RFO | OBG |  | RFO | NG |  |  | N | N |  | 12H | [23 empty] | N | N | N
Vintage1965 | biomass | TRUE | 2522 | Buckeye Florida Ltd Partners | 50466 | Buckeye Florida LP | FL | Taylor | GEN3 | Wood/Wood Waste Biomass | ST |  | S | X | X |  |  | 10.4 | 0.95 | 8.9 | 8.2 | 3 | N |  |  | OP | X | 7 | 1965 |  |  | Y | Industrial CHP | 7 | T | BLQ | WDS | NG | RFO | OBG |  | RFO | NG |  |  | N | N |  | 12H | [23 empty] | N | N | N
Vintage1956 | biomass | TRUE | 2522 | Buckeye Florida Ltd Partners | 50466 | Buckeye Florida LP | FL | Taylor | GEN4 | Wood/Wood Waste Biomass | ST |  | S | X | X |  |  | 14.8 | 0.8 | 9.9 | 8.9 | 3 | N |  |  | OP | X | 7 | 1956 |  |  | Y | Industrial CHP | 7 | T | BLQ | WDS | NG | RFO | OBG |  | RFO | NG |  |  | N | N |  | 12H | [23 empty] | N | N | N
Vintage1964 | biomass | TRUE | 2522 | Buckeye Florida Ltd Partners | 50466 | Buckeye Florida LP | FL | Taylor | GEN5 | Wood/Wood Waste Biomass | ST |  | S | X | X |  |  | 11 | 0.95 | 7.2 | 7.4 | 3 | N |  |  | OP | X | 7 | 1964 |  |  | Y | Industrial CHP | 7 | T | BLQ | WDS | NG | RFO | OBG |  | RFO | NG |  |  | N | N |  | 12H | [23 empty] | N | N | N
Vintage2011 | biomass | TRUE | 2522 | Buckeye Florida Ltd Partners | 50466 | Buckeye Florida LP | FL | Taylor | GEN6 | Wood/Wood Waste Biomass | ST |  | S | X | X |  |  | 25 | 0.85 | 9.1 | 6.9 | 3 | N |  |  | OP | X | 1 | 2011 |  |  | N | Industrial CHP | 7 | X | BLQ | WDS | NG | RFO | OBG |  | RFO | NG |  |  | N | N |  | 12H | [23 empty] | N | N | N
Vintage1949 | hydro | FALSE | 55876 | Capitol Broadcasting Company Inc | 50468 | Rocky Mount Mill | NC | Nash | 1 | Conventional Hydroelectric | HY |  | S | X | X |  |  | 0.6 | 0.8 | 0.5 | 0.5 | 0.2 | N |  |  | OS | X | 1 | 1949 |  |  | N | Industrial Non-CHP | 6 | X T T: X; WH BLQ BLQ: WAT |  | N | N | 0 | 1H
Vintage1941 | hydro | FALSE | 55876 | Capitol Broadcasting Company Inc | 50468 | Rocky Mount Mill | NC | Nash | 2 | Conventional Hydroelectric | HY |  | S | X | X |  |  | 0.5 | 0.8 | 0.4 | 0.4 | 0.2 | N |  |  | OA | X | 1 | 1941 |  |  | N | Industrial Non-CHP | 6 | X T T: X; WH BLQ BLQ: WAT |  | N | N | 0 | 1H
Vintage1949 | hydro | FALSE | 55876 | Capitol Broadcasting Company Inc | 50468 | Rocky Mount Mill | NC | Nash | 3 | Conventional Hydroelectric | HY |  | S | X | X |  |  | 0.5 | 0.8 | 0.2 | 0.2 | 0.2 | N |  |  | OA | X | 1 | 1949 |  |  | N | Industrial Non-CHP | 6 | X T T: X; WH BLQ BLQ: WAT |  | N | N | 0 | 1H
Vintage1980 | municipal solid waste | TRUE | 470 | Covanta Energy of Niagara LP | 50472 | Covanta Niagara I, LLC | NY | Niagara | GEN1 | Municipal Solid Waste | ST |  | S | X | X |  |  | 25 | 0.9 | 18 | 18 | 3 | N |  |  | OP | X | 8 | 1980 |  |  | Y | IPP CHP | 3 | X T T: B; WH BLQ BLQ: MSW; WH WDS NG: NG; WH RFO DFO: NG |  | N | N |  | 12H | [23 empty] | Y | Y | N
Vintage1980 | municipal solid waste | TRUE | 470 | Covanta Energy of Niagara LP | 50472 | Covanta Niagara I, LLC | NY | Niagara | GEN2 | Municipal Solid Waste | ST |  | S | X | X |  |  | 25 | 0.9 | 18 | 18 | 3 | N |  |  | OP | X | 8 | 1980 |  |  | Y | IPP CHP | 3 | X T T: B; WH BLQ BLQ: MSW; WH WDS NG: NG; WH RFO DFO: NG |  | N | N |  | 12H | [23 empty] | Y | Y | N
Vintage1980 | other | FALSE | 20558 | White Springs Agrici Chem Inc | 50474 | Swift Creek Chemical Complex | FL | Hamilton | SCC | All Other | ST |  | S | X | X |  |  | 18.8 | 1 | 15.9 | 15.9 | 5 | N |  |  | OP | X | 1 | 1980 |  |  | Y | Industrial CHP | 7 | X T T: B; WH BLQ BLQ: OTH; WH WDS NG: DFO; WH NG WDS: NG; WH RFO DFO: NG |  | N | N |  | 12H | [23 empty] | Y | N | Y
Vintage1989 | natural gas peaker | FALSE | 5065 | Equistar Chemicals LP | 50475 | Corpus Christi | TX | Nueces | GEN1 | Natural Gas Fired Combustion Turbine | GT |  | S | X | X |  |  | 41 | 0.85 | 33 | 41 | 26 | N |  |  | OP | X | 5 | 1989 |  |  | Y | Industrial CHP | 7 | [11 empty] | N | N |  | OVER |  |  |  | N | [19 empty] | N | N | N | bar: X T T to WH BLQ BLQ
Vintage1948 | biomass | TRUE | 14369 | PCA-Tomahawk Mill | 50476 | Packaging of America Tomahawk Mill | WI | Lincoln | GEN1 | Wood/Wood Waste Biomass | ST |  | S | X | X |  |  | 6.3 | 1 | 5.4 | 5.8 | 0.1 | N |  |  | OP | X | 6 | 1948 |  |  | Y | Industrial CHP | 7 | T | WDS | NG | BLQ | DFO | OBS |  | NG | OBG |  |  | N | N |  | 12H | [23 empty] | Y | Y | N
Vintage1978 | biomass | TRUE | 14369 | PCA-Tomahawk Mill | 50476 | Packaging of America Tomahawk Mill | WI | Lincoln | GEN2 | Wood/Wood Waste Biomass | ST |  | S | X | X |  |  | 9.4 | 1 | 8.2 | 8.9 | 0.1 | N |  |  | OP | X | 8 | 1978 |  |  | Y | Industrial CHP | 7 | T | WDS | NG | BLQ | DFO | OBS |  | NG | OBG |  |  | N | N |  | 12H | [23 empty] | Y | Y | N
Vintage1920 | hydro | FALSE | 14369 | PCA-Tomahawk Mill | 50476 | Packaging of America Tomahawk Mill | WI | Lincoln | GEN3 | Conventional Hydroelectric | HY |  | S | X | X |  |  | 1 | 1 | 0.5 | 0.6 | 0.1 | N |  |  | OP | X | 1 | 1920 |  |  | N | Industrial CHP | 7 | X T T: X; WH BLQ BLQ: WAT |  | N | N | 0 | 10M |  | N | N | [20 empty] | N
Vintage1920 | hydro | FALSE | 14369 | PCA-Tomahawk Mill | 50476 | Packaging of America Tomahawk Mill | WI | Lincoln | GEN4 | Conventional Hydroelectric | HY |  | S | X | X |  |  | 1 | 1 | 0.3 | 0.2 | 0.1 | N |  |  | OP | X | 1 | 1920 |  |  | N | Industrial CHP | 7 | X T T: X; WH BLQ BLQ: WAT |  | N | N | 0 | 10M | [23 empty] | N
Vintage1920 | hydro | FALSE | 14369 | PCA-Tomahawk Mill | 50476 | Packaging of America Tomahawk Mill | WI | Lincoln | GEN5 | Conventional Hydroelectric | HY |  | S | X | X |  |  | 1 | 1 | 0.3 | 0.3 | 0.1 | N |  |  | OP | X | 1 | 1920 |  |  | N | Industrial CHP | 7 | X T T: X; WH BLQ BLQ: WAT |  | N | N | 0 | 10M | [23 empty] | N
Vintage1920 | hydro | FALSE | 7167 | GP Big Island LLC | 50479 | Georgia-Pacific Big Island | VA | Bedford | BHG1 | Conventional Hydroelectric | HY |  | S | X | X |  |  | 0.2 | 1 | 0.2 | 0.2 | 0.2 | N |  |  | OP | X | 6 | 1920 |  |  | N | Industrial CHP | 7 | X T T: X; WH BLQ BLQ: WAT |  | N | N |  | 10M | [23 empty] | N
Vintage1920 | hydro | FALSE | 7167 | GP Big Island LLC | 50479 | Georgia-Pacific Big Island | VA | Bedford | BHG2 | Conventional Hydroelectric | HY |  | S | X | X |  |  | 0.2 | 1 | 0.2 | 0.2 | 0.2 | N |  |  | OP | X | 6 | 1920 |  |  | N | Industrial CHP | 7 | X T T: X; WH BLQ BLQ: WAT |  | N | N |  | 10M | [23 empty] | N
Vintage1965 | biomass | TRUE | 7167 | GP Big Island LLC | 50479 | Georgia-Pacific Big Island | VA | Bedford | GEN1 | Wood/Wood Waste Biomass | ST |  | S | X | X |  |  | 7.5 | 1 | 7 | 7 | 3.5 | N |  |  | OP | X | 6 | 1965 |  |  | Y | Industrial CHP | 7 | T | WDS | NG | OBS |  |  |  | WDS | NG |  |  | N | N |  | 12H |  | N |  |  | N | [18 empty] | Y | Y | N
Vintage1946 | hard coal | FALSE | 5610 | Eastman Chemical Co-TN Ops | 50481 | Tennessee Eastman Operations | TN | Sullivan | TG10 | Conventional Steam Coal | ST |  | S | X | X |  |  | 6 | 0.8 | 6 | 6 | 2 | N |  |  | OP | X | 2 | 1946 |  |  | Y | Industrial CHP | 7 | T | BIT | NG | SLW | OTH | OG |  | NG |  |  |  | N | N |  | 12H |  |  | Y |  | Y | [18 empty] | N | N | N
Vintage1949 | hard coal | FALSE | 5610 | Eastman Chemical Co-TN Ops | 50481 | Tennessee Eastman Operations | TN | Sullivan | TG11 | Conventional Steam Coal | ST |  | S | X | X |  |  | 6 | 0.8 | 6 | 6 | 2 | N |  |  | OP | X | 5 | 1949 |  |  | Y | Industrial CHP | 7 | B | BIT | NG | SLW | OTH | OG |  | NG |  |  |  | N | N |  | 12H |  |  | Y |  | Y | [18 empty] | N | N | N
Vintage1953 | hard coal | FALSE | 5610 | Eastman Chemical Co-TN Ops | 50481 | Tennessee Eastman Operations | TN | Sullivan | TG12 | Conventional Steam Coal | ST |  | S | X | X |  |  | 6 | 0.8 | 6 | 6 | 2 | N |  |  | OP | X | 2 | 1953 |  |  | Y | Industrial CHP | 7 | B | BIT | NG | SLW | OTH | OG |  | NG |  |  |  | N | N |  | 12H |  |  | Y |  | Y | [18 empty] | N | N | N
Vintage1960 | hard coal | FALSE | 5610 | Eastman Chemical Co-TN Ops | 50481 | Tennessee Eastman Operations | TN | Sullivan | TG13 | Conventional Steam Coal | ST |  | S | X | X |  |  | 7 | 0.8 | 7 | 7 | 2 | N |  |  | OP | X | 1 | 1960 |  |  | Y | Industrial CHP | 7 | T | BIT | NG | SLW | OTH | OG |  | NG |  |  |  | N | N |  | 12H |  |  | Y |  | Y | [18 empty] | N | N | N
Vintage1962 | hard coal | FALSE | 5610 | Eastman Chemical Co-TN Ops | 50481 | Tennessee Eastman Operations | TN | Sullivan | TG14 | Conventional Steam Coal | ST |  | S | X | X |  |  | 10 | 0.8 | 10 | 10 | 2 | N |  |  | OP | X | 4 | 1962 |  |  | Y | Industrial CHP | 7 | B | BIT | NG | SLW | OTH | OG |  | NG |  |  |  | N | N |  | 12H |  |  | Y |  | Y | [18 empty] | N | N | N
Vintage1963 | hard coal | FALSE | 5610 | Eastman Chemical Co-TN Ops | 50481 | Tennessee Eastman Operations | TN | Sullivan | TG15 | Conventional Steam Coal | ST |  | S | X | X |  |  | 7.5 | 0.8 | 7.5 | 7.5 | 2 | N |  |  | OP | X | 10 | 1963 |  |  | Y | Industrial CHP | 7 | T | BIT | NG | SLW | OTH | OG |  | NG |  |  |  | N | N |  | 12H |  |  | Y |  | Y | [18 empty] | N | N | N
Vintage1966 | natural gas steam turbine | FALSE | 5610 | Eastman Chemical Co-TN Ops | 50481 | Tennessee Eastman Operations | TN | Sullivan | TG16 | Natural Gas Steam Turbine | ST |  | S | X | X |  |  | 10.4 | 0.8 | 10.4 | 10.4 | 1.5 | N |  |  | OP | X | 7 | 1966 |  |  | Y | Industrial CHP | 7 | X T T: T; WH BLQ BLQ: NG; WH WDS NG: BIT; WH RFO DFO: NG |  | N | N |  | 12H |  | N |  |  | N | [18 empty] | N | N | N
Vintage1966 | hard coal | FALSE | 5610 | Eastman Chemical Co-TN Ops | 50481 | Tennessee Eastman Operations | TN | Sullivan | TG17 | Conventional Steam Coal | ST |  | S | X | X |  |  | 10.4 | 0.8 | 10.4 | 10.4 | 1.5 | N |  |  | OP | X | 10 | 1966 |  |  | Y | Industrial CHP | 7 | T | BIT | NG | SLW | OTH | OG |  | NG |  |  |  | N | N |  | 12H |  | Y |  |  | Y | [18 empty] | N | N | N
Vintage1967 | natural gas steam turbine | FALSE | 5610 | Eastman Chemical Co-TN Ops | 50481 | Tennessee Eastman Operations | TN | Sullivan | TG18 | Natural Gas Steam Turbine | ST |  | S | X | X |  |  | 10.4 | 0.8 | 10.4 | 10.4 | 1.5 | N |  |  | OP | X | 7 | 1967 |  |  | Y | Industrial CHP | 7 | [11 empty] | N | N |  | 12H |  | N |  |  | N | [18 empty] | N | N | N | bar: X T T to WH BLQ BLQ; WH RFO DFO
Vintage1970 | natural gas steam turbine | FALSE | 5610 | Eastman Chemical Co-TN Ops | 50481 | Tennessee Eastman Operations | TN | Sullivan | TG19 | Natural Gas Steam Turbine | ST |  | S | X | X |  |  | 10.4 | 0.8 | 10.4 | 10.4 | 1.5 | N |  |  | OP | X | 3 | 1970 |  |  | Y | Industrial CHP | 7 | [11 empty] | N | N |  | 12H | [23 empty] | N | N | N | bar: X T T to WH BLQ BLQ; WH RFO DFO
Vintage1972 | hard coal | FALSE | 5610 | Eastman Chemical Co-TN Ops | 50481 | Tennessee Eastman Operations | TN | Sullivan | TG20 | Conventional Steam Coal | ST |  | S | X | X |  |  | 10.4 | 0.8 | 10.4 | 10.4 | 1.5 | N |  |  | OP | X | 4 | 1972 |  |  | Y | Industrial CHP | 7 | X T T: T; WH BLQ BLQ: BIT; WH WDS NG: NG; WH RFO DFO: NG |  | N | N |  | 12H |  | Y |  |  | Y | [18 empty] | N | N | N
Vintage1969 | natural gas steam turbine | FALSE | 5610 | Eastman Chemical Co-TN Ops | 50481 | Tennessee Eastman Operations | TN | Sullivan | TG21 | Natural Gas Steam Turbine | ST |  | S | X | X |  |  | 15 | 0.8 | 15 | 15 | 2 | N |  |  | OP | X | 7 | 1969 |  |  | Y | Industrial CHP | 7 | B | NG | BIT | SLW | OTH | OG |  | NG |  |  |  | N | N |  | 12H |  | Y |  |  | Y | [18 empty] | N | N | N
Vintage1982 | hard coal | FALSE | 5610 | Eastman Chemical Co-TN Ops | 50481 | Tennessee Eastman Operations | TN | Sullivan | TG22 | Conventional Steam Coal | ST |  | S | X | X |  |  | 15.4 | 0.8 | 15.4 | 15.4 | 1.5 | N |  |  | OP | X | 9 | 1982 |  |  | Y | Industrial CHP | 7 | T | BIT | NG | OG | OTH |  |  | NG |  |  |  | N | N |  | 12H |  | Y |  |  | Y | [18 empty] | N | N | N
Vintage1983 | natural gas steam turbine | FALSE | 5610 | Eastman Chemical Co-TN Ops | 50481 | Tennessee Eastman Operations | TN | Sullivan | TG24 | Natural Gas Steam Turbine | ST |  | S | X | X |  |  | 16.8 | 0.8 | 16.8 | 16.8 | 2 | N |  |  | OP | X | 7 | 1983 |  |  | Y | Industrial CHP | 7 | B | NG | BIT | SLW | OTH | OG |  | NG |  |  |  | N | N |  | 12H |  | Y |  |  | Y | [18 empty] | N | N | N
Vintage1994 | hard coal | FALSE | 5610 | Eastman Chemical Co-TN Ops | 50481 | Tennessee Eastman Operations | TN | Sullivan | TG25 | Conventional Steam Coal | ST |  | S | X | X |  |  | 18 | 0.8 | 18 | 18 | 2 | N |  |  | OP | X | 12 | 1994 |  |  | Y | Industrial CHP | 7 | T | BIT | NG | OG | OTH | SLW |  | NG |  |  |  | N | N |  | 12H |  | Y |  |  | Y | [18 empty] | N | N | N
Vintage1994 | hard coal | FALSE | 5610 | Eastman Chemical Co-TN Ops | 50481 | Tennessee Eastman Operations | TN | Sullivan | TG26 | Conventional Steam Coal | ST |  | S | X | X |  |  | 16.6 | 0.8 | 16.6 | 16.6 | 1.5 | N |  |  | OP | X | 10 | 1994 |  |  | Y | Industrial CHP | 7 | T | BIT | NG | OG | OTH |  |  | NG |  |  |  | N | N |  | 12H |  | Y |  |  | Y | N | [17 empty] | N | N | N
Vintage1936 | hard coal | FALSE | 5610 | Eastman Chemical Co-TN Ops | 50481 | Tennessee Eastman Operations | TN | Sullivan | TGO7 | Conventional Steam Coal | ST |  | S | X | X |  |  | 6 | 0.8 | 6 | 6 | 2 | N |  |  | OP | X | 9 | 1936 |  |  | Y | Industrial CHP | 7 | T | BIT | NG | SLW | OTH | OG |  | NG |  |  |  | N | N |  | 12H |  | Y |  |  | Y | [18 empty] | N | N | N
Vintage1939 | hard coal | FALSE | 5610 | Eastman Chemical Co-TN Ops | 50481 | Tennessee Eastman Operations | TN | Sullivan | TGO8 | Conventional Steam Coal | ST |  | S | X | X |  |  | 6 | 0.86 | 6 | 6 | 2 | N |  |  | OP | X | 9 | 1939 |  |  | Y | Industrial CHP | 7 | T | BIT | NG | SLW | OTH | OG |  | NG |  |  |  | N | N |  | 12H |  | Y |  |  | Y | [18 empty] | N | N | N
Vintage1941 | hard coal | FALSE | 5610 | Eastman Chemical Co-TN Ops | 50481 | Tennessee Eastman Operations | TN | Sullivan | TGO9 | Conventional Steam Coal | ST |  | S | X | X |  |  | 6 | 0.8 | 6 | 6 | 2 | N |  |  | OP | X | 7 | 1941 |  |  | Y | Industrial CHP | 7 | T | BIT | NG | SLW | OTH | OG |  | NG |  |  |  | N | N |  | 12H |  | Y |  |  | Y | [18 empty] | N | N | N
Vintage2004 | biomass | TRUE | 19365 | United States Sugar Corp | 50482 | Clewiston Sugar House | FL | Hendry | TG6 | Other Waste Biomass | ST |  | S | X | X |  |  | 15 | 1 | 14 | 14.1 | 5 | N |  |  | OP | X | 3 | 2004 |  |  | Y | Industrial CHP | 7 | X T T: B; WH BLQ BLQ: AB; WH WDS NG: DFO; WH RFO DFO: DFO |  | N | N |  | 12H |  |  | N | N | N | [18 empty] | Y | Y | N
Vintage2006 | biomass | TRUE | 19365 | United States Sugar Corp | 50482 | Clewiston Sugar House | FL | Hendry | TG7 | Other Waste Biomass | ST |  | S | X | X |  |  | 20 | 0.8 | 18.6 | 18.6 | 7.5 | N |  |  | OP | X | 10 | 2006 |  |  | Y | Industrial CHP | 7 | X T T: B; WH BLQ BLQ: AB; WH WDS NG: DFO; WH RFO DFO: DFO |  | N | N |  | 12H |  |  | N |  | N | [18 empty] | Y | Y | N
Vintage2007 | biomass | TRUE | 19365 | United States Sugar Corp | 50482 | Clewiston Sugar House | FL | Hendry | TG8 | Other Waste Biomass | ST |  | S | X | X |  |  | 14 | 0.9 | 12 | 12 | 5 | N |  |  | OP | X | 12 | 2007 |  |  | Y | Industrial CHP | 7 | X T T: B; WH BLQ BLQ: AB; WH WDS NG: DFO; WH RFO DFO: DFO |  | N | N |  | 12H |  |  | N |  | N | [18 empty] | Y | Y | N
Vintage1943 | other | FALSE | 14306 | Eagle 2 US LLC | 50487 | PPG Powerhouse A | LA | Calcasieu | A1 | All Other | ST |  | S | X | X |  |  | 7.5 | 0.85 | 7.5 | 7.5 | 1 | N |  |  | OS | X | 6 | 1943 |  |  | N | Industrial Non-CHP | 6 | X T T: X; WH BLQ BLQ: PUR; WH RFO DFO: NG |  | N | N |  | 12H | [23 empty] | N | N | N
Vintage1943 | other | FALSE | 14306 | Eagle 2 US LLC | 50487 | PPG Powerhouse A | LA | Calcasieu | A2 | All Other | ST |  | S | X | X |  |  | 7.5 | 0.85 | 7.5 | 7.5 | 1 | N |  |  | OS | X | 6 | 1943 |  |  | N | Industrial Non-CHP | 6 | X T T: X; WH BLQ BLQ: PUR; WH RFO DFO: NG |  | N | N |  | 12H | [23 empty] | N | N | N
Vintage1943 | other | FALSE | 14306 | Eagle 2 US LLC | 50487 | PPG Powerhouse A | LA | Calcasieu | A4 | All Other | ST |  | S | X | X |  |  | 7.5 | 0.85 | 7.5 | 7.5 | 1 | N |  |  | OS | X | 5 | 1943 |  |  | N | Industrial Non-CHP | 6 | X T T: X; WH BLQ BLQ: PUR; WH RFO DFO: NG |  | N | N |  | 12H | [23 empty] | N | N | N
Vintage1950 | other | FALSE | 14306 | Eagle 2 US LLC | 50487 | PPG Powerhouse A | LA | Calcasieu | A7 | All Other | ST |  | S | X | X | EES.AXIALL |  | 10 | 0.85 | 10 | 10 | 1 | N |  |  | OS | X | 10 | 1950 |  |  | N | Industrial Non-CHP | 6 | X T T: X; WH BLQ BLQ: PUR; WH RFO DFO: NG |  | N | N |  | 12H | [23 empty] | N | N | N
Vintage1957 | other | FALSE | 14306 | Eagle 2 US LLC | 50487 | PPG Powerhouse A | LA | Calcasieu | A9 | All Other | ST |  | S | X | X |  |  | 20 | 0.85 | 20 | 20 | 1 | N |  |  | OS | X | 8 | 1957 |  |  | N | Industrial Non-CHP | 6 | X T T: X; WH BLQ BLQ: PUR; WH RFO DFO: NG |  | N | N |  | 12H | [23 empty] | N | N | N
Vintage1947 | other | FALSE | 14306 | Eagle 2 US LLC | 50488 | PPG Riverside | LA | Calcasieu | GEN1 | All Other | ST |  | S | X | X |  |  | 35 | 0.85 | 35 | 40 | 8 | N |  |  | OS | X | 9 | 1947 |  |  | N | Industrial Non-CHP | 6 | X T T: X; WH BLQ BLQ: PUR; WH RFO DFO: NG |  | N | N |  | 12H | [23 empty] | N | N | N
Vintage1950 | other | FALSE | 14306 | Eagle 2 US LLC | 50488 | PPG Riverside | LA | Calcasieu | GEN2 | All Other | ST |  | S | X | X | EES.AXIALL |  | 45 | 0.85 | 30 | 30 | 8 | N |  |  | OP | X | 6 | 1950 |  |  | N | Industrial Non-CHP | 6 | X T T: X; WH BLQ BLQ: PUR; WH RFO DFO: NG |  | N | N |  | 12H | [23 empty] | N | N | N
Vintage1969 | other | FALSE | 14306 | Eagle 2 US LLC | 50488 | PPG Riverside | LA | Calcasieu | GEN3 | All Other | ST |  | S | X | X | EES.AXIALL |  | 82 | 0.85 | 38 | 40 | 8 | N |  |  | OP | X | 2 | 1969 |  |  | N | Industrial Non-CHP | 6 | X T T: X; WH BLQ BLQ: PUR; WH RFO DFO: NG |  | N | N |  | 12H | [23 empty] | N | N | N
Vintage1977 | natural gas peaker | FALSE | 14306 | Eagle 2 US LLC | 50489 | PPG Powerhouse C | LA | Calcasieu | C1 | Natural Gas Fired Combustion Turbine | GT | PHC | S | X | X | EES.AXIALL | EES.AXIALL | 73.1 | 0.85 | 55 | 63 | 50 | N |  |  | OP | X | 8 | 1977 |  |  | Y | Industrial CHP | 7 | [11 empty] | N | N |  | 12H | [23 empty] | N | N | N | bar: X T T to WH BLQ BLQ
Vintage1978 | natural gas peaker | FALSE | 14306 | Eagle 2 US LLC | 50489 | PPG Powerhouse C | LA | Calcasieu | C2 | Natural Gas Fired Combustion Turbine | GT | PHC | S | X | X | EES.AXIALL | EES.AXIALL | 73.1 | 0.85 | 55 | 63 | 50 | N |  |  | OP | X | 6 | 1978 |  |  | Y | Industrial CHP | 7 | [11 empty] | N | N |  | 12H | [23 empty] | N | N | N | bar: X T T to WH BLQ BLQ
Vintage1977 | natural gas steam turbine | FALSE | 14306 | Eagle 2 US LLC | 50489 | PPG Powerhouse C | LA | Calcasieu | C3 | Natural Gas Steam Turbine | ST | PHC | S | X | X | EES.AXIALL | EES.AXIALL | 57.1 | 0.85 | 52 | 52 | 25 | N |  |  | OP | X | 9 | 1977 |  |  | Y | Industrial CHP | 7 | X T T: B; WH BLQ BLQ: NG; WH WDS NG: OG; WH RFO DFO: NG |  | N | N |  | 12H | [23 empty] | N | N | N
Vintage1986 | natural gas peaker | FALSE | 14306 | Eagle 2 US LLC | 50489 | PPG Powerhouse C | LA | Calcasieu | C4 | Natural Gas Fired Combustion Turbine | GT | PHC | S | X | X | EES.AXIALL | EES.AXIALL | 77.2 | 0.85 | 70.6 | 78.6 | 38 | N |  |  | OP | X | 8 | 1986 |  |  | Y | Industrial CHP | 7 | [11 empty] | N | N |  | 12H | [23 empty] | N | N | N | bar: X T T to WH BLQ BLQ
Vintage1986 | natural gas peaker | FALSE | 14306 | Eagle 2 US LLC | 50489 | PPG Powerhouse C | LA | Calcasieu | C5 | Natural Gas Fired Combustion Turbine | GT | PHC | S | X | X | EES.AXIALL | EES.AXIALL | 77.2 | 0.85 | 70.6 | 78.6 | 38 | N |  |  | OP | X | 8 | 1986 |  |  | Y | Industrial CHP | 7 | [11 empty] | N | N |  | 12H | [23 empty] | N | N | N | bar: X T T to WH BLQ BLQ
Vintage1986 | natural gas steam turbine | FALSE | 14306 | Eagle 2 US LLC | 50490 | PPG Plant C Caustic | LA | Calcasieu | TE | Natural Gas Steam Turbine | ST |  | S | X | X |  |  | 3.4 | 0.85 | 2.7 | 2.7 | 1 | N |  |  | OP | X | 10 | 1986 |  |  | Y | Industrial CHP | 7 | [11 empty] | N |  |  | 12H | [23 empty] | N | N | N | bar: X T T to WH BLQ BLQ; WH RFO DFO
Vintage1943 | natural gas steam turbine | FALSE | 60586 | Westlake Chemical Natrium Plant | 50491 | Axiall Natrium Plant | WV | Marshall | GEN4 | Natural Gas Steam Turbine | ST |  | S | X | X |  |  | 7.5 | 0.9 | 7.5 | 7.5 | 0.5 | N |  |  | OP | X | 1 | 1943 |  |  | Y | Industrial CHP | 7 | X T T: T; WH BLQ BLQ: NG; WH WDS NG: OG; WH RFO DFO: NG |  | N | N |  | 12H | [23 empty] | N | N | N
Vintage1954 | natural gas steam turbine | FALSE | 60586 | Westlake Chemical Natrium Plant | 50491 | Axiall Natrium Plant | WV | Marshall | GEN6 | Natural Gas Steam Turbine | ST |  | S | X | X |  |  | 26 | 0.9 | 26 | 26 | 5 | N |  |  | OP | X | 1 | 1954 |  |  | Y | Industrial CHP | 7 | X T T: T; WH BLQ BLQ: NG; WH WDS NG: OG; WH RFO DFO: NG |  | N | N |  | 12H | [23 empty] | N | N | N
Vintage1966 | natural gas steam turbine | FALSE | 60586 | Westlake Chemical Natrium Plant | 50491 | Axiall Natrium Plant | WV | Marshall | GEN7 | Natural Gas Steam Turbine | ST |  | S | X | X |  |  | 82 | 0.9 | 82 | 82 | 10 | N |  |  | OP | X | 1 | 1966 |  |  | Y | Industrial CHP | 7 | [11 empty] | N | N |  | 12H | [23 empty] | N | bar: X T T to WH BLQ BLQ; WH RFO DFO
Vintage1985 | biomass | TRUE | 16764 | City of San Diego | 50492 | Gas Utilization Facility | CA | San Diego | 1 | Other Waste Biomass | IC |  | S | X | X |  |  | 2.3 | 0.8 | 2.3 | 2.3 | 1 | N |  |  | OP | X | 6 | 1985 |  |  | Y | Commercial CHP | 5 | X T T: T; WH BLQ BLQ: OBG; WH WDS NG: NG |  | N | N |  | 10M | [23 empty] | N | N | N
Vintage1985 | biomass | TRUE | 16764 | City of San Diego | 50492 | Gas Utilization Facility | CA | San Diego | 2 | Other Waste Biomass | IC |  | S | X | X |  |  | 2.3 | 0.8 | 2.3 | 2.3 | 1 | N |  |  | OP | X | 6 | 1985 |  |  | Y | Commercial CHP | 5 | X T T: T; WH BLQ BLQ: OBG; WH WDS NG: NG |  | N | N |  | 10M | [23 empty] | N | N | N
Vintage2002 | hydro | FALSE | 16764 | City of San Diego | 50492 | Gas Utilization Facility | CA | San Diego | 3 | Conventional Hydroelectric | HY |  | S | X | X |  |  | 1.5 | 0.8 | 1 | 1.5 | 0.5 | N |  |  | OP | X | 5 | 2002 |  |  | N | Commercial CHP | 5 | X T T: X; WH BLQ BLQ: WAT |  | N | N |  | 10M | [23 empty] | N
Vintage1989 | natural gas peaker | TRUE | 60662 | WCAC Operating Company | 50493 | Double C Generation Limited Partnership | CA | Kern | DC1 | Natural Gas Fired Combustion Turbine | GT |  | W | X | X |  |  | 24.9 | 0.85 | 23 | 24 | 21 | N |  |  | OP | X | 3 | 1989 |  |  | N | IPP Non-CHP | 2 | [11 empty] | N | N |  | 12H | [23 empty] | N | N | N | bar: X T T to WH BLQ BLQ
Vintage1989 | natural gas peaker | TRUE | 60662 | WCAC Operating Company | 50493 | Double C Generation Limited Partnership | CA | Kern | DC2 | Natural Gas Fired Combustion Turbine | GT |  | W | X | X |  |  | 24.9 | 0.85 | 23 | 24 | 21 | N |  |  | OP | X | 3 | 1989 |  |  | N | IPP Non-CHP | 2 | [11 empty] | N | N |  | 12H | [23 empty] | N | N | N | bar: X T T to WH BLQ BLQ
Vintage1989 | natural gas peaker | TRUE | 60662 | WCAC Operating Company | 50494 | Kern Front Limited | CA | Kern | KF1 | Natural Gas Fired Combustion Turbine | GT |  | W | X | X |  |  | 24.9 | 0.85 | 23 | 24 | 21 | N |  |  | OP | X | 2 | 1989 |  |  | N | IPP Non-CHP | 2 | [11 empty] | N | N |  | 12H | [23 empty] | N | N | bar: X T T to WH BLQ BLQ
Vintage1989 | natural gas peaker | TRUE | 60662 | WCAC Operating Company | 50494 | Kern Front Limited | CA | Kern | KF2 | Natural Gas Fired Combustion Turbine | GT |  | W | X | X |  |  | 24.9 | 0.85 | 23 | 24 | 21 | N |  |  | OP | X | 2 | 1989 |  |  | N | IPP Non-CHP | 2 | [11 empty] | N | N |  | 12H | [23 empty] | N | N | bar: X T T to WH BLQ BLQ
Vintage1989 | natural gas peaker | TRUE | 60662 | WCAC Operating Company | 50495 | High Sierra Limited | CA | Kern | HS1 | Natural Gas Fired Combustion Turbine | GT |  | W | X | X |  |  | 24.9 | 0.85 | 23 | 24 | 21 | N |  |  | OP | X | 3 | 1989 |  |  | Y | IPP CHP | 3 | [11 empty] | N | N |  | 12H | [23 empty] | N | bar: X T T to WH BLQ BLQ
Vintage1989 | natural gas peaker | TRUE | 60662 | WCAC Operating Company | 50495 | High Sierra Limited | CA | Kern | HS2 | Natural Gas Fired Combustion Turbine | GT |  | W | X | X |  |  | 24.9 | 0.85 | 23 | 24 | 21 | N |  |  | OP | X | 3 | 1989 |  |  | Y | IPP CHP | 3 | [11 empty] | N | N |  | 12H | [23 empty] | N | bar: X T T to WH BLQ BLQ
Vintage1984 | other | FALSE | 22175 | PCS Phosphate | 50509 | PCS Phosphate | NC | Beaufort | GEN1 | All Other | ST |  | S | X | X |  |  | 54 | 0.97 | 54 | 54 | 5 | N |  |  | OP | X | 12 | 1984 |  |  | Y | Industrial CHP | 7 | X T T: B; WH BLQ BLQ: WH; WH RFO DFO: DFO; WH DFO RFO: PG |  | N | N |  | 12H |  |  |  |  | N | [18 empty] | N | N | N
Vintage1999 | hydro | TRUE | 57280 | Eagle Creek Renewable Energy, LLC | 50512 | Glen Park Hydroelectric Project | NY | Jefferson | GEN1 | Conventional Hydroelectric | HY |  | W | X | X |  |  | 14.5 | 0.9 | 14.5 | 14.5 | 2.2 | N |  |  | OP | X | 10 | 1999 |  |  | N | IPP Non-CHP | 2 | X T T: X; WH BLQ BLQ: WAT |  | N |  |  | 10M
Vintage1999 | hydro | TRUE | 57280 | Eagle Creek Renewable Energy, LLC | 50512 | Glen Park Hydroelectric Project | NY | Jefferson | GEN2 | Conventional Hydroelectric | HY |  | W | X | X |  |  | 14.5 | 0.9 | 14.5 | 14.5 | 2.2 | N |  |  | OP | X | 10 | 1999 |  |  | N | IPP Non-CHP | 2 | X T T: X; WH BLQ BLQ: WAT |  | N |  |  | 10M
Vintage1999 | hydro | TRUE | 57280 | Eagle Creek Renewable Energy, LLC | 50512 | Glen Park Hydroelectric Project | NY | Jefferson | GEN3 | Conventional Hydroelectric | HY |  | W | X | X |  |  | 3.6 | 0.9 | 3.6 | 3.6 | 0.5 | N |  |  | OP | X | 10 | 1999 |  |  | N | IPP Non-CHP | 2 | X T T: X; WH BLQ BLQ: WAT |  | N |  |  | 10M
Vintage1987 | hydro | TRUE | 18121 | Stillwater Associates | 50513 | Stillwater Reservoir Hydro | NY | Herkimer | GEN1 | Conventional Hydroelectric | HY |  | S | X | X |  |  | 1.8 | 1 | 2.5 | 2.5 | 0.3 | N |  |  | OP | X | 1 | 1987 |  |  | N | IPP Non-CHP | 2 | X T T: X; WH BLQ BLQ: WAT |  |  |  |  | 10M | [23 empty] | N |  | N
Vintage1984 | hydro | TRUE | 6495 | Fort Miller Associates | 50514 | Fort Miller Hydroelectric Facility | NY | Saratoga | GEN1 | Conventional Hydroelectric | HY |  | S | X | X |  |  | 2.5 | 1 | 2.5 | 2.5 | 2.5 | N |  |  | OP | X | 12 | 1984 |  |  | N | IPP Non-CHP | 2 | X T T: X; WH BLQ BLQ: WAT |  | N |  | 0 | 10M | [20 empty] | N |  |  |  |  | N
Vintage1984 | hydro | TRUE | 6495 | Fort Miller Associates | 50514 | Fort Miller Hydroelectric Facility | NY | Saratoga | GEN2 | Conventional Hydroelectric | HY |  | S | X | X |  |  | 2.5 | 1 | 2.5 | 2.5 | 2.5 | N |  |  | OP | X | 12 | 1984 |  |  | N | IPP Non-CHP | 2 | X T T: X; WH BLQ BLQ: WAT |  | N |  | 0 | 10M | [20 empty] | N |  |  |  |  | N
Vintage1982 | other | FALSE | 55985 | Tesoro Refining and Marketing Company | 50530 | Equilon Los Angeles Refining | CA | Los Angeles | GEN1 | Other Gases | GT |  | S | X | X |  |  | 30 | 0.85 | 17.8 | 20.8 | 18 | N |  |  | OP | X | 12 | 1982 |  |  | Y | Industrial CHP | 7 | X T T: T; WH BLQ BLQ: OG; WH WDS NG: NG |  | N | N |  | 12H | [23 empty] | Y | Y | N
Vintage1982 | other | FALSE | 55985 | Tesoro Refining and Marketing Company | 50530 | Equilon Los Angeles Refining | CA | Los Angeles | GEN2 | Other Gases | GT |  | S | X | X |  |  | 30 | 0.85 | 19.7 | 23.7 | 18 | N |  |  | OP | X | 12 | 1982 |  |  | Y | Industrial CHP | 7 | X T T: T; WH BLQ BLQ: OG; WH WDS NG: NG |  | N | N |  | 12H | [23 empty] | Y | Y | N
Vintage1991 | other | FALSE | 55985 | Tesoro Refining and Marketing Company | 50530 | Equilon Los Angeles Refining | CA | Los Angeles | GEN3 | Other Gases | ST |  | S | X | X |  |  | 23 | 0.8 | 5.8 | 8.7 | 4 | N |  |  | OP | X | 4 | 1991 |  |  | Y | Industrial CHP | 7 | X T T: B; WH BLQ BLQ: OG; WH WDS NG: NG; WH RFO DFO: OG |  | N | N |  | 12H | [23 empty] | N | N | N
Vintage2000 | onshore wind | TRUE | 56899 | Wind Stream Operations LLC | 50532 | Victory Garden (Tehachapi) | CA | Kern | 15SLE | Onshore Wind Turbine | WT |  | S | X | X |  |  | 1.5 |  | 1.5 | 1.5 | 0 | N |  |  | OP | X | 5 | 2000 |  |  | N | IPP Non-CHP | 2 | X T T: X; WH BLQ BLQ: WND |  | N | N | 1 | [21 empty] | N |  |  | N | N | N
Vintage1981 | onshore wind | TRUE | 56899 | Wind Stream Operations LLC | 50532 | Victory Garden (Tehachapi) | CA | Kern | WGNS | Onshore Wind Turbine | WT |  | S | X | X |  |  | 17.3 |  | 17.3 | 17.3 | 0 | N |  |  | OP | X | 12 | 1981 |  |  | N | IPP Non-CHP | 2 | X T T: X; WH BLQ BLQ: WND |  | N | N | 241 | [21 empty] | N |  |  | N | N | N
Vintage2021 | onshore wind | TRUE | 63880 | Painted Hills Wind Holdings, LLC | 50533 | Painted Hills Wind Park | CA | Riverside | PHW | Onshore Wind Turbine | WT |  | S | X | X |  |  | 46.8 |  | 46.8 | 46.8 | 0 | N |  |  | OP | X | 4 | 2021 |  |  | N | IPP Non-CHP | 2 | X T T: X; WH BLQ BLQ: WND |  | N | N | 13 | [24 empty] | N
Vintage1984 | onshore wind | TRUE | 63235 | Brookfield Renewable Trading and Marketing LP | 50535 | Mesa Wind Power LLC | CA | Riverside | WGNS | Onshore Wind Turbine | WT |  | W | X | X |  |  | 29.9 |  | 29.9 | 29.9 | 0 | N |  |  | OP | X | 11 | 1984 |  |  | N | IPP Non-CHP | 2 | X T T: X; WH BLQ BLQ: WND |  | N | N | 460 | [16 empty] | WT | WND | 29.9 | 3 | 2022 |  |  |  | N | N
Vintage2021 | onshore wind | TRUE | 64156 | Sky River Wind LLC | 50536 | Sky River Wind Energy Center | CA | Kern | SRW1 | Onshore Wind Turbine | WT |  | S | X | X |  |  | 60.2 |  | 60.2 | 60.2 |  | N |  |  | OP | X | 9 | 2021 |  |  | N | IPP Non-CHP | 2 | X T T: X; WH BLQ BLQ: WND |  |  |  | 21
Vintage1987 | natural gas peaker | FALSE | 9297 | IPT SRI Cogeneration Inc | 50537 | SRI International Cogen Project | CA | San Mateo | GEN1 | Natural Gas Fired Combustion Turbine | GT |  | W | X | X |  |  | 6 | 0.8 | 5.6 | 5.6 | 0.2 | N |  |  | OP | X | 4 | 1987 |  |  | Y | Commercial CHP | 5 | [11 empty] | N | N |  | 10M | [23 empty] | N | bar: X T T to WH BLQ BLQ
Vintage1984 | hydro | TRUE | 1966 | Boltonville Hydro Associates | 50539 | Boltonville Hydro Associates | VT | Orange | 1 | Conventional Hydroelectric | HY |  | S | X | X |  |  | 0.5 | 0.8 | 0.5 | 0.5 | 0 | N |  |  | OP | X | 7 | 1984 |  |  | N | IPP Non-CHP | 2 | X T T: X; WH BLQ BLQ: WAT |  | N | N | 0 | 1H | [23 empty] | N
Vintage1984 | hydro | TRUE | 1966 | Boltonville Hydro Associates | 50539 | Boltonville Hydro Associates | VT | Orange | 2 | Conventional Hydroelectric | HY |  | S | X | X |  |  | 0.3 | 0.8 | 0.3 | 0.3 | 0 | N |  |  | OS | X | 7 | 1984 |  |  | N | IPP Non-CHP | 2 | X T T: X; WH BLQ BLQ: WAT |  | N | N | 0 | 1H | [23 empty] | N
Vintage1989 | hydro | TRUE | 1966 | Boltonville Hydro Associates | 50539 | Boltonville Hydro Associates | VT | Orange | 3 | Conventional Hydroelectric | HY |  | S | X | X |  |  | 0.3 | 0.8 | 0.3 | 0.3 | 0 | N |  |  | OS | X | 12 | 1989 |  |  | N | IPP Non-CHP | 2 | X T T: X; WH BLQ BLQ: WAT |  | N | N | 0 | 1H | [23 empty] | N
Vintage1984 | other | FALSE | 2696 | Tesoro Carson Refinery | 50540 | BP Carson Refinery | CA | Los Angeles | GEN1 | Other Gases | OT |  | S | X | X |  |  | 12 | 0.9 | 6.5 | 6.5 | 1 | N |  |  | SB | Y | 6 | 1984 |  |  | N | Industrial Non-CHP | 6 | [11 empty] | N | N |  | 12H | [23 empty] | N | N | N | bar: X T T to WH BLQ BLQ
Vintage1982 | natural gas steam turbine | FALSE | 2696 | Tesoro Carson Refinery | 50540 | BP Carson Refinery | CA | Los Angeles | GEN2 | Natural Gas Steam Turbine | ST |  | S | X | X |  |  | 1.5 | 0.9 | 1.5 | 1.5 | 0.2 | N |  |  | OS | X | 4 | 1982 |  |  | N | Industrial Non-CHP | 6 | X T T: X; WH BLQ BLQ: NG; WH WDS NG: OG; WH RFO DFO: NG |  | N | N |  | 12H | [23 empty] | N | N | N
Vintage1988 | natural gas combined cycle | TRUE | 8303 | Harbor Cogeneration Co. | 50541 | Harbor Cogen | CA | Los Angeles | GEN1 | Natural Gas Fired Combined Cycle | CT | HCCC | S | X | N | HARBGN_7_UNITS | HARBGN_7_UNITS | 82.3 | 1 | 80.8 | 84.5 | 65 | N |  |  | OP | X | 12 | 1988 |  |  | N | IPP Non-CHP | 2 | [11 empty] | N | N |  | 1H | [23 empty] | N | N | N | bar: X T T to WH BLQ BLQ
Vintage2001 | natural gas combined cycle | TRUE | 8303 | Harbor Cogeneration Co. | 50541 | Harbor Cogen | CA | Los Angeles | ST1 | Natural Gas Fired Combined Cycle | CA | HCCC | S | N | X | HARBGN_7_UNITS | HARBGN_7_UNITS | 13.6 | 1 | 9.9 | 10.4 | 0 | N |  |  | OP | X | 6 | 2001 |  |  | N | IPP Non-CHP | 2 | [11 empty] | N | N |  | 12H | [23 empty] | N | N | N | bar: X T T to WH BLQ BLQ
Vintage2001 | natural gas combined cycle | TRUE | 8303 | Harbor Cogeneration Co. | 50541 | Harbor Cogen | CA | Los Angeles | ST2 | Natural Gas Fired Combined Cycle | CA | HCCC | S | N | X | HARBGN_7_UNITS | HARBGN_7_UNITS | 11.5 | 1 | 11 | 11 | 0 | N |  |  | OP | X | 6 | 2001 |  |  | N | IPP Non-CHP | 2 | [11 empty] | N | N |  | 12H | [23 empty] | N | N | N | bar: X T T to WH BLQ BLQ
Vintage1986 | biomass | TRUE | 26840 | Port Townsend Paper Co | 50544 | Port Townsend Paper | WA | Jefferson | GEN6 | Wood/Wood Waste Biomass | ST |  | S | X | X |  |  | 7.5 | 0.8 | 7.5 | 7.5 | 0.5 | N |  |  | OP | X | 1 | 1986 |  |  | Y | Industrial CHP | 7 | T | BLQ | WDS | NG | WO | SLW |  | WO | PG |  |  | N | N |  | 12H | [23 empty] | Y | Y | N
Vintage1982 | hydro | FALSE | 26840 | Port Townsend Paper Co | 50544 | Port Townsend Paper | WA | Jefferson | HDRO | Conventional Hydroelectric | HY |  | S | X | X |  |  | 0.4 | 0.8 | 0.3 | 0.3 | 0.1 | N |  |  | OS | X | 8 | 1982 |  |  | N | Industrial CHP | 7 | X T T: X; WH BLQ BLQ: WAT |  | N | N |  | OVER
Vintage1981 | hydro | TRUE | 64078 | Central Rivers Power US, LLC | 50545 | Lawrence Hydroelectric Associates | MA | Essex | GEN1 | Conventional Hydroelectric | HY |  | S | X | X |  |  | 7.4 | 1 | 7 | 6.8 | 0.1 | N |  |  | OP | X | 7 | 1981 |  |  | N | IPP Non-CHP | 2 | X T T: X; WH BLQ BLQ: WAT |  |  |  | 0 | 10M
Vintage1981 | hydro | TRUE | 64078 | Central Rivers Power US, LLC | 50545 | Lawrence Hydroelectric Associates | MA | Essex | GEN2 | Conventional Hydroelectric | HY |  | S | X | X |  |  | 7.4 | 1 | 7 | 6.8 | 0.1 | N |  |  | OP | X | 7 | 1981 |  |  | N | IPP Non-CHP | 2 | X T T: X; WH BLQ BLQ: WAT |  |  |  | 0 | 10M
Vintage1986 | hydro | TRUE | 13402 | Nevada Irrigation District | 50546 | Bowman | CA | Nevada | GEN1 | Conventional Hydroelectric | HY |  | S | X | X |  |  | 3.6 | 0.99 | 3.6 | 3.6 | 0.1 | N |  |  | OP | X | 9 | 1986 |  |  | N | IPP Non-CHP | 2 | X T T: X; WH BLQ BLQ: WAT |  | N | N | 0 | 1H | [23 empty] | N
Vintage1999 | onshore wind | TRUE | 64407 | Huntsman Wind | 50552 | GPS Cabazon Wind LLC | CA | Riverside | WGNS | Onshore Wind Turbine | WT |  | S | X | X |  |  | 38.9 |  | 38.9 | 38.9 | 2 | N |  |  | OP | X | 1 | 1999 |  |  | N | IPP Non-CHP | 2 | X T T: X; WH BLQ BLQ: WND |  | N |  | 52 | [24 empty] | N
Vintage2008 | onshore wind | TRUE | 61208 | Red Marlin Wind Ventures, LLC | 50553 | Edom Hills Project 1 LLC | CA | Riverside | 1 | Onshore Wind Turbine | WT |  | S | X | X |  |  | 20 |  | 20 | 20 | 4 | N |  |  | OP | X | 9 | 2008 |  |  | N | IPP Non-CHP | 2 | X T T: X; WH BLQ BLQ: WND |  | N | N | 8 | [24 empty] | N
Vintage1990 | petroleum | TRUE | 19876 | Virginia Electric & Power Co | 50555 | Rosemary Power Station | NC | Halifax | GEN1 | Petroleum Liquids | CT | G785 | S | X | N |  |  | 86 | 0.85 | 75 | 88 | 52 | N |  |  | OP | X | 11 | 1990 |  |  | N | Electric Utility | 1 | X T T: X; WH BLQ BLQ: DFO |  | N |  |  | 12H | [23 empty] | N | N | N
Vintage1990 | petroleum | TRUE | 19876 | Virginia Electric & Power Co | 50555 | Rosemary Power Station | NC | Halifax | GEN2 | Petroleum Liquids | CT | G785 | S | X | N |  |  | 40 | 0.85 | 36 | 44 | 24 | N |  |  | OP | X | 11 | 1990 |  |  | N | Electric Utility | 1 | X T T: X; WH BLQ BLQ: DFO |  | N |  |  | 12H | [23 empty] | N | N | N
Vintage1990 | petroleum | TRUE | 19876 | Virginia Electric & Power Co | 50555 | Rosemary Power Station | NC | Halifax | GEN3 | Petroleum Liquids | CA | G785 | S | N | X |  |  | 54 | 0.85 | 54 | 54 | 44 | N |  |  | OP | X | 11 | 1990 |  |  | N | Electric Utility | 1 | X T T: X; WH BLQ BLQ: DFO |  | N |  |  | 12H | [23 empty] | N | N | N
Vintage1989 | natural gas combined cycle | TRUE | 14063 | Oklahoma Gas & Electric Co | 50558 | Frontier | OK | Oklahoma | GT01 | Natural Gas Fired Combined Cycle | CT | CC01 | S | X | N | OKGENSCI1UN1_RA | OKGENSMITH | 87.2 | 0.9 |  |  |  | N |  |  | OP | X | 9 | 1989 |  |  | N | Electric Utility | 1 | [11 empty] | N | N |  | 12H | [23 empty] | N | N | N | bar: X T T to WH BLQ BLQ; WH RFO DFO
Vintage1989 | natural gas combined cycle | TRUE | 14063 | Oklahoma Gas & Electric Co | 50558 | Frontier | OK | Oklahoma | ST01 | Natural Gas Fired Combined Cycle | CA | CC01 | S | Y | X |  |  | 44.2 | 0.9 | 120 | 120 | 70 | N |  |  | OP | X | 9 | 1989 |  |  | N | Electric Utility | 1 | [11 empty] | N | N | 0 | 12H | [23 empty] | N | N | N | bar: X T T to WH BLQ BLQ; WH RFO DFO
Vintage1986 | biomass | TRUE | 58650 | IHI Power Services Corp | 50560 | Pacific-Ultrapower Chinese Station | CA | Tuolumne | GEN1 | Wood/Wood Waste Biomass | ST |  | J | X | X |  |  | 25 | 0.85 | 18 | 18 | 15 | N |  |  | OP | X | 10 | 1986 |  |  | N | IPP Non-CHP | 2 | X T T: X; WH BLQ BLQ: WDS; WH RFO DFO: PG |  | N | N |  | OVER | N | [22 empty] | N | N | N
Vintage1990 | natural gas combined cycle | TRUE | 49942 | Eagle Point Power Generation LLC | 50561 | Eagle Point Power Generation | NJ | Gloucester | GTG1 | Natural Gas Fired Combined Cycle | CT | CC1 | W | X | N | EAGLEGEN 13 KV EGLE#1 GEN | EAGLE CT1 | 90 | 0.85 | 85 | 90 | 82 | N |  |  | OP | X | 11 | 1990 |  |  | N | IPP Non-CHP | 2 | X T T: X; WH BLQ BLQ: NG; WH WDS NG: DFO |  | N | N |  | 12H | [23 empty] | Y | N | Y
Vintage1990 | natural gas combined cycle | TRUE | 49942 | Eagle Point Power Generation LLC | 50561 | Eagle Point Power Generation | NJ | Gloucester | GTG2 | Natural Gas Fired Combined Cycle | CT | CC1 | W | X | N | EAGLEGEN 13 KV EGLE#2 GEN |  | 90 | 0.85 | 85 | 90 | 82 | N |  |  | OP | X | 11 | 1990 |  |  | N | IPP Non-CHP | 2 | X T T: X; WH BLQ BLQ: NG; WH WDS NG: DFO |  | N | N |  | 12H | [23 empty] | Y | N | Y
Vintage1991 | natural gas combined cycle | TRUE | 49942 | Eagle Point Power Generation LLC | 50561 | Eagle Point Power Generation | NJ | Gloucester | STG1 | Natural Gas Fired Combined Cycle | CA | CC1 | W | N | X | EAGLEGEN 13 KV EGLE#3 GEN |  | 45 | 0.85 | 47 | 47 | 45 | N |  |  | OP | X | 4 | 1991 |  |  | N | IPP Non-CHP | 2 | X T T: X; WH BLQ BLQ: NG; WH WDS NG: DFO |  | N | N |  | 12H | [23 empty] | N | N | N
Vintage2016 | natural gas combined cycle | TRUE | 49942 | Eagle Point Power Generation LLC | 50561 | Eagle Point Power Generation | NJ | Gloucester | STG2 | Natural Gas Fired Combined Cycle | CA | CC1 | W | N | X | EAGLEGEN 13 KV EGLE#4 GEN |  | 26.8 | 0.85 | 27 | 27 | 24 | N |  |  | OP | X | 5 | 2016 |  |  | N | IPP Non-CHP | 2 | X T T: X; WH BLQ BLQ: NG; WH WDS NG: DFO |  |  | N |  | 12H | [23 empty] | N | N | N
Vintage1988 | biomass | TRUE | 54843 | WM Illinois Renewable Energy LLC | 50563 | Settlers Hill Gas Recovery | IL | Kane | GEN1 | Landfill Gas | GT |  | S | X | X | Zonal | Zonal | 3 | 0.98 | 2.9 | 3.3 | 1 | N |  |  | OP | X | 10 | 1988 |  |  | N | IPP Non-CHP | 2 | X T T: X; WH BLQ BLQ: LFG |  | N |  |  | 1H | [23 empty] | N | N | N
Vintage1998 | biomass | TRUE | 54843 | WM Illinois Renewable Energy LLC | 50563 | Settlers Hill Gas Recovery | IL | Kane | GEN2 | Landfill Gas | GT |  | S | X | X | Zonal | Zonal | 3 | 0.98 | 2.9 | 3.3 | 1 | N |  |  | OP | X | 5 | 1998 |  |  | N | IPP Non-CHP | 2 | X T T: X; WH BLQ BLQ: LFG |  | N |  |  | 1H | [23 empty] | N | N | N
Vintage2008 | biomass | TRUE | 54842 | WM Renewable Energy LLC | 50564 | New Milford Gas Recovery | CT | Litchfield | GEN2 | Landfill Gas | IC |  | S | X | X | Zonal | Zonal | 0.8 | 0.98 | 0.8 | 0.8 | 0.5 | N |  |  | OP | X | 5 | 2008 |  |  | N | IPP Non-CHP | 2 | X T T: X; WH BLQ BLQ: LFG |  | N | N |  | 1H | [23 empty] | N | N | N
Vintage2008 | biomass | TRUE | 54842 | WM Renewable Energy LLC | 50564 | New Milford Gas Recovery | CT | Litchfield | GEN4 | Landfill Gas | IC |  | S | X | X | Zonal | Zonal | 0.8 | 0.98 | 0.8 | 0.8 | 0.5 | N |  |  | OP | X | 5 | 2008 |  |  | N | IPP Non-CHP | 2 | X T T: X; WH BLQ BLQ: LFG |  |  | N |  | 1H | [23 empty] | N | N | N
Vintage1991 | natural gas peaker | TRUE | 54843 | WM Illinois Renewable Energy LLC | 50566 | Milam Gas Recovery | IL | St Clair | GEN1 | Natural Gas Internal Combustion Engine | IC |  | S | X | X | Zonal | Zonal | 0.8 | 0.98 | 0.8 | 0.8 | 0.5 | N |  |  | OP | X | 4 | 1991 |  |  | N | IPP Non-CHP | 2 | [11 empty] | N |  |  | 1H | [23 empty] | N | N | N | bar: X T T to WH BLQ BLQ
Vintage1991 | natural gas peaker | TRUE | 54843 | WM Illinois Renewable Energy LLC | 50566 | Milam Gas Recovery | IL | St Clair | GEN2 | Natural Gas Internal Combustion Engine | IC |  | S | X | X | Zonal | Zonal | 0.8 | 0.98 | 0.8 | 0.8 | 0.5 | N |  |  | OP | X | 4 | 1991 |  |  | N | IPP Non-CHP | 2 | [11 empty] | N |  |  | 1H | [23 empty] | N | N | N | bar: X T T to WH BLQ BLQ
Vintage1993 | natural gas peaker | TRUE | 54843 | WM Illinois Renewable Energy LLC | 50566 | Milam Gas Recovery | IL | St Clair | GEN3 | Natural Gas Internal Combustion Engine | IC |  | S | X | X | Zonal | Zonal | 0.8 | 0.98 | 0.8 | 0.8 | 0.5 | N |  |  | OP | X | 3 | 1993 |  |  | N | IPP Non-CHP | 2 | [11 empty] | N |  |  | 1H | [23 empty] | N | N | N | bar: X T T to WH BLQ BLQ
Vintage1991 | biomass | TRUE | 54842 | WM Renewable Energy LLC | 50568 | High Acres Gas Recovery | NY | Monroe | GEN1 | Landfill Gas | IC |  | S | X | X | PTID 23767 | PTID 23767 | 0.8 | 0.98 | 0.8 | 0.8 | 0.5 | N |  |  | OP | X | 5 | 1991 |  |  | N | IPP Non-CHP | 2 | X T T: X; WH BLQ BLQ: LFG |  | N |  |  | 1H | [23 empty] | N | N | N
Vintage1991 | biomass | TRUE | 54842 | WM Renewable Energy LLC | 50568 | High Acres Gas Recovery | NY | Monroe | GEN2 | Landfill Gas | IC |  | S | X | X | PTID 23767 | PTID 23767 | 0.8 | 0.98 | 0.8 | 0.8 | 0.5 | N |  |  | OP | X | 5 | 1991 |  |  | N | IPP Non-CHP | 2 | X T T: X; WH BLQ BLQ: LFG |  | N |  |  | 1H | [23 empty] | N | N | N
Vintage1991 | biomass | TRUE | 54842 | WM Renewable Energy LLC | 50568 | High Acres Gas Recovery | NY | Monroe | GEN3 | Landfill Gas | IC |  | S | X | X | PTID 23767 | PTID 23767 | 0.8 | 0.98 | 0.8 | 0.8 | 0.5 | N |  |  | OP | X | 5 | 1991 |  |  | N | IPP Non-CHP | 2 | X T T: X; WH BLQ BLQ: LFG |  | N |  |  | 1H | [23 empty] | N | N | N
Vintage1991 | biomass | TRUE | 54842 | WM Renewable Energy LLC | 50568 | High Acres Gas Recovery | NY | Monroe | GEN4 | Landfill Gas | IC |  | S | X | X | PTID 23767 | PTID 23767 | 0.8 | 0.98 | 0.8 | 0.8 | 0.5 | N |  |  | OP | X | 5 | 1991 |  |  | N | IPP Non-CHP | 2 | X T T: X; WH BLQ BLQ: LFG |  | N |  |  | 1H | [23 empty] | N | N | N
Vintage2008 | biomass | TRUE | 54842 | WM Renewable Energy LLC | 50568 | High Acres Gas Recovery | NY | Monroe | GEN5 | Landfill Gas | IC |  | S | X | X | PTID 23767 | PTID 23767 | 1.6 | 0.98 | 1.6 | 1.6 | 0.8 | N |  |  | OP | X | 3 | 2008 |  |  | N | IPP Non-CHP | 2 | X T T: X; WH BLQ BLQ: LFG |  | N |  |  | 1H | [23 empty] | N | N | N
Vintage2008 | biomass | TRUE | 54842 | WM Renewable Energy LLC | 50568 | High Acres Gas Recovery | NY | Monroe | GEN6 | Landfill Gas | IC |  | S | X | X | PTID 23767 | PTID 23767 | 1.6 | 0.98 | 1.6 | 1.6 | 0.8 | N |  |  | OP | X | 3 | 2008 |  |  | N | IPP Non-CHP | 2 | X T T: X; WH BLQ BLQ: LFG |  | N | N |  | 1H | [23 empty] | N | N | N
Vintage2008 | biomass | TRUE | 54842 | WM Renewable Energy LLC | 50568 | High Acres Gas Recovery | NY | Monroe | GEN7 | Landfill Gas | IC |  | S | X | X | PTID 23767 | PTID 23767 | 1.6 | 0.98 | 1.6 | 1.6 | 0.8 | N |  |  | OP | X | 3 | 2008 |  |  | N | IPP Non-CHP | 2 | X T T: X; WH BLQ BLQ: LFG |  | N | N |  | 1H | [23 empty] | N | N | N
Vintage2008 | biomass | TRUE | 54842 | WM Renewable Energy LLC | 50568 | High Acres Gas Recovery | NY | Monroe | GEN8 | Landfill Gas | IC |  | S | X | X | PTID 23767 | PTID 23767 | 1.6 | 0.98 | 1.6 | 1.6 | 0.8 | N |  |  | OP | X | 3 | 2008 |  |  | N | IPP Non-CHP | 2 | X T T: X; WH BLQ BLQ: LFG |  | N | N |  | 1H | [23 empty] | N | N | N
Vintage1988 | biomass | TRUE | 54842 | WM Renewable Energy LLC | 50569 | DFW Gas Recovery | TX | Denton | GEN1 | Landfill Gas | GT |  | S | X | X | DG_BIO2 | DG_BIO2 | 3 | 0.98 | 2.9 | 3.2 | 1 | N |  |  | OP | X | 5 | 1988 |  |  | N | IPP Non-CHP | 2 | X T T: X; WH BLQ BLQ: LFG |  | N |  |  | 1H | [23 empty] | N | N | N
Vintage1988 | biomass | TRUE | 54842 | WM Renewable Energy LLC | 50569 | DFW Gas Recovery | TX | Denton | GEN2 | Landfill Gas | GT |  | S | X | X | DG_BIO2 | DG_BIO2 | 3 | 0.98 | 2.9 | 3.2 | 1 | N |  |  | OP | X | 5 | 1988 |  |  | N | IPP Non-CHP | 2 | X T T: X; WH BLQ BLQ: LFG |  | N |  |  | 1H | [23 empty] | N | N | N
Vintage2009 | biomass | TRUE | 54842 | WM Renewable Energy LLC | 50569 | DFW Gas Recovery | TX | Denton | GEN3 | Landfill Gas | IC |  | S | X | X | DG_BIO2 | DG_BIO2 | 1.6 | 0.98 | 1.6 | 1.6 | 0.8 | N |  |  | OP | X | 8 | 2009 |  |  | N | IPP Non-CHP | 2 | X T T: X; WH BLQ BLQ: LFG |  |  |  |  | 1H | [23 empty] | N | N | N
Vintage2009 | biomass | TRUE | 54842 | WM Renewable Energy LLC | 50569 | DFW Gas Recovery | TX | Denton | GEN4 | Landfill Gas | IC |  | S | X | X | DG_BIO2 | DG_BIO2 | 1.6 | 0.98 | 1.6 | 1.6 | 0.8 | N |  |  | OP | X | 8 | 2009 |  |  | N | IPP Non-CHP | 2 | X T T: X; WH BLQ BLQ: LFG |  |  |  |  | 1H | [23 empty] | N | N | N
Vintage2009 | biomass | TRUE | 54842 | WM Renewable Energy LLC | 50569 | DFW Gas Recovery | TX | Denton | GEN5 | Landfill Gas | IC |  | S | X | X | DG_BIO2 | DG_BIO2 | 1.6 | 0.98 | 1.6 | 1.6 | 0.8 | N |  |  | OP | X | 8 | 2009 |  |  | N | IPP Non-CHP | 2 | X T T: X; WH BLQ BLQ: LFG |  |  |  |  | 1H | [23 empty] | N | N | N
Vintage2009 | biomass | TRUE | 54842 | WM Renewable Energy LLC | 50569 | DFW Gas Recovery | TX | Denton | GEN6 | Landfill Gas | IC |  | S | X | X | DG_BIO2 | DG_BIO2 | 1.6 | 0.98 | 1.6 | 1.6 | 0.8 | N |  |  | OP | X | 8 | 2009 |  |  | N | IPP Non-CHP | 2 | X T T: X; WH BLQ BLQ: LFG |  |  |  |  | 1H | [23 empty] | N | N | N
Vintage1992 | biomass | TRUE | 54842 | WM Renewable Energy LLC | 50570 | Chestnut Ridge Gas Recovery | TN | Anderson | GEN1 | Landfill Gas | IC |  | S | X | X | TVA | TVA | 0.8 | 0.98 | 0.8 | 0.8 | 0.5 | N |  |  | OP | X | 1 | 1992 |  |  | N | IPP Non-CHP | 2 | X T T: X; WH BLQ BLQ: LFG |  | N |  |  | 1H | [23 empty] | N | N | N
Vintage1992 | biomass | TRUE | 54842 | WM Renewable Energy LLC | 50570 | Chestnut Ridge Gas Recovery | TN | Anderson | GEN2 | Landfill Gas | IC |  | S | X | X | TVA | TVA | 0.8 | 0.98 | 0.8 | 0.8 | 0.5 | N |  |  | OP | X | 1 | 1992 |  |  | N | IPP Non-CHP | 2 | X T T: X; WH BLQ BLQ: LFG |  | N |  |  | 1H | [23 empty] | N | N | N
Vintage1992 | biomass | TRUE | 54842 | WM Renewable Energy LLC | 50570 | Chestnut Ridge Gas Recovery | TN | Anderson | GEN3 | Landfill Gas | IC |  | S | X | X | TVA | TVA | 0.8 | 0.98 | 0.8 | 0.8 | 0.5 | N |  |  | OP | X | 1 | 1992 |  |  | N | IPP Non-CHP | 2 | X T T: X; WH BLQ BLQ: LFG |  | N |  |  | 1H | [23 empty] | N | N | N
Vintage1992 | biomass | TRUE | 54842 | WM Renewable Energy LLC | 50570 | Chestnut Ridge Gas Recovery | TN | Anderson | GEN4 | Landfill Gas | IC |  | S | X | X | TVA | TVA | 0.8 | 0.98 | 0.8 | 0.8 | 0.5 | N |  |  | OP | X | 1 | 1992 |  |  | N | IPP Non-CHP | 2 | X T T: X; WH BLQ BLQ: LFG |  | N |  |  | 1H | [23 empty] | N | N | N
Vintage2011 | biomass | TRUE | 54842 | WM Renewable Energy LLC | 50570 | Chestnut Ridge Gas Recovery | TN | Anderson | GEN5 | Landfill Gas | IC |  | S | X | X | TVA | TVA | 1.6 | 0.98 | 1.6 | 1.6 | 0.8 | N |  |  | OP | X | 11 | 2011 |  |  | N | IPP Non-CHP | 2 | X T T: X; WH BLQ BLQ: LFG |  | N |  |  | 1H | [23 empty] | N | N | N
Vintage1989 | biomass | TRUE | 54842 | WM Renewable Energy LLC | 50571 | Altamont Gas Recovery | CA | Alameda | GEN1 | Landfill Gas | GT |  | S | X | X | PG&E | PG&E | 3 | 0.98 | 2.9 | 3.3 | 1 | N |  |  | OP | X | 3 | 1989 |  |  | N | IPP Non-CHP | 2 | X T T: X; WH BLQ BLQ: LFG |  | N | N |  | 1H | [23 empty] | N | N | N
Vintage1989 | biomass | TRUE | 54842 | WM Renewable Energy LLC | 50571 | Altamont Gas Recovery | CA | Alameda | GEN2 | Landfill Gas | GT |  | S | X | X | PG&E | PG&E | 3 | 0.98 | 2.9 | 3.3 | 1 | N |  |  | OP | X | 3 | 1989 |  |  | N | IPP Non-CHP | 2 | X T T: X; WH BLQ BLQ: LFG |  | N | N |  | 1H | [23 empty] | N | N | N
Vintage1989 | biomass | TRUE | 54842 | WM Renewable Energy LLC | 50572 | CSL Gas Recovery | FL | Broward | GEN1 | Landfill Gas | CT | CC1 | S | X | Y | FP&L | FP&L | 3 | 0.98 | 2.9 | 3 | 1 | N |  |  | OP | X | 3 | 1989 |  |  | N | IPP Non-CHP | 2 | X T T: X; WH BLQ BLQ: LFG |  | N |  |  | 1H | [23 empty] | N | N | N
Vintage1989 | biomass | TRUE | 54842 | WM Renewable Energy LLC | 50572 | CSL Gas Recovery | FL | Broward | GEN2 | Landfill Gas | CT | CC1 | S | X | Y | FP&L | FP&L | 3 | 0.98 | 2.9 | 3 | 1 | N |  |  | OP | X | 3 | 1989 |  |  | N | IPP Non-CHP | 2 | X T T: X; WH BLQ BLQ: LFG |  | N |  |  | 1H | [23 empty] | N | N | N
Vintage1989 | biomass | TRUE | 54842 | WM Renewable Energy LLC | 50572 | CSL Gas Recovery | FL | Broward | GEN3 | Landfill Gas | CT | CC1 | S | X | Y | FP&L | FP&L | 3 | 0.98 | 2.9 | 3 | 1 | N |  |  | OP | X | 3 | 1989 |  |  | N | IPP Non-CHP | 2 | X T T: X; WH BLQ BLQ: LFG |  | N |  |  | 1H | [23 empty] | N | N | N
Vintage2000 | biomass | TRUE | 54842 | WM Renewable Energy LLC | 50572 | CSL Gas Recovery | FL | Broward | GEN4 | Landfill Gas | CA | CC1 | S | N | X | FP&L | FP&L | 2.2 | 0.98 | 2.2 | 2.2 | 0.2 | N |  |  | OP | X | 2 | 2000 |  |  | N | IPP Non-CHP | 2 | X T T: X; WH BLQ BLQ: LFG |  | N |  |  | 1H | [23 empty] | N | N | N
Vintage1989 | biomass | TRUE | 54843 | WM Illinois Renewable Energy LLC | 50573 | CID Gas Recovery | IL | Cook | GEN2 | Landfill Gas | GT |  | S | X | X | Zonal | Zonal | 3 | 0.98 | 2.9 | 3.3 | 1 | N |  |  | OP | X | 3 | 1989 |  |  | N | IPP Non-CHP | 2 | X T T: X; WH BLQ BLQ: LFG |  | N |  |  | 1H | [23 empty] | N | N | N
Vintage1993 | biomass | TRUE | 54843 | WM Illinois Renewable Energy LLC | 50575 | Lake Gas Recovery | IL | Cook | GEN2 | Landfill Gas | GT |  | S | X | X | Zonal | Zonal | 3 | 0.98 | 2.9 | 3.3 | 1 | N |  |  | OP | X | 8 | 1993 |  |  | N | IPP Non-CHP | 2 | X T T: X; WH BLQ BLQ: LFG |  | N |  |  | 1H | [23 empty] | N | N | N
Vintage1993 | biomass | TRUE | 54843 | WM Illinois Renewable Energy LLC | 50575 | Lake Gas Recovery | IL | Cook | GEN3 | Landfill Gas | GT |  | S | X | X | Zonal | Zonal | 3 | 0.98 | 2.9 | 3.3 | 1 | N |  |  | OP | X | 8 | 1993 |  |  | N | IPP Non-CHP | 2 | X T T: X; WH BLQ BLQ: LFG |  | N |  |  | 1H | [23 empty] | N | N | N
Vintage1985 | biomass | TRUE | 54842 | WM Renewable Energy LLC | 50576 | Metro Gas Recovery | WI | Milwaukee | GEN1 | Landfill Gas | GT |  | S | X | X | WE | WE | 3 | 0.98 | 2.9 | 3.3 | 1 | N |  |  | OP | X | 12 | 1985 |  |  | N | IPP Non-CHP | 2 | X T T: X; WH BLQ BLQ: LFG |  | N |  |  | 1H | [23 empty] | N | N | N
Vintage1985 | biomass | TRUE | 54842 | WM Renewable Energy LLC | 50576 | Metro Gas Recovery | WI | Milwaukee | GEN2 | Landfill Gas | GT |  | S | X | X | WE | WE | 3 | 0.98 | 2.9 | 3.3 | 1 | N |  |  | OP | X | 12 | 1985 |  |  | N | IPP Non-CHP | 2 | X T T: X; WH BLQ BLQ: LFG |  | N |  |  | 1H | [23 empty] | N | N | N
Vintage2000 | biomass | TRUE | 54842 | WM Renewable Energy LLC | 50576 | Metro Gas Recovery | WI | Milwaukee | GEN3 | Landfill Gas | IC |  | S | X | X | WE | WE | 0.8 | 0.98 | 0.8 | 0.8 | 0.5 | N |  |  | OP | X | 2 | 2000 |  |  | N | IPP Non-CHP | 2 | X T T: X; WH BLQ BLQ: LFG |  | N |  |  | 1H | [23 empty] | N | N | N
Vintage2000 | biomass | TRUE | 54842 | WM Renewable Energy LLC | 50576 | Metro Gas Recovery | WI | Milwaukee | GEN4 | Landfill Gas | IC |  | S | X | X | WE | WE | 0.8 | 0.98 | 0.8 | 0.8 | 0.5 | N |  |  | OP | X | 2 | 2000 |  |  | N | IPP Non-CHP | 2 | X T T: X; WH BLQ BLQ: LFG |  | N | N |  | 1H | [23 empty] | N | N | N
Vintage2000 | biomass | TRUE | 54842 | WM Renewable Energy LLC | 50576 | Metro Gas Recovery | WI | Milwaukee | GEN5 | Landfill Gas | IC |  | S | X | X | WE | WE | 0.8 | 0.98 | 0.8 | 0.8 | 0.5 | N |  |  | OP | X | 2 | 2000 |  |  | N | IPP Non-CHP | 2 | X T T: X; WH BLQ BLQ: LFG |  | N | N |  | 1H | [23 empty] | N | N | N
Vintage2000 | biomass | TRUE | 54842 | WM Renewable Energy LLC | 50576 | Metro Gas Recovery | WI | Milwaukee | GEN6 | Landfill Gas | IC |  | S | X | X | WE | WE | 0.8 | 0.98 | 0.8 | 0.8 | 0.5 | N |  |  | OP | X | 2 | 2000 |  |  | N | IPP Non-CHP | 2 | X T T: X; WH BLQ BLQ: LFG |  | N | N |  | 1H | [23 empty] | N | N | N
Vintage1985 | biomass | TRUE | 54842 | WM Renewable Energy LLC | 50577 | Omega Hills Gas Recovery | WI | Washington | GEN1 | Landfill Gas | GT |  | S | X | X | WE | WE | 3.1 | 0.98 | 2.9 | 3.3 | 1 | N |  |  | OP | X | 12 | 1985 |  |  | N | IPP Non-CHP | 2 | X T T: X; WH BLQ BLQ: LFG |  | N |  |  | 1H | [23 empty] | N | N | N
Vintage1985 | biomass | TRUE | 54842 | WM Renewable Energy LLC | 50577 | Omega Hills Gas Recovery | WI | Washington | GEN2 | Landfill Gas | GT |  | S | X | X | WE | WE | 3.1 | 0.98 | 2.9 | 3.3 | 1 | N |  |  | OP | X | 12 | 1985 |  |  | N | IPP Non-CHP | 2 | X T T: X; WH BLQ BLQ: LFG |  | N |  |  | 1H | [23 empty] | N | N | N
Vintage2001 | biomass | TRUE | 54842 | WM Renewable Energy LLC | 50577 | Omega Hills Gas Recovery | WI | Washington | GEN3 | Landfill Gas | GT |  | S | X | X | WE | WE | 3.3 | 0.98 | 3 | 3 | 1 | N |  |  | OP | X | 9 | 2001 |  |  | N | IPP Non-CHP | 2 | X T T: X; WH BLQ BLQ: LFG |  | N |  |  | 1H | [23 empty] | N | N | N
Vintage2010 | biomass | TRUE | 54842 | WM Renewable Energy LLC | 50577 | Omega Hills Gas Recovery | WI | Washington | GEN5 | Landfill Gas | GT |  | S | X | X | WE | WE | 3.3 | 0.98 | 2.9 | 3.3 | 1 | N |  |  | OP | X | 9 | 2010 |  |  | N | IPP Non-CHP | 2 | X T T: X; WH BLQ BLQ: LFG |  |  |  |  | 1H | [23 empty] | N | N | N
Vintage1992 | natural gas peaker | FALSE | 39245 | Saint John's Health Center | 50610 | Saint Johns Health Center | CA | Los Angeles | 01 | Natural Gas Fired Combustion Turbine | GT |  | S | X | X |  |  | 1.2 | 0.8 | 1 | 1.1 | 0.4 | N |  |  | OP | X | 2 | 1992 |  |  | Y | Commercial CHP | 5 | [11 empty] | N |  |  | 12H | [23 empty] | N | N | N | bar: X T T to WH BLQ BLQ
Vintage1987 | hard coal | TRUE | 58224 | Rausch Creek Generation, LLC | 50611 | Westwood Generation LLC | PA | Schuylkill | GEN1 | Conventional Steam Coal | ST |  | S | X | X |  |  | 36 | 0.9 | 30 | 30 | 24 | N |  |  | OP | X | 6 | 1987 |  |  | N | IPP Non-CHP | 2 | X T T: X; WH BLQ BLQ: WC; WH RFO DFO: DFO |  | N | N |  | OVER | Y |  |  |  | Y | [18 empty] | N | N | N
Vintage1991 | natural gas peaker | TRUE | 60662 | WCAC Operating Company | 50612 | McKittrick Limited | CA | Kern | GEN1 | Natural Gas Fired Combustion Turbine | GT |  | W | X | X |  |  | 46 | 0.85 | 46 | 48 | 21 | N |  |  | OP | X | 10 | 1991 |  |  | Y | IPP CHP | 3 | [11 empty] | N | N |  | 12H | [23 empty] | N | bar: X T T to WH BLQ BLQ
Vintage1976 | biomass | TRUE | 13008 | Ahlstrom-Munksjo NA Specialty Solutions, LLC | 50614 | Mosinee Mill | WI | Marathon | GEN1 | Wood/Wood Waste Biomass | ST |  | W | X | X |  |  | 15 | 0.8 | 13 | 13 | 2 | N |  |  | OP | X | 12 | 1976 |  |  | Y | Industrial CHP | 7 | T | BLQ | BIT | WDS | SLW | RFO | NG | RFO | NG |  |  | N |  |  | 12H |  |  | Y |  | Y | [18 empty] | Y | Y | N
Vintage1924 | hydro | FALSE | 13008 | Ahlstrom-Munksjo NA Specialty Solutions, LLC | 50614 | Mosinee Mill | WI | Marathon | HYD1 | Conventional Hydroelectric | HY |  | W | X | X |  |  | 2.2 | 0.8 | 2 | 2 | 1 | N |  |  | OP | X | 8 | 1924 |  |  | N | Industrial CHP | 7 | T T: X; NG BLQ: WAT |  |  | N |  | 0 | 1H | [7 empty] | 0.5 | 0.5 | 5 | 2023 | [12 empty] | N
Vintage1916 | hydro | FALSE | 13008 | Ahlstrom-Munksjo NA Specialty Solutions, LLC | 50614 | Mosinee Mill | WI | Marathon | HYD2 | Conventional Hydroelectric | HY |  | W | X | X |  |  | 0.6 | 1 | 0.7 | 0.7 | 0.5 | N |  |  | OP | X | 7 | 1916 |  |  | N | Industrial CHP | 7 | T T: X; NG BLQ: WAT |  |  | N |  | 0 | 1H | [23 empty] | N
Vintage1916 | hydro | FALSE | 13008 | Ahlstrom-Munksjo NA Specialty Solutions, LLC | 50614 | Mosinee Mill | WI | Marathon | HYD3 | Conventional Hydroelectric | HY |  | W | X | X |  |  | 0.6 | 1 | 0.7 | 0.7 | 0.5 | N |  |  | OP | X | 7 | 1916 |  |  | N | Industrial CHP | 7 | T T: X; NG BLQ: WAT |  |  | N |  | 0 | 1H | [23 empty] | N
Vintage1951 | biomass | TRUE | 13008 | Ahlstrom-Munksjo NA Specialty Solutions, LLC | 50614 | Mosinee Mill | WI | Marathon | WEST | Wood/Wood Waste Biomass | ST |  | W | X | X |  |  | 5 | 0.8 | 5 | 5 | 2 | N |  |  | OP | X | 8 | 1951 |  |  | Y | Industrial CHP | 7 | T | BLQ | BIT | WDS | SLW | RFO | NG | RFO | NG |  |  | N |  |  | 12H |  |  | Y |  | Y | [18 empty] | Y | Y | N
Vintage1958 | natural gas steam turbine | FALSE | 18000 | State of Rhode Island | 50621 | Central Power Plant | RI | Providence | GEN4 | Natural Gas Steam Turbine | ST |  | S | X | X |  |  | 2 | 0.8 | 0.5 | 2 | 0.5 | N |  |  | SB | Y | 8 | 1958 |  |  | Y | Commercial CHP | 5 | X T: B; WAT BLQ: NG; WAT BIT: DFO; WAT RFO: DFO |  |  | N |  |  | 12H | [23 empty] | Y | N | Y
Vintage2004 | natural gas peaker | FALSE | 18000 | State of Rhode Island | 50621 | Central Power Plant | RI | Providence | GEN5 | Natural Gas Fired Combustion Turbine | GT |  | S | X | X |  |  | 3.5 | 0.8 | 2.8 | 3.8 | 0.8 | N |  |  | OP | X | 1 | 2004 |  |  | Y | Commercial CHP | 5 | X T: T; WAT BLQ: NG; WAT BIT: DFO |  |  | N | N |  | 1H | [20 empty] | N |  |  | Y | N | Y
Vintage2004 | natural gas peaker | FALSE | 18000 | State of Rhode Island | 50621 | Central Power Plant | RI | Providence | GEN6 | Natural Gas Fired Combustion Turbine | GT |  | S | X | X |  |  | 3.5 | 0.8 | 2.8 | 3.8 | 0.8 | N |  |  | OP | X | 1 | 2004 |  |  | Y | Commercial CHP | 5 | X T: T; WAT BLQ: NG; WAT BIT: DFO |  |  | N | N |  | 1H | [20 empty] | N |  |  | Y | N | Y
Vintage2015 | natural gas peaker | FALSE | 18000 | State of Rhode Island | 50621 | Central Power Plant | RI | Providence | GEN7 | Natural Gas Internal Combustion Engine | IC |  | S | X | X |  |  | 2 | 0.8 | 2 | 2 | 1.2 | N |  |  | OP | X | 4 | 2015 |  |  | N | Commercial CHP | 5 | [11 empty] | N | N |  | 10M | [20 empty] | N |  |  | N |  | N | bar: X T to WAT BLQ
Vintage1986 | natural gas peaker | FALSE | 1569 | Berry Petroleum Co | 50622 | Berry Cogen Tanne Hills 18 | CA | Kern | GEN1 | Natural Gas Fired Combustion Turbine | GT |  | S | X | X | ZP26 | ZP26 | 8.8 | 0.8 | 8 | 9 | 4.5 | N |  |  | OP | X | 12 | 1986 |  |  | Y | Industrial CHP | 7 | [11 empty] | N | N |  | 12H | [23 empty] | N | N | N | bar: X T to WAT BLQ
Vintage1986 | natural gas peaker | FALSE | 1569 | Berry Petroleum Co | 50622 | Berry Cogen Tanne Hills 18 | CA | Kern | GEN2 | Natural Gas Fired Combustion Turbine | GT |  | S | X | X | ZP26 | Zp26 | 8.8 | 0.8 | 8 | 9 | 4.5 | N |  |  | OP | X | 12 | 1986 |  |  | Y | Industrial CHP | 7 | [11 empty] | N | N |  | 12H | [23 empty] | N | N | N | bar: X T to WAT BLQ
Vintage1983 | other | FALSE | 60657 | Torrance Refining Company, LLC | 50624 | Torrance Refining Company, LLC | CA | Los Angeles | EXP1 | All Other | ST |  | S | X | X |  |  | 7.5 | 0.8 | 7.5 | 7.5 | 0 | N |  |  | OP | X | 9 | 1983 |  |  | N | Industrial CHP | 7 | [11 empty] | N | N |  | OVER | N | [22 empty] | N |  | N | bar: X T to WAT BLQ; WAT RFO
Vintage1988 | other | FALSE | 60657 | Torrance Refining Company, LLC | 50624 | Torrance Refining Company, LLC | CA | Los Angeles | GTG1 | Other Gases | GT |  | S | X | X |  |  | 22.5 | 0.8 | 22.5 | 22.5 | 10.5 | N |  |  | OP | X | 11 | 1988 |  |  | Y | Industrial CHP | 7 | X T: T; WAT BLQ: OG; WAT BIT: NG |  |  | N | N |  | OVER | [23 empty] | Y | Y | N
Vintage1988 | other | FALSE | 60657 | Torrance Refining Company, LLC | 50624 | Torrance Refining Company, LLC | CA | Los Angeles | STG1 | All Other | ST |  | S | X | X |  |  | 19.3 | 0.8 | 19.3 | 19.3 | 1.5 | N |  |  | OP | X | 11 | 1988 |  |  | N | Industrial CHP | 7 | [11 empty] | N | N |  | OVER | [23 empty] | N |  | N | bar: X T to WAT BLQ; WAT RFO
Vintage1978 | other | FALSE | 6090 | ExxonMobil Oil Corp | 50625 | ExxonMobil Beaumont Refinery | TX | Jefferson | ETG | Other Gases | OT |  | S | X | X |  |  | 7.5 | 0.93 | 5 | 5 | 2 | N |  |  | OP | X | 1 | 1978 |  |  | N | Industrial CHP | 7 | [11 empty] | N | N |  | 12H | [23 empty] | N | N | N | bar: X T to WAT BLQ
Vintage1978 | natural gas steam turbine | FALSE | 6090 | ExxonMobil Oil Corp | 50625 | ExxonMobil Beaumont Refinery | TX | Jefferson | TG22 | Natural Gas Steam Turbine | ST | PP | S | X | X |  |  | 27.2 | 0.98 | 25 | 25 | 8 | N |  |  | OP | X | 2 | 1978 |  |  | Y | Industrial CHP | 7 | X T: T; WAT BLQ: NG; WAT BIT: OG; WAT RFO: NG; WAT NG: OG |  |  | N | N |  | 12H | [23 empty] | N | N | N
Vintage1993 | natural gas steam turbine | FALSE | 6090 | ExxonMobil Oil Corp | 50625 | ExxonMobil Beaumont Refinery | TX | Jefferson | TG23 | Natural Gas Steam Turbine | ST | PP | S | X | X |  |  | 40.5 | 0.94 | 38.6 | 38.6 | 15 | N |  |  | OP | X | 6 | 1993 |  |  | Y | Industrial CHP | 7 | X T: T; WAT BLQ: NG; WAT BIT: OG; WAT RFO: NG; WAT NG: OG |  |  | N | N |  | 12H | [23 empty] | N | N | N
Vintage1993 | natural gas peaker | FALSE | 6090 | ExxonMobil Oil Corp | 50625 | ExxonMobil Beaumont Refinery | TX | Jefferson | TG24 | Natural Gas Fired Combustion Turbine | GT | PP | S | X | X |  |  | 38.6 | 0.93 | 32 | 38 | 18 | N |  |  | OP | X | 6 | 1993 |  |  | Y | Industrial CHP | 7 | [11 empty] | N | N |  | 12H | [23 empty] | N | N | N | bar: X T to WAT BLQ
Vintage1970 | natural gas steam turbine | FALSE | 6090 | ExxonMobil Oil Corp | 50625 | ExxonMobil Beaumont Refinery | TX | Jefferson | TG32 | Natural Gas Steam Turbine | ST | PP | S | X | X |  |  | 25 | 0.97 | 25 | 25 | 10 | N |  |  | OP | X | 1 | 1970 |  |  | Y | Industrial CHP | 7 | X T: T; WAT BLQ: NG; WAT BIT: OG; WAT RFO: NG; WAT NG: OG |  |  | N | N |  | 12H | [23 empty] | N | N | N
Vintage1966 | natural gas steam turbine | FALSE | 6090 | ExxonMobil Oil Corp | 50625 | ExxonMobil Beaumont Refinery | TX | Jefferson | TG33 | Natural Gas Steam Turbine | ST | PP | S | X | X |  |  | 20 | 0.97 | 20 | 20 | 5 | N |  |  | OP | X | 1 | 1966 |  |  | Y | Industrial CHP | 7 | X T: T; WAT BLQ: NG; WAT BIT: OG; WAT RFO: NG; WAT NG: OG |  |  | N | N |  | 12H | [23 empty] | N | N | N
Vintage1967 | natural gas steam turbine | FALSE | 6090 | ExxonMobil Oil Corp | 50625 | ExxonMobil Beaumont Refinery | TX | Jefferson | TG34 | Natural Gas Steam Turbine | ST | PP | S | X | X |  |  | 30 | 0.96 | 30 | 30 | 10 | N |  |  | OP | X | 1 | 1967 |  |  | Y | Industrial CHP | 7 | X T: T; WAT BLQ: NG; WAT BIT: OG; WAT RFO: NG; WAT NG: OG |  |  | N | N |  | 12H | [23 empty] | N | N | N
Vintage2005 | natural gas peaker | FALSE | 6090 | ExxonMobil Oil Corp | 50625 | ExxonMobil Beaumont Refinery | TX | Jefferson | TG41 | Natural Gas Fired Combustion Turbine | GT | PP | S | X | X |  |  | 163 | 0.96 | 145 | 165 | 90 | N |  |  | OP | X | 6 | 2005 |  |  | Y | Industrial CHP | 7 | [11 empty] | N | N |  | 12H | [23 empty] | N | N | N | bar: X T to WAT BLQ
Vintage2005 | natural gas peaker | FALSE | 6090 | ExxonMobil Oil Corp | 50625 | ExxonMobil Beaumont Refinery | TX | Jefferson | TG42 | Natural Gas Fired Combustion Turbine | GT | PP | S | X | X |  |  | 163 | 0.97 | 145 | 165 | 90 | N |  |  | OP | X | 4 | 2005 |  |  | Y | Industrial CHP | 7 | [11 empty] | N | N |  | 12H | [23 empty] | N | N | N | bar: X T to WAT BLQ
Vintage2004 | natural gas peaker | FALSE | 6090 | ExxonMobil Oil Corp | 50625 | ExxonMobil Beaumont Refinery | TX | Jefferson | TG43 | Natural Gas Fired Combustion Turbine | GT | PP | S | X | X |  |  | 163 | 0.97 | 145 | 165 | 90 | N |  |  | OP | X | 12 | 2004 |  |  | Y | Industrial CHP | 7 | [11 empty] | N | N |  | 12H | [23 empty] | N | N | N | bar: X T to WAT BLQ
Vintage1990 | other | FALSE | 56392 | Chalmette Refining LLC | 50626 | Chalmette Refining LLC | LA | St Bernard | GEN1 | All Other | OT |  | S | X | X |  |  | 5.7 | 0.907 | 1.7 | 1.4 | 0.8 | N |  |  | OP | X | 3 | 1990 |  |  | N | Industrial Non-CHP | 6 | X T: X; WAT BLQ: OTH |  |  | N |  |  | OVER | [23 empty] | N
Vintage1987 | other | FALSE | 5519 | ExxonMobil Oil Corp | 50627 | ExxonMobil Oil Joliet Refinery | IL | Will | GTG1 | Other Gases | GT |  | S | X | X |  |  | 22 | 0.8 | 22 | 22 | 6 | N |  |  | OP | X | 11 | 1987 |  |  | Y | Industrial CHP | 7 | X T: T; WAT BLQ: OG; WAT BIT: NG |  |  | N | N |  | 12H | [23 empty] | Y | N | N
Vintage1986 | other | FALSE | 5519 | ExxonMobil Oil Corp | 50627 | ExxonMobil Oil Joliet Refinery | IL | Will | MG | Other Gases | ST |  | S | X | X |  |  | 11.2 | 0.8 | 11.2 | 11.2 | 0 | N |  |  | OP | X | 5 | 1986 |  |  | N | Industrial CHP | 7 | X T: X; WAT BLQ: OG; WAT BIT: NG; WAT RFO: OG |  |  | N | N |  | OVER | [23 empty] | N | N | N
Vintage1987 | other | FALSE | 5519 | ExxonMobil Oil Corp | 50627 | ExxonMobil Oil Joliet Refinery | IL | Will | STG1 | Other Gases | ST |  | S | X | X |  |  | 6.5 | 0.8 | 3.3 | 3.3 | 2 | N |  |  | OP | X | 11 | 1987 |  |  | N | Industrial CHP | 7 | X T: X; WAT BLQ: OG; WAT BIT: NG; WAT RFO: OG |  |  | N | N |  | OVER | [23 empty] | N | N | N
Vintage1991 | natural gas peaker | FALSE | 19691 | Paulsboro Refining Company - LLC | 50628 | Paulsboro Refinery | NJ | Gloucester | GEN1 | Natural Gas Fired Combustion Turbine | GT | UTI1 | S | X | X |  |  | 30.5 | 0.8 | 27 | 30.5 | 2 | N |  |  | OP | X | 9 | 1991 |  |  | Y | Industrial CHP | 7 | X T: T; WAT BLQ: NG; WAT BIT: OG; WAT WDS: DFO; WAT RFO: NG |  |  | N | N |  | 12H | [23 empty] | Y | N | N
Vintage1982 | other | FALSE | 19691 | Paulsboro Refining Company - LLC | 50628 | Paulsboro Refinery | NJ | Gloucester | GEN2 | Other Gases | ST | UTI1 | S | X | X |  |  | 15 | 0.85 | 14.5 | 14.5 | 2 | N |  |  | OP | X | 8 | 1982 |  |  | Y | Industrial CHP | 7 | X T: T; WAT BLQ: OG; WAT BIT: DFO; WAT WDS: NG; WAT RFO: OG |  |  | N | N |  | 12H | [23 empty] | Y | N | N
Vintage1991 | other | FALSE | 19691 | Paulsboro Refining Company - LLC | 50628 | Paulsboro Refinery | NJ | Gloucester | GEN3 | Other Gases | ST | UTI1 | S | X | X |  |  | 15 | 0.8 | 14.5 | 14.5 | 2 | N |  |  | OP | X | 9 | 1991 |  |  | Y | Industrial CHP | 7 | X T: T; WAT BLQ: OG; WAT BIT: DFO; WAT WDS: NG; WAT RFO: OG |  |  | N | N |  | 12H | [23 empty] | Y | N | N
Vintage2006 | petroleum | FALSE | 19691 | Paulsboro Refining Company - LLC | 50628 | Paulsboro Refinery | NJ | Gloucester | GEN4 | Petroleum Coke | OT |  | S | X | X |  |  | 18 | 0.8 | 11.6 | 11.6 | 2 | N |  |  | OS | X | 11 | 2006 |  |  | N | Industrial CHP | 7 | [11 empty] | N | N | 0 | OVER | Y |  |  |  | Y | [18 empty] | N | bar: X T to WAT BLQ
Vintage1990 | municipal solid waste | TRUE | 4482 | Covanta Lake Inc | 50629 | Covanta Lake County Energy | FL | Lake | GEN1 | Municipal Solid Waste | ST |  | S | X | X |  |  | 15.5 | 0.85 | 12.5 | 12.5 | 2.5 | N |  |  | OP | X | 9 | 1990 |  |  | N | IPP Non-CHP | 2 | X T: X; WAT BLQ: MSW; WAT RFO: NG |  |  | N | N |  | 12H | [20 empty] | N |  |  | N | N | N
Vintage1986 | municipal solid waste | TRUE | 4476 | Covanta Marion Inc | 50630 | Covanta Marion Inc | OR | MARION | GEN1 | Municipal Solid Waste | ST |  | S | X | X |  |  | 13.1 | 0.95 | 11.5 | 11.5 | 2 | N |  |  | OP | X | 8 | 1986 |  |  | N | IPP Non-CHP | 2 | X T: X; WAT BLQ: MSW; WAT BIT: NG; WAT RFO: NG |  |  | N | N |  | 12H | [23 empty] | N | N | N
Vintage1988 | municipal solid waste | TRUE | 4498 | Covanta Stanislaus Inc | 50632 | Covanta Stanislaus Energy | CA | Stanislaus | GEN1 | Municipal Solid Waste | ST |  | S | X | X |  |  | 24 | 0.85 | 19.9 | 19.9 | 3 | N |  |  | OP | X | 9 | 1988 |  |  | N | IPP Non-CHP | 2 | X T: X; WAT BLQ: MSW; WAT RFO: DFO |  |  | N | N |  | 12H |  |  | N |  | N | [18 empty] | N | N | N
Vintage1985 | other | FALSE | 3102 | Mosaic Company | 50633 | Mosaic Co Bartow Facility | FL | Polk | GEN1 | All Other | ST |  | S | X | X |  |  | 36.9 | 0.8 | 36 | 36 | 2 | N |  |  | OP | X | 12 | 1985 |  |  | Y | Industrial CHP | 7 | X T: B; WAT BLQ: WH; WAT BIT: OTH; WAT RFO: WH |  |  | N |  |  | OVER | [23 empty] | N | N
Vintage1992 | other | FALSE | 3102 | Mosaic Company | 50633 | Mosaic Co Bartow Facility | FL | Polk | GEN2 | All Other | ST |  | S | X | X |  |  | 45 | 0.85 | 44 | 44 | 2 | N |  |  | OP | X | 8 | 1992 |  |  | Y | Industrial CHP | 7 | X T: B; WAT BLQ: WH; WAT BIT: OTH; WAT RFO: WH |  |  | N |  |  | OVER | [23 empty] | N | N
Vintage1917 | hydro | TRUE | 2138 | Brainerd Public Utilities | 50636 | Brainerd Public Utilities | MN | Crow Wing | 1 | Conventional Hydroelectric | HY |  | S | X | X |  |  | 0.6 | 0.8 | 0.6 | 0.6 | 0.1 | N |  |  | OP | X | 1 | 1917 |  |  | N | Electric Utility | 1 | X T: X; WAT BLQ: WAT |  |  | N | N |  | 12H | [23 empty] | N
Vintage1917 | hydro | TRUE | 2138 | Brainerd Public Utilities | 50636 | Brainerd Public Utilities | MN | Crow Wing | 2 | Conventional Hydroelectric | HY |  | S | X | X |  |  | 0.6 | 0.8 | 0.6 | 0.6 | 0.1 | N |  |  | OP | X | 1 | 1917 |  |  | N | Electric Utility | 1 | X T: X; WAT BLQ: WAT |  |  | N | N |  | 12H | [23 empty] | N
Vintage1936 | hydro | TRUE | 2138 | Brainerd Public Utilities | 50636 | Brainerd Public Utilities | MN | Crow Wing | 3 | Conventional Hydroelectric | HY |  | S | X | X |  |  | 0.5 | 0.8 | 0.5 | 0.5 | 0.1 | N |  |  | OP | X | 7 | 1936 |  |  | N | Electric Utility | 1 | X T: X; WAT BLQ: WAT |  |  | N | N | 0 | 12H | [23 empty] | N
Vintage1936 | hydro | TRUE | 2138 | Brainerd Public Utilities | 50636 | Brainerd Public Utilities | MN | Crow Wing | 4 | Conventional Hydroelectric | HY |  | S | X | X |  |  | 0.6 | 0.8 | 0.6 | 0.6 | 0.1 | N |  |  | OP | X | 1 | 1936 |  |  | N | Electric Utility | 1 | X T: X; WAT BLQ: WAT |  |  | N |  |  | 12H | [23 empty] | N
Vintage1940 | hydro | TRUE | 2138 | Brainerd Public Utilities | 50636 | Brainerd Public Utilities | MN | Crow Wing | 5 | Conventional Hydroelectric | HY |  | S | X | X |  |  | 0.6 | 0.8 | 0.6 | 0.6 | 0.1 | N |  |  | OP | X | 1 | 1940 |  |  | N | Electric Utility | 1 | X T: X; WAT BLQ: WAT |  |  | N |  |  | 12H | [23 empty] | N
Vintage1950 | biomass | TRUE | 56225 | Clearwater Paper Corporation | 50637 | Clearwater Paper IPP Lewiston | ID | Nez Perce | GEN1 | Wood/Wood Waste Biomass | ST |  | S | X | X |  |  | 10 | 0.8 | 2 | 9.4 | 2 | N |  |  | OS | X | 1 | 1950 |  |  | Y | Industrial CHP | 7 | X T: T; WAT BLQ: BLQ; WAT BIT: NG; WAT RFO: NG |  |  | N | N |  | OVER | [23 empty] | Y | Y | N
Vintage1977 | biomass | TRUE | 56225 | Clearwater Paper Corporation | 50637 | Clearwater Paper IPP Lewiston | ID | Nez Perce | GEN2 | Wood/Wood Waste Biomass | ST |  | S | X | X |  |  | 10 | 0.8 | 3.3 | 9.4 | 2 | N |  |  | OS | X | 11 | 1977 |  |  | Y | Industrial CHP | 7 | X T: T; WAT BLQ: BLQ; WAT BIT: NG; WAT RFO: NG |  |  | N | N |  | OVER | [23 empty] | Y | Y | N
Vintage1981 | biomass | TRUE | 56225 | Clearwater Paper Corporation | 50637 | Clearwater Paper IPP Lewiston | ID | Nez Perce | GEN3 | Wood/Wood Waste Biomass | ST |  | S | X | X |  |  | 28.8 | 0.85 | 25.2 | 25.3 | 4 | N |  |  | OP | X | 7 | 1981 |  |  | Y | Industrial CHP | 7 | X T: T; WAT BLQ: BLQ; WAT BIT: WDS; WAT WDS: NG; WAT RFO: NG |  |  | N | N |  | OVER | [23 empty] | Y | Y | N
Vintage1991 | biomass | TRUE | 56225 | Clearwater Paper Corporation | 50637 | Clearwater Paper IPP Lewiston | ID | Nez Perce | GEN4 | Wood/Wood Waste Biomass | ST |  | S | X | X |  |  | 65 | 0.95 | 24 | 24 | 4 | N |  |  | OP | X | 2 | 1991 |  |  | Y | Industrial CHP | 7 | X T: T; WAT BLQ: BLQ; WAT BIT: WDS; WAT WDS: NG; WAT RFO: NG |  |  | N | N |  | OVER | [23 empty] | Y | Y | N
Vintage1977 | biomass | TRUE | 56225 | Clearwater Paper Corporation | 50638 | Clearwater Paper APP CB | AR | Desha | GEN1 | Wood/Wood Waste Biomass | ST |  | S | X | X |  |  | 28 | 0.95 | 28 | 28 | 2 | N |  |  | OP | X | 11 | 1977 |  |  | Y | Industrial CHP | 7 | T | BLQ | NG | DFO |  |  |  | BLQ | NG |  |  | N | N |  | 12H | [5 empty] | N | [17 empty] | Y | Y | Y
Vintage1976 | biomass | TRUE | 16653 | Sappi Cloquet LLC | 50639 | Sappi Cloquet Mill | MN | Carlton | GEN3 | Wood/Wood Waste Biomass | ST |  | S | X | X |  |  | 19.2 | 0.9 | 17.5 | 17.5 | 8 | N |  |  | OP | X | 1 | 1976 |  |  | Y | Industrial CHP | 7 | T | WDS | NG | SLW | DFO | BLQ |  | WDS |  |  |  | N | N |  | OVER | [23 empty] | Y | Y | Y
Vintage1997 | biomass | TRUE | 16653 | Sappi Cloquet LLC | 50639 | Sappi Cloquet Mill | MN | Carlton | GEN4 | Wood/Wood Waste Biomass | ST |  | S | X | X |  |  | 41.5 | 0.85 | 41.5 | 41.5 | 6 | N |  |  | OP | X | 12 | 1997 |  |  | Y | Industrial CHP | 7 | T | WDS | NG | SLW | DFO | BLQ |  | WDS |  |  |  | N | N |  | OVER | [23 empty] | Y | Y | Y
Vintage2001 | biomass | TRUE | 16653 | Sappi Cloquet LLC | 50639 | Sappi Cloquet Mill | MN | Carlton | GEN5 | Wood/Wood Waste Biomass | ST |  | S | X | X |  |  | 27.6 | 0.85 | 14 | 15 | 4 | N |  |  | OP | X | 5 | 2001 |  |  | Y | Industrial CHP | 7 | X T: T; WAT BLQ: BLQ; WAT BIT: NG; WAT RFO: BLQ |  |  | N | N |  | OVER | [23 empty] | Y | Y | N
Vintage1950 | hydro | FALSE | 16653 | Sappi Cloquet LLC | 50639 | Sappi Cloquet Mill | MN | Carlton | HGN1 | Conventional Hydroelectric | HY |  | S | X | X |  |  | 1.8 | 0.85 | 1.6 | 1.6 | 0.5 | N |  |  | OP | X | 1 | 1950 |  |  | N | Industrial CHP | 7 | X T: X; WAT BLQ: WAT |  |  | N | N | 0 | 1H
Vintage1929 | hydro | FALSE | 16653 | Sappi Cloquet LLC | 50639 | Sappi Cloquet Mill | MN | Carlton | HGN5 | Conventional Hydroelectric | HY |  | S | X | X |  |  | 0.8 | 0.8 | 0.5 | 0.5 | 0.1 | N |  |  | OP | X | 1 | 1929 |  |  | N | Industrial CHP | 7 | X T: X; WAT BLQ: WAT |  |  | N | N | 0 | 1H
Vintage1929 | hydro | FALSE | 16653 | Sappi Cloquet LLC | 50639 | Sappi Cloquet Mill | MN | Carlton | HGN6 | Conventional Hydroelectric | HY |  | S | X | X |  |  | 0.8 | 0.8 | 0.5 | 0.5 | 0.1 | N |  |  | OP | X | 1 | 1929 |  |  | N | Industrial CHP | 7 | X T: X; WAT BLQ: WAT |  |  | N |  | 0 | 1H
Vintage1980 | hydro | FALSE | 16653 | Sappi Cloquet LLC | 50639 | Sappi Cloquet Mill | MN | Carlton | HGN7 | Conventional Hydroelectric | HY |  | S | X | X |  |  | 2.8 | 0.8 | 1 | 1.4 | 0.5 | N |  |  | OP | X | 1 | 1980 |  |  | N | Industrial CHP | 7 | X T: X; WAT BLQ: WAT |  |  | N |  | 0 | 1H
Vintage1988 | municipal solid waste | FALSE | 4497 | Covanta Indianapolis Inc | 50647 | Covanta Indianapolis Energy | IN | Marion | GEN1 | Municipal Solid Waste | ST |  | S | X | X |  |  | 6.5 | 0.8 | 5 | 5 | 1 | N |  |  | OP | X | 11 | 1988 |  |  | Y | Commercial CHP | 5 | X T: T; WAT BLQ: MSW; WAT BIT: NG; WAT RFO: MSW |  |  | N | N |  | 12H | [23 empty] | N
Vintage1987 | municipal solid waste | TRUE | 4474 | Covanta Bristol Inc | 50648 | Covanta Bristol Energy | CT | Hartford | GEN1 | Municipal Solid Waste | ST |  | S | X | X |  |  | 16.3 | 0.9 | 13.2 | 13.2 | 0.5 | N |  |  | OP | X | 12 | 1987 |  |  | N | IPP Non-CHP | 2 | X T: X; WAT BLQ: MSW; WAT BIT: NG; WAT RFO: NG | [5 empty] | OVER | [23 empty] | N
Vintage1989 | municipal solid waste | FALSE | 4484 | Covanta Babylon Inc | 50649 | Covanta Babylon Inc | NY | Suffolk | GEN1 | Municipal Solid Waste | ST |  | S | X | X | 23656 | NYISO | 17 | 1 | 14.4 | 14.4 | 1 | N |  |  | OP | X | 1 | 1989 |  |  | N | Commercial Non-CHP | 4 | X T: X; WAT BLQ: MSW; WAT RFO: DFO |  |  | N | N |  | 12H | [23 empty] | N
Vintage1989 | biomass | TRUE | 1950 | ReEnergy Stratton LLC | 50650 | ReEnergy Stratton LLC | ME | Franklin | UNI1 | Wood/Wood Waste Biomass | ST |  | S | X | X |  |  | 47 | 0.85 | 46.1 | 46.1 | 18 | N |  |  | OP | X | 11 | 1989 |  |  | N | IPP Non-CHP | 2 | X T: X; WAT BLQ: WDS; WAT BIT: DFO; WAT RFO: DFO |  |  | N | N |  | OVER | [23 empty] | Y | Y | N
Vintage1984 | hydro | TRUE | 57280 | Eagle Creek Renewable Energy, LLC | 50652 | Lyonsdale Associates | NY | Lewis | GEN1 | Conventional Hydroelectric | HY |  | W | X | X |  |  | 1.5 | 0.9 | 1.5 | 1.5 | 0.1 | N |  |  | OP | X | 7 | 1984 |  |  | N | IPP Non-CHP | 2 | X T: X; WAT BLQ: WAT |  |  | N |  | 0 | 1H
Vintage1984 | hydro | TRUE | 57280 | Eagle Creek Renewable Energy, LLC | 50652 | Lyonsdale Associates | NY | Lewis | GEN2 | Conventional Hydroelectric | HY |  | W | X | X |  |  | 1.5 | 0.9 | 1.5 | 1.5 | 0.1 | N |  |  | OP | X | 7 | 1984 |  |  | N | IPP Non-CHP | 2 | X T: X; WAT BLQ: WAT |  |  | N |  | 0 | 1H
Vintage2020 | geothermal | TRUE | 34691 | Ormat Nevada Inc | 50654 | Steamboat Hills LP | NV | Washoe | OEC51 | Geothermal | BT |  | S | X | X |  |  | 25.7 | 0.85 | 17.1 | 25.7 | 17.1 | N |  |  | OP | X | 6 | 2020 |  |  | N | IPP Non-CHP | 2 | X T: X; WAT BLQ: GEO |  |  | N |  |  | OVER | [23 empty] | N
Vintage2020 | geothermal | TRUE | 34691 | Ormat Nevada Inc | 50654 | Steamboat Hills LP | NV | Washoe | OEC52 | Geothermal | BT |  | S | X | X |  |  | 5.9 | 0.85 | 4 | 5.9 | 4 | N |  |  | OP | X | 6 | 2020 |  |  | N | IPP Non-CHP | 2 | X T: X; WAT BLQ: GEO |  |  | N |  |  | OVER | [23 empty] | N
Vintage1991 | municipal solid waste | TRUE | 9097 | Huntington Resource Recovery | 50656 | Huntington Resource Recovery Facility | NY | Suffolk | GEN1 | Municipal Solid Waste | ST |  | S | X | X |  |  | 28 | 1 | 24.5 | 24.5 | 8 | N |  |  | OP | X | 12 | 1991 |  |  | N | IPP Non-CHP | 2 | X T: X; WAT BLQ: MSW; WAT RFO: PG |  |  | N | N |  | 12H | [23 empty] | N | N | N
Vintage1995 | municipal solid waste | TRUE | 49760 | Covanta Montgomery, Inc. | 50657 | Montgomery County Resource Recovery | MD | Montgomery | GEN1 | Municipal Solid Waste | ST |  | W | X | X | 50825 | 50825 | 67.8 | 0.97 | 54 | 56 | 1 | N |  |  | OP | X | 5 | 1995 |  |  | N | IPP Non-CHP | 2 | X T: X; WAT BLQ: MSW; WAT RFO: NG |  |  | N | N |  | 12H | [20 empty] | N |  |  | N | N | N
Vintage1990 | municipal solid waste | TRUE | 4425 | Covanta Fairfax Inc | 50658 | Covanta Fairfax Energy | VA | Fairfax | GEN1 | Municipal Solid Waste | ST |  | S | X | X |  |  | 62 | 0.9 | 49 | 49 | 10 | N |  |  | OP | X | 3 | 1990 |  |  | N | IPP Non-CHP | 2 | X T: X; WAT BLQ: MSW; WAT BIT: NG; WAT RFO: NG |  |  | N | N |  | 12H | [23 empty] | N | N | N
Vintage1990 | municipal solid waste | TRUE | 4425 | Covanta Fairfax Inc | 50658 | Covanta Fairfax Energy | VA | Fairfax | GEN2 | Municipal Solid Waste | ST |  | S | X | X |  |  | 62 | 0.9 | 49 | 49 | 10 | N |  |  | OP | X | 3 | 1990 |  |  | N | IPP Non-CHP | 2 | X T: X; WAT BLQ: MSW; WAT BIT: NG; WAT RFO: NG |  |  | N | N |  | 12H | [23 empty] | N | N | N
Vintage1989 | municipal solid waste | FALSE | 56316 | Covanta Tulsa Renewable Energy LLC | 50660 | Covanta Tulsa Renewable Energy LLC | OK | Tulsa | GEN1 | Municipal Solid Waste | ST |  | W | X | X |  |  | 16.8 | 0.8 | 15.6 | 15.8 | 0.8 | N |  |  | OP | X | 1 | 1989 |  |  | Y | Industrial CHP | 7 | X T: B; WAT BLQ: MSW; WAT BIT: NG; WAT RFO: NG |  |  | N | N |  | 12H |  |  | N | [20 empty] | Y | Y | N
Vintage1989 | municipal solid waste | TRUE | 13982 | Ogden Projects Inc-Haverhill | 50661 | Covanta Haverhill | MA | Essex | GEN1 | Municipal Solid Waste | ST |  | S | X | X | 14174_:_LD.WARD_HIL13.2 | 14174_:_LD.WARD_HIL13.2 | 46 | 0.9 | 42.8 | 43.2 | 4.1 | N |  |  | OP | X | 5 | 1989 |  |  | N | IPP Non-CHP | 2 | X T: X; WAT BLQ: MSW; WAT RFO: DFO |  |  | N | N |  | 12H | [23 empty] | N | N | N
Vintage1994 | municipal solid waste | FALSE | 4487 | Covanta Onondega LP | 50662 | Onondaga County Resource Recovery | NY | Onondaga | GEN1 | Municipal Solid Waste | ST |  | S | X | X | NYISO - PTID 23987 | NYISO - PTID 23987 | 39.5 | 0.9 | 30 | 30 | 3.5 | N |  |  | OP | X | 11 | 1994 |  |  | N | Commercial Non-CHP | 4 | X T: X; WAT BLQ: MSW; WAT RFO: NG |  |  | N | N | 0 | OVER | [23 empty] | N | N | N
Vintage1987 | municipal solid waste | FALSE | 4496 | Covanta Alexandria/Arlington | 50663 | Covanta Alexandria/Arlington Energy | VA | Alexandria City | GEN1 | Municipal Solid Waste | ST |  | S | X | X |  |  | 14.5 | 0.9 | 14.5 | 14.5 | 1.5 | N |  |  | OP | X | 10 | 1987 |  |  | N | Commercial Non-CHP | 4 | X T: X; WAT BLQ: MSW; WAT RFO: MSW |  |  | N | N |  | 12H | [23 empty] | N
Vintage1987 | municipal solid waste | FALSE | 4496 | Covanta Alexandria/Arlington | 50663 | Covanta Alexandria/Arlington Energy | VA | Alexandria City | GEN2 | Municipal Solid Waste | ST |  | S | X | X |  |  | 14.5 | 0.9 | 14.5 | 14.5 | 1.5 | N |  |  | OP | X | 10 | 1987 |  |  | N | Commercial Non-CHP | 4 | X T: X; WAT BLQ: MSW; WAT RFO: MSW |  |  | N | N |  | 12H | [23 empty] | N
Vintage1991 | municipal solid waste | TRUE | 14519 | Pasco County | 50666 | Pasco Cnty Solid Waste Resource Recovery | FL | Pasco | GEN1 | Municipal Solid Waste | ST |  | S | X | X |  |  | 31.2 | 0.95 | 26 | 26 | 5 | N |  |  | OP | X | 5 | 1991 |  |  | N | IPP Non-CHP | 2 | X T: X; WAT BLQ: MSW; WAT RFO: NG |  |  | N |  |  | 12H | [23 empty] | N | N
Vintage2015 | natural gas peaker | FALSE | 14395 | Palm Springs City of | 50674 | Municipal Cogen Plant | CA | Riverside | GEN1A | Natural Gas Internal Combustion Engine | IC |  | S | X | X |  |  | 1.2 | 1 | 1.2 | 1.2 | 0.5 | N |  |  | OP | X | 11 | 2015 |  |  | N | Commercial Non-CHP | 4 | [11 empty] | N | N |  | 1H | [20 empty] | N |  |  | N | N | N | bar: X T to WAT BLQ
Vintage1985 | hydro | TRUE | 56838 | KEI (Maine) Power Management (III) LLC | 50688 | Gardiner | ME | Kennebec | GEN1 | Conventional Hydroelectric | HY |  | S | X | X |  |  | 1 | 0.99 | 1 | 1 | 0.3 | N |  |  | OP | X | 7 | 1985 |  |  | N | IPP Non-CHP | 2 | X T: X; WAT BLQ: WAT |  |  | N | N |  | 1H | [23 empty] | N
Vintage1999 | onshore wind | TRUE | 2770 | Terra-Gen Operating Co-Wind | 50690 | San Gorgonio Westwinds II LLC | CA | Riverside | GEN1 | Onshore Wind Turbine | WT |  | S | X | X |  |  | 43.4 |  | 43.4 | 43.4 | 0 | N |  |  | OP | X | 6 | 1999 |  |  | N | IPP Non-CHP | 2 | X T: X; WAT BLQ: WND |  |  | N | N | 62
Vintage1993 | biomass | TRUE | 14155 | Orange County Sanitation Dist | 50696 | Plant No 1 Orange County | CA | Orange | GEN1 | Other Waste Biomass | IC |  | S | X | X |  |  | 2.5 | 0.8 | 2.4 | 2.4 | 1.8 | N |  |  | OP | X | 6 | 1993 |  |  | Y | Commercial CHP | 5 | X T: T; WAT BLQ: OBG; WAT BIT: NG; WAT RFO: NG; WAT NG: OBG |  |  | N | N |  | 1H | [23 empty] | Y | Y | N
Vintage1993 | biomass | TRUE | 14155 | Orange County Sanitation Dist | 50696 | Plant No 1 Orange County | CA | Orange | GEN2 | Other Waste Biomass | IC |  | S | X | X |  |  | 2.5 | 0.8 | 2.4 | 2.4 | 1.8 | N |  |  | OP | X | 6 | 1993 |  |  | Y | Commercial CHP | 5 | X T: T; WAT BLQ: OBG; WAT BIT: NG; WAT RFO: NG; WAT NG: OBG |  |  | N | N |  | 1H | [23 empty] | Y | Y | N
Vintage1993 | biomass | TRUE | 14155 | Orange County Sanitation Dist | 50696 | Plant No 1 Orange County | CA | Orange | GEN3 | Other Waste Biomass | IC |  | S | X | X |  |  | 2.5 | 0.8 | 2.4 | 2.4 | 1.8 | N |  |  | OP | X | 6 | 1993 |  |  | Y | Commercial CHP | 5 | X T: T; WAT BLQ: OBG; WAT BIT: NG; WAT RFO: NG; WAT NG: OBG |  |  | N | N |  | 1H | [23 empty] | Y | Y | N
Vintage1987 | hydro | TRUE | 56837 | KEI (Maine) Power Management (II) LLC | 50699 | Pumpkin Hill | ME | Penobscot | GEN1 | Conventional Hydroelectric | HY |  | S | X | X |  |  | 1 | 0.99 | 1 | 1 | 0.1 | N |  |  | OP | X | 3 | 1987 |  |  | N | IPP Non-CHP | 2 | X T: X; WAT BLQ: WAT |  |  | N | N |  | 1H | [20 empty] | N |  |  | N |  | N
Vintage1986 | hydro | TRUE | 15795 | William G. Reed Jr | 50700 | Lilliwaup Falls Generating | WA | Mason | 4735 | Conventional Hydroelectric | HY |  | S | X | X |  |  | 0.2 | 0.8 | 0.2 | 0.2 | 0.2 | N |  |  | OP | X | 5 | 1986 |  |  | N | IPP Non-CHP | 2 | X T: X; WAT BLQ: WAT |  |  | N |  | 0 | 10M
Vintage1986 | hydro | TRUE | 15795 | William G. Reed Jr | 50700 | Lilliwaup Falls Generating | WA | Mason | 4736 | Conventional Hydroelectric | HY |  | S | X | X |  |  | 0.2 | 0.8 | 0.2 | 0.2 | 0.2 | N |  |  | OP | X | 5 | 1986 |  |  | N | IPP Non-CHP | 2 | X T: X; WAT BLQ: WAT |  |  | N |  | 0 | 10M
Vintage1986 | hydro | TRUE | 15795 | William G. Reed Jr | 50700 | Lilliwaup Falls Generating | WA | Mason | 4737 | Conventional Hydroelectric | HY |  | S | X | X |  |  | 0.2 | 0.8 | 0.2 | 0.2 | 0.2 | N |  |  | OP | X | 5 | 1986 |  |  | N | IPP Non-CHP | 2 | X T: X; WAT BLQ: WAT |  |  | N |  | 0 | 10M
Vintage1986 | hydro | TRUE | 15795 | William G. Reed Jr | 50700 | Lilliwaup Falls Generating | WA | Mason | 4738 | Conventional Hydroelectric | HY |  | S | X | X |  |  | 0.2 | 0.8 | 0.2 | 0.2 | 0.2 | N |  |  | OP | X | 5 | 1986 |  |  | N | IPP Non-CHP | 2 | X T: X; WAT BLQ: WAT |  |  | N |  | 0 | 10M
Vintage1986 | hydro | TRUE | 15795 | William G. Reed Jr | 50700 | Lilliwaup Falls Generating | WA | Mason | 4739 | Conventional Hydroelectric | HY |  | S | X | X |  |  | 0.2 | 0.8 | 0.2 | 0.2 | 0.2 | N |  |  | OP | X | 5 | 1986 |  |  | N | IPP Non-CHP | 2 | X T: X; WAT BLQ: WAT |  |  | N |  | 0 | 10M
Vintage1986 | hydro | TRUE | 15795 | William G. Reed Jr | 50700 | Lilliwaup Falls Generating | WA | Mason | 4740 | Conventional Hydroelectric | HY |  | S | X | X |  |  | 0.2 | 0.8 | 0.2 | 0.2 | 0.2 | N |  |  | OP | X | 5 | 1986 |  |  | N | IPP Non-CHP | 2 | X T: X; WAT BLQ: WAT |  |  | N |  | 0 | 10M
Vintage1986 | hydro | TRUE | 15795 | William G. Reed Jr | 50700 | Lilliwaup Falls Generating | WA | Mason | 4741 | Conventional Hydroelectric | HY |  | S | X | X |  |  | 0.2 | 0.8 | 0.2 | 0.2 | 0.2 | N |  |  | OP | X | 5 | 1986 |  |  | N | IPP Non-CHP | 2 | X T: X; WAT BLQ: WAT |  |  | N |  |  | 10M
Vintage1986 | hydro | TRUE | 7601 | Green Mountain Power Corp | 50702 | Salmon Falls | ME | York | GEN1 | Conventional Hydroelectric | HY |  | S | X | X |  |  | 0.4 | 1 | 0.4 | 0.4 | 0.1 | N |  |  | OP | X | 7 | 1986 |  |  | N | Electric Utility | 1 | X T: X; WAT BLQ: WAT |  |  |  |  | 0 | 10M
Vintage1986 | hydro | TRUE | 7601 | Green Mountain Power Corp | 50702 | Salmon Falls | ME | York | GEN2 | Conventional Hydroelectric | HY |  | S | X | X |  |  | 0.4 | 1 | 0.4 | 0.4 | 0.1 | N |  |  | OP | X | 7 | 1986 |  |  | N | Electric Utility | 1 | X T: X; WAT BLQ: WAT |  |  |  |  | 0 | 10M
Vintage1986 | hydro | TRUE | 7601 | Green Mountain Power Corp | 50702 | Salmon Falls | ME | York | GEN3 | Conventional Hydroelectric | HY |  | S | X | X |  |  | 0.4 | 1 | 0.4 | 0.4 | 0.1 | N |  |  | OP | X | 7 | 1986 |  |  | N | Electric Utility | 1 | X T: X; WAT BLQ: WAT |  |  |  |  | 0 | 10M
Vintage1985 | hydro | TRUE | 7601 | Green Mountain Power Corp | 50704 | Somersworth Lower Great Dam | NH | Strafford | GEN1 | Conventional Hydroelectric | HY |  | S | X | X |  |  | 1.3 | 1 | 1.2 | 1.2 | 0.1 | N |  |  | OP | X | 7 | 1985 |  |  | N | Electric Utility | 1 | X T: X; WAT BLQ: WAT |  |  | N |  | 0 | 10M
Vintage1994 | natural gas combined cycle | TRUE | 30151 | Tri-State G & T Assn, Inc | 50707 | JM Shafer Generating Station | CO | Weld | LMA | Natural Gas Fired Combined Cycle | CT | J272 | S | X | N |  |  | 58.5 | 0.85 | 272 | 272 | 12 | N |  |  | OP | X | 6 | 1994 |  |  | Y | Electric Utility | 1 | [11 empty] | N | N |  | 12H | [23 empty] | N | N | N | bar: X T to WAT BLQ
Vintage1994 | natural gas combined cycle | TRUE | 30151 | Tri-State G & T Assn, Inc | 50707 | JM Shafer Generating Station | CO | Weld | LMB | Natural Gas Fired Combined Cycle | CT | J272 | S | X | N |  |  | 58.5 | 0.85 |  |  | 12 | N |  |  | OP | X | 6 | 1994 |  |  | Y | Electric Utility | 1 | [11 empty] | N | N |  | 12H | [23 empty] | N | N | N | bar: X T to WAT BLQ
Vintage1994 | natural gas combined cycle | TRUE | 30151 | Tri-State G & T Assn, Inc | 50707 | JM Shafer Generating Station | CO | Weld | LMC | Natural Gas Fired Combined Cycle | CT | J272 | S | X | N |  |  | 58.5 | 0.85 |  |  | 12 | N |  |  | OP | X | 7 | 1994 |  |  | Y | Electric Utility | 1 | [11 empty] | N | N |  | 12H | [23 empty] | N | N | N | bar: X T to WAT BLQ
Vintage1994 | natural gas combined cycle | TRUE | 30151 | Tri-State G & T Assn, Inc | 50707 | JM Shafer Generating Station | CO | Weld | LMD | Natural Gas Fired Combined Cycle | CT | J272 | S | X | N |  |  | 58.5 | 0.85 |  |  | 12 | N |  |  | OP | X | 7 | 1994 |  |  | Y | Electric Utility | 1 | [11 empty] | N | N |  | 12H | [23 empty] | N | N | N | bar: X T to WAT BLQ
Vintage1994 | natural gas combined cycle | TRUE | 30151 | Tri-State G & T Assn, Inc | 50707 | JM Shafer Generating Station | CO | Weld | LME | Natural Gas Fired Combined Cycle | CT | J272 | S | X | N |  |  | 58.5 | 0.85 |  |  | 12 | N |  |  | OP | X | 7 | 1994 |  |  | Y | Electric Utility | 1 | [11 empty] | N | N |  | 12H | [23 empty] | N | N | N | bar: X T to WAT BLQ
Vintage1994 | natural gas combined cycle | TRUE | 30151 | Tri-State G & T Assn, Inc | 50707 | JM Shafer Generating Station | CO | Weld | STA | Natural Gas Fired Combined Cycle | CA | J272 | S | Y | X |  |  | 52.2 | 1 |  |  | 5.2 | N |  |  | OP | X | 6 | 1994 |  |  | Y | Electric Utility | 1 | [11 empty] | N | N |  | 12H | [23 empty] | N | N | N | bar: X T to WAT BLQ
Vintage1994 | natural gas combined cycle | TRUE | 30151 | Tri-State G & T Assn, Inc | 50707 | JM Shafer Generating Station | CO | Weld | STB | Natural Gas Fired Combined Cycle | CA | J272 | S | Y | X |  |  | 52.2 | 1 |  |  | 5.2 | N |  |  | OP | X | 6 | 1994 |  |  | Y | Electric Utility | 1 | [11 empty] | N | N |  | 12H | [23 empty] | N | N | N | bar: X T to WAT BLQ
Vintage1964 | hard coal | FALSE | 19511 | University of Alaska | 50711 | University of Alaska Fairbanks | AK | Fairbanks North Star | GEN1 | Conventional Steam Coal | ST |  | S | X | X |  |  | 1.5 | 0.8 | 0.5 | 1.4 | 0.2 | N |  |  | OS | X | 1 | 1964 |  |  | Y | Commercial CHP | 5 | T | SUB | DFO | JF |  |  |  | NG | DFO |  |  | N | N |  | 12H |  |  | N | Y | Y | [18 empty] | Y | N | N
Vintage1964 | hard coal | FALSE | 19511 | University of Alaska | 50711 | University of Alaska Fairbanks | AK | Fairbanks North Star | GEN2 | Conventional Steam Coal | ST |  | S | X | X |  |  | 1.5 | 0.8 | 0.5 | 1.4 | 0.2 | N |  |  | OS | X | 1 | 1964 |  |  | Y | Commercial CHP | 5 | T | SUB | DFO | JF |  |  |  | NG | DFO |  |  | N | N |  | 12H |  |  | N | Y | Y | [18 empty] | Y | N | N
Vintage1981 | hard coal | FALSE | 19511 | University of Alaska | 50711 | University of Alaska Fairbanks | AK | Fairbanks North Star | GEN3 | Conventional Steam Coal | ST |  | S | X | X |  |  | 10 | 0.85 | 8.1 | 10 | 2.5 | N |  |  | OA | X | 4 | 1981 |  |  | Y | Commercial CHP | 5 | T | SUB | DFO | NG | JF |  |  | NG | DFO |  |  | N | N |  | 12H | Y |  | N | Y | Y | [18 empty] | Y | N | N
Vintage2000 | petroleum | FALSE | 19511 | University of Alaska | 50711 | University of Alaska Fairbanks | AK | Fairbanks North Star | GEN4 | Petroleum Liquids | IC |  | S | X | X |  |  | 9.6 | 0.8 | 9.6 | 9.6 | 2 | N |  |  | SB | Y | 8 | 2000 |  |  | Y | Commercial CHP | 5 | X T: T; WAT BLQ: DFO |  |  | N | N |  | 12H | [23 empty] | N | N | N
Vintage2020 | hard coal | FALSE | 19511 | University of Alaska | 50711 | University of Alaska Fairbanks | AK | Fairbanks North Star | GEN5 | Conventional Steam Coal | ST |  | S | X | X |  |  | 17 | 0.94 | 17 | 17 | 4 | N |  |  | OP | X | 2 | 2020 |  |  | Y | Commercial CHP | 5 | T | SUB | DFO | NG | JF |  |  | NG | DFO |  |  | N | N |  | 12H | Y | N | N | Y | Y | [18 empty] | Y | Y | N
Vintage1988 | hydro | TRUE | 7601 | Green Mountain Power Corp | 50713 | Huntington Falls | VT | Addison | GEN1 | Conventional Hydroelectric | HY |  | S | X | X |  |  | 0.8 | 0.8 | 0.8 | 0.7 | 0.2 | N |  |  | OP | X | 10 | 1988 |  |  | N | Electric Utility | 1 | X T: X; WAT BLQ: WAT |  |  | N |  | 0 | 10M
Vintage1988 | hydro | TRUE | 7601 | Green Mountain Power Corp | 50713 | Huntington Falls | VT | Addison | GEN2 | Conventional Hydroelectric | HY |  | S | X | X |  |  | 0.8 | 0.8 | 0.8 | 0.7 | 0.2 | N |  |  | OP | X | 10 | 1988 |  |  | N | Electric Utility | 1 | X T: X; WAT BLQ: WAT |  |  | N |  | 0 | 10M
Vintage1988 | hydro | TRUE | 7601 | Green Mountain Power Corp | 50713 | Huntington Falls | VT | Addison | GEN3 | Conventional Hydroelectric | HY |  | S | X | X |  |  | 4.1 | 0.8 | 3.9 | 3.8 | 0.2 | N |  |  | OP | X | 10 | 1988 |  |  | N | Electric Utility | 1 | X T: X; WAT BLQ: WAT |  |  | N |  | 0 | 10M
Vintage1986 | hydro | TRUE | 64961 | Koosh, Inc. | 50718 | Notch Butte Hydro | ID | Lincoln | HYD1 | Conventional Hydroelectric | HY |  | S | X | X |  |  | 1 | 1 | 1 | 0.9 | 0.1 | N |  |  | OP | X | 9 | 1986 |  |  | N | IPP Non-CHP | 2 | X T: X; WAT BLQ: WAT | [5 empty] | 10M | [20 empty] | N |  |  | N
Vintage1989 | biomass | TRUE | 54843 | WM Illinois Renewable Energy LLC | 50721 | Tazewell Gas Recovery | IL | Tazewell | GEN1 | Landfill Gas | IC |  | S | X | X | Zonal | Zonal | 0.8 | 0.98 | 0.8 | 0.8 | 0.5 | N |  |  | OP | X | 7 | 1989 |  |  | N | IPP Non-CHP | 2 | X T: X; WAT BLQ: LFG |  |  | N |  |  | 1H | [23 empty] | N | N | N
Vintage1989 | biomass | TRUE | 54843 | WM Illinois Renewable Energy LLC | 50721 | Tazewell Gas Recovery | IL | Tazewell | GEN2 | Landfill Gas | IC |  | S | X | X | Zonal | Zonal | 0.8 | 0.98 | 0.8 | 0.8 | 0.5 | N |  |  | OP | X | 7 | 1989 |  |  | N | IPP Non-CHP | 2 | X T: X; WAT BLQ: LFG |  |  | N |  |  | 1H | [23 empty] | N | N | N
Vintage1999 | biomass | TRUE | 54843 | WM Illinois Renewable Energy LLC | 50721 | Tazewell Gas Recovery | IL | Tazewell | GEN3 | Landfill Gas | IC |  | S | X | X | Zonal | Zonal | 0.8 | 0.98 | 0.8 | 0.8 | 0.5 | N |  |  | OP | X | 5 | 1999 |  |  | N | IPP Non-CHP | 2 | X T: X; WAT BLQ: LFG |  |  | N |  |  | 1H | [23 empty] | N | N | N
Vintage1990 | natural gas peaker | FALSE | 64451 | INEOS US Chemicals Company - Naperville Campus | 50722 | INEOS Naperville Cogeneration Plant | IL | DuPage | GEN1 | Natural Gas Fired Combustion Turbine | GT |  | S | X | X |  |  | 8.3 | 0.8 | 7 | 11 | 4.3 | N |  |  | OP | X | 12 | 1990 |  |  | Y | Commercial CHP | 5 | [11 empty] | N | N |  | 12H |  |  |  | N | [16 empty] | N |  |  | N | N | N | bar: X T to WAT BLQ
Vintage1955 | other | FALSE | 19517 | United States Steel- Clairton | 50729 | Clairton Works | PA | Allegheny | GEN1 | Other Gases | ST |  | S | X | X |  |  | 21 | 0.85 | 16 | 18 | 2 | N |  |  | OP | X | 1 | 1955 |  |  | Y | Industrial CHP | 7 | X T: T; WAT BLQ: OG; WAT BIT: NG; WAT RFO: OG |  |  | N | N |  | 1H | [23 empty] | N | N | N
Vintage1955 | other | FALSE | 19517 | United States Steel- Clairton | 50729 | Clairton Works | PA | Allegheny | GEN3 | Other Gases | ST |  | S | X | X |  |  | 10 | 0.8 | 8 | 8 | 1 | N |  |  | OP | X | 1 | 1955 |  |  | N | Industrial CHP | 7 | X T: X; WAT BLQ: OG; WAT BIT: NG; WAT RFO: OG |  |  | N | N |  | 1H | [23 empty] | N | N | N
Vintage1943 | other | FALSE | 19519 | United States Steel-Mon Valley | 50732 | Mon Valley Works | PA | Allegheny | GEN1 | Other Gases | ST |  | S | X | X |  |  | 25 | 0.8 | 30 | 33 | 6 | N |  |  | OP | X | 6 | 1943 |  |  | N | Industrial CHP | 7 | X T: X; WAT BLQ: BFG; WAT BIT: OG; WAT WDS: NG; WAT RFO: NG |  |  | N | N |  | 12H | [23 empty] | Y | Y | N
Vintage1943 | other | FALSE | 19519 | United States Steel-Mon Valley | 50732 | Mon Valley Works | PA | Allegheny | GEN2 | Other Gases | ST |  | S | X | X |  |  | 25 | 0.8 | 30 | 33 | 6 | N |  |  | OP | X | 6 | 1943 |  |  | N | Industrial CHP | 7 | X T: X; WAT BLQ: BFG; WAT BIT: OG; WAT WDS: NG; WAT RFO: NG |  |  | N | N |  | 12H | [23 empty] | Y | Y | N
Vintage2002 | other | FALSE | 19519 | United States Steel-Mon Valley | 50732 | Mon Valley Works | PA | Allegheny | GEN3 | Other Gases | ST |  | S | X | X |  |  | 2.5 | 0.85 | 1.9 | 1.9 | 0.3 | N |  |  | OP | X | 2 | 2002 |  |  | Y | Industrial CHP | 7 | X T: T; WAT BLQ: BFG; WAT BIT: OG; WAT WDS: NG; WAT RFO: NG |  |  | N | N |  | 12H | [23 empty] | Y | Y | N
Vintage1997 | other | FALSE | 19526 | United States Steel-Gary | 50733 | Gary Works | IN | Lake | STG1 | Other Gases | ST |  | S | X | X |  |  | 161 | 0.9 | 161 | 150 | 50 | N |  |  | OP | X | 4 | 1997 |  |  | Y | Industrial CHP | 7 | B | BFG | NG | RFO | OG |  |  | BFG |  |  |  | N |  |  | 12H | [23 empty] | N | N | N
Vintage1987 | biomass | TRUE | 64003 | Stored Solar Services, LLC | 50739 | Stored Solar Tamworth, LLC | NH | Carroll | GEN1 | Wood/Wood Waste Biomass | ST |  | W | X | X | UN.TAMWORTH115.TAMW |  | 25 | 0.8 | 20 | 20 | 14 | N |  |  | OP | X | 12 | 1987 |  |  | N | IPP Non-CHP | 2 | X T: X; WAT BLQ: WDS; WAT RFO: WDS |  |  | N | N |  | 12H | [23 empty] | N
Vintage1986 | hydro | TRUE | 15213 | Pontook Operating LP | 50741 | Pontook Hydro Facility | NH | Coos | GEN1 | Conventional Hydroelectric | HY |  | S | X | X |  |  | 3.5 | 0.9 | 3.5 | 3.5 | 1 | N |  |  | OP | X | 12 | 1986 |  |  | N | IPP Non-CHP | 2 | X T: X; WAT BLQ: WAT |  |  | N |  |  | 1H | [23 empty] | N
Vintage1986 | hydro | TRUE | 15213 | Pontook Operating LP | 50741 | Pontook Hydro Facility | NH | Coos | GEN2 | Conventional Hydroelectric | HY |  | S | X | X |  |  | 3.5 | 0.9 | 3.5 | 3.5 | 1 | N |  |  | OP | X | 12 | 1986 |  |  | N | IPP Non-CHP | 2 | X T: X; WAT BLQ: WAT |  |  | N |  |  | 1H | [23 empty] | N
Vintage1986 | hydro | TRUE | 15213 | Pontook Operating LP | 50741 | Pontook Hydro Facility | NH | Coos | GEN3 | Conventional Hydroelectric | HY |  | S | X | X |  |  | 3.5 | 0.9 | 3.5 | 3.5 | 1 | N |  |  | OP | X | 12 | 1986 |  |  | N | IPP Non-CHP | 2 | X T: X; WAT BLQ: WAT |  |  | N |  |  | 1H | [23 empty] | N
Vintage1991 | natural gas combined cycle | TRUE | 14182 | Sterling Power Partners LP | 50744 | Sterling Power Plant | NY | Oneida | GEN1 | Natural Gas Fired Combined Cycle | CT | CC1 | S | X | N | 23777 | 23777 | 47.7 | 0.9 | 38.8 | 47.6 | 35 | N |  |  | OP | X | 6 | 1991 |  |  | N | IPP Non-CHP | 2 | [11 empty] | N | N |  | 12H | [23 empty] | N | N | N | bar: X T to WAT BLQ; WAT RFO
Vintage1991 | natural gas combined cycle | TRUE | 14182 | Sterling Power Partners LP | 50744 | Sterling Power Plant | NY | Oneida | GEN2 | Natural Gas Fired Combined Cycle | CA | CC1 | S | N | X | 23777 | 23777 | 16.5 | 0.9 | 16 | 16.5 | 12 | N |  |  | OP | X | 7 | 1991 |  |  | N | IPP Non-CHP | 2 | [11 empty] | N | N |  | 12H | [23 empty] | N | N | N | bar: X T to WAT BLQ
Vintage1991 | petroleum | TRUE | 14182 | Sterling Power Partners LP | 50744 | Sterling Power Plant | NY | Oneida | GEN3 | Petroleum Liquids | IC |  | S | X | X | 23777 | 23777 | 1.1 | 0.9 | 1.1 | 1.1 | 0.2 | N |  |  | OP | X | 6 | 1991 |  |  | N | IPP Non-CHP | 2 | X T: X; WAT BLQ: DFO; WAT RFO: DFO |  |  | N | N |  | 10M | [23 empty] | N | N | N
Vintage1990 | natural gas combined cycle | TRUE | 2871 | OLS Energy-Agnews Inc. | 50748 | Agnews Power Plant | CA | Santa Clara | GEN1 | Natural Gas Fired Combined Cycle | CT | CC1 | S | X | N |  |  | 24.4 | 0.9 | 24.4 | 24.4 | 16.5 | N |  |  | OP | X | 11 | 1990 |  |  | N | IPP Non-CHP | 2 | [11 empty] | N | N |  | 12H | [23 empty] | N | N | N | bar: X T to WAT BLQ
Vintage1990 | natural gas combined cycle | TRUE | 2871 | OLS Energy-Agnews Inc. | 50748 | Agnews Power Plant | CA | Santa Clara | GEN2 | Natural Gas Fired Combined Cycle | CA | CC1 | S | N | X |  |  | 7.6 | 0.8 | 7.3 | 7.4 | 4 | N |  |  | OP | X | 11 | 1990 |  |  | N | IPP Non-CHP | 2 | [11 empty] | N | N |  | 12H | [23 empty] | N | N | N | bar: X T to WAT BLQ
Vintage1988 | natural gas peaker | FALSE | 23005 | Aera Energy LLC-Coalinga | 50750 | Coalinga Cogeneration Facility | CA | Fresno | GEN1 | Natural Gas Fired Combustion Turbine | GT |  | W | X | X |  |  | 3.4 | 0.8 | 3.2 | 3.3 | 1.8 | N |  |  | OP | X | 6 | 1988 |  |  | Y | Industrial CHP | 7 | [11 empty] | N | N |  | 10M |  | N | [18 empty] | N |  |  | N | N | N | bar: X T to WAT BLQ
Vintage1988 | natural gas peaker | FALSE | 23005 | Aera Energy LLC-Coalinga | 50750 | Coalinga Cogeneration Facility | CA | Fresno | GEN2 | Natural Gas Fired Combustion Turbine | GT |  | W | X | X |  |  | 3.4 | 0.8 | 3.2 | 3.3 | 1.8 | N |  |  | OP | X | 6 | 1988 |  |  | Y | Industrial CHP | 7 | [11 empty] | N | N |  | 10M | N | N | N | N |  | N | N | [13 empty] | N |  |  | N | N | N | bar: X T to WAT BLQ
Vintage1989 | natural gas peaker | FALSE | 54713 | Chevron USA Inc | 50751 | Southeast Kern River Cogen | CA | Kern | GTG1 | Natural Gas Fired Combustion Turbine | GT |  | S | X | X | POD_VEDDER_1_SEKRN-APND | TH_ZP26_GEN-APND | 24 | 0.9 | 20.8 | 21.7 | 12 | N |  |  | OP | X | 2 | 1989 |  |  | Y | Industrial CHP | 7 | [11 empty] | N | N |  | 1H | [23 empty] | N | N | N | bar: X T to WAT BLQ; WAT RFO
Vintage1989 | natural gas peaker | FALSE | 54713 | Chevron USA Inc | 50751 | Southeast Kern River Cogen | CA | Kern | GTG2 | Natural Gas Fired Combustion Turbine | GT |  | S | X | X |  |  | 3.4 | 0.9 | 3 | 3.2 | 1.5 | N |  |  | OS | X | 2 | 1989 |  |  | Y | Industrial CHP | 7 | [11 empty] | N | N |  | 1H | [23 empty] | N | N | N | bar: X T to WAT BLQ; WAT RFO
Vintage1989 | natural gas peaker | FALSE | 54713 | Chevron USA Inc | 50751 | Southeast Kern River Cogen | CA | Kern | GTG3 | Natural Gas Fired Combustion Turbine | GT |  | S | X | X |  |  | 3.4 | 0.9 | 3 | 3.2 | 1.5 | N |  |  | OS | X | 2 | 1989 |  |  | Y | Industrial CHP | 7 | [11 empty] | N | N |  | 1H | [23 empty] | N | N | N | bar: X T to WAT BLQ; WAT RFO
Vintage1985 | natural gas peaker | FALSE | 164 | AERA Energy LLC | 50752 | South Belridge Cogeneration Facility | CA | Kern | GEN1 | Natural Gas Fired Combustion Turbine | GT |  | S | X | X |  |  | 31.4 | 0.9 | 19 | 21 | 10 | N |  |  | OP | X | 12 | 1985 |  |  | Y | Industrial CHP | 7 | [11 empty] | N | N |  | 1H | [23 empty] | N | N | N | bar: X T to WAT BLQ
Vintage1985 | natural gas peaker | FALSE | 164 | AERA Energy LLC | 50752 | South Belridge Cogeneration Facility | CA | Kern | GEN2 | Natural Gas Fired Combustion Turbine | GT |  | S | X | X |  |  | 31.4 | 0.9 | 19 | 21 | 10 | N |  |  | OP | X | 12 | 1985 |  |  | Y | Industrial CHP | 7 | [11 empty] | N | N |  | 1H | [23 empty] | N | N | N | bar: X T to WAT BLQ
Vintage1986 | natural gas peaker | FALSE | 164 | AERA Energy LLC | 50752 | South Belridge Cogeneration Facility | CA | Kern | GEN3 | Natural Gas Fired Combustion Turbine | GT |  | S | X | X |  |  | 31.4 | 0.9 | 19 | 21 | 10 | N |  |  | OP | X | 12 | 1986 |  |  | Y | Industrial CHP | 7 | [11 empty] | N | N |  | 1H | [23 empty] | N | N | N | bar: X T to WAT BLQ
Vintage1982 | onshore wind | TRUE | 2770 | Terra-Gen Operating Co-Wind | 50754 | Oak Creek Energy Systems I | CA | Kern | GEN1 | Onshore Wind Turbine | WT |  | S | X | X |  |  | 3.5 |  | 3.5 | 3.5 | 0 | N |  |  | OP | X | 6 | 1982 |  |  | N | IPP Non-CHP | 2 | X T: X; WAT BLQ: WND |  |  | N | N | 37
Vintage1993 | onshore wind | TRUE | 2770 | Terra-Gen Operating Co-Wind | 50754 | Oak Creek Energy Systems I | CA | Kern | GEN2 | Onshore Wind Turbine | WT |  | S | X | X |  |  | 4.2 |  | 4.2 | 4.2 | 0 | N |  |  | OP | X | 12 | 1993 |  |  | N | IPP Non-CHP | 2 | X T: X; WAT BLQ: WND |  |  | N | N | 7
Vintage1999 | onshore wind | TRUE | 2770 | Terra-Gen Operating Co-Wind | 50754 | Oak Creek Energy Systems I | CA | Kern | GEN3 | Onshore Wind Turbine | WT |  | S | X | X |  |  | 23.1 |  | 23.1 | 23.1 | 0 | N |  |  | OP | X | 6 | 1999 |  |  | N | IPP Non-CHP | 2 | X T: X; WAT BLQ: WND |  |  | N | N | 33
Vintage1999 | onshore wind | TRUE | 2770 | Terra-Gen Operating Co-Wind | 50754 | Oak Creek Energy Systems I | CA | Kern | GEN4 | Onshore Wind Turbine | WT |  | S | X | X |  |  | 3.7 |  | 3.7 | 3.7 | 0 | N |  |  | OP | X | 6 | 1999 |  |  | N | IPP Non-CHP | 2 | X T: X; WAT BLQ: WND |  |  | N |  | 4
Vintage1989 | hydro | TRUE | 12745 | Modesto Irrigation District | 50755 | New Hogan Power Plant | CA | Calaveras | GEN1 | Conventional Hydroelectric | HY |  | W | X | X |  |  | 2 | 0.9 | 1.9 | 1.9 | 0.2 | N |  |  | OP | X | 4 | 1989 |  |  | N | Electric Utility | 1 | X T: X; WAT BLQ: WAT |  |  | N | N | 0 | 1H | [23 empty] | N
Vintage1989 | hydro | TRUE | 12745 | Modesto Irrigation District | 50755 | New Hogan Power Plant | CA | Calaveras | GEN2 | Conventional Hydroelectric | HY |  | W | X | X |  |  | 1 | 0.9 | 0.9 | 0.9 | 0.1 | N |  |  | OP | X | 4 | 1989 |  |  | N | Electric Utility | 1 | X T: X; WAT BLQ: WAT |  |  | N | N |  | 1H | [23 empty] | N
Vintage1987 | hydro | TRUE | 19013 | Topsham Hydro Partners | 50758 | Pejepscot Hydroelectric Project | ME | Sagadahoc | GEN1 | Conventional Hydroelectric | HY |  | S | X | X |  |  | 12.3 | 0.95 | 11.7 | 11.3 | 1.5 | N |  |  | OP | X | 11 | 1987 |  |  | N | IPP Non-CHP | 2 | X T: X; WAT BLQ: WAT | [5 empty] | 10M | [23 empty] | N
Vintage1987 | hydro | TRUE | 19013 | Topsham Hydro Partners | 50758 | Pejepscot Hydroelectric Project | ME | Sagadahoc | GEN2 | Conventional Hydroelectric | HY |  | S | X | X |  |  | 0.4 | 0.95 | 0.4 | 0.4 | 0.1 | N |  |  | OP | X | 11 | 1987 |  |  | N | IPP Non-CHP | 2 | X T: X; WAT BLQ: WAT | [5 empty] | 10M | [23 empty] | N
Vintage1987 | hydro | TRUE | 19013 | Topsham Hydro Partners | 50758 | Pejepscot Hydroelectric Project | ME | Sagadahoc | GEN3 | Conventional Hydroelectric | HY |  | S | X | X |  |  | 0.3 | 0.95 | 0.3 | 0.3 | 0.1 | N |  |  | OP | X | 11 | 1987 |  |  | N | IPP Non-CHP | 2 | X T: X; WAT BLQ: WAT | [5 empty] | 10M | [23 empty] | N
Vintage1987 | hydro | TRUE | 19013 | Topsham Hydro Partners | 50758 | Pejepscot Hydroelectric Project | ME | Sagadahoc | GEN4 | Conventional Hydroelectric | HY |  | S | X | X |  |  | 0.5 | 0.95 | 0.5 | 0.5 | 0.1 | N |  |  | OP | X | 11 | 1987 |  |  | N | IPP Non-CHP | 2 | X T: X; WAT BLQ: WAT |  |  |  |  | 0 | 10M | [23 empty] | N
Vintage1985 | hydro | TRUE | 57144 | Northbrook Carthage LLC | 50759 | West End Dam Hydroelectric Project | NY | Jefferson | GEN1 | Conventional Hydroelectric | HY |  | S | X | X |  |  | 2.2 | 0.9 | 2.1 | 2 | 0.3 | N |  |  | OP | X | 10 | 1985 |  |  | N | IPP Non-CHP | 2 | X T: X; WAT BLQ: WAT |  |  |  |  | 0 | 10M | [23 empty] | N
Vintage1985 | hydro | TRUE | 57144 | Northbrook Carthage LLC | 50759 | West End Dam Hydroelectric Project | NY | Jefferson | GEN2 | Conventional Hydroelectric | HY |  | S | X | X |  |  | 2.2 | 0.9 | 2.1 | 2 | 0.3 | N |  |  | OP | X | 10 | 1985 |  |  | N | IPP Non-CHP | 2 | X T: X; WAT BLQ: WAT |  |  |  |  | 0 | 10M | [23 empty] | N
Vintage2012 | solar pv | TRUE | 50131 | Enel Stillwater LLC | 50765 | Stillwater Facility | NV | Churchill | 1 | Solar Photovoltaic | PV |  | W | X | X |  |  | 22 |  | 21.8 | 21.8 |  | N |  |  | OP | X | 4 | 2012 |  |  | N | IPP Non-CHP | 2 | X T: X; WAT BLQ: SUN |  |  | N
Vintage2009 | geothermal | TRUE | 50131 | Enel Stillwater LLC | 50765 | Stillwater Facility | NV | Churchill | 1-1 | Geothermal | BT |  | S | X | X |  |  | 11.8 | 1 | 10.1 | 14.3 | 0.1 | N |  |  | OP | X | 3 | 2009 |  |  | N | IPP Non-CHP | 2 | X T: X; WAT BLQ: GEO | [5 empty] | 1H
Vintage2009 | geothermal | TRUE | 50131 | Enel Stillwater LLC | 50765 | Stillwater Facility | NV | Churchill | 1-2 | Geothermal | BT |  | S | X | X |  |  | 11.8 | 1 | 10.1 | 14.3 | 0.1 | N |  |  | OP | X | 3 | 2009 |  |  | N | IPP Non-CHP | 2 | X T: X; WAT BLQ: GEO | [5 empty] | 1H
Vintage2009 | geothermal | TRUE | 50131 | Enel Stillwater LLC | 50765 | Stillwater Facility | NV | Churchill | 2-1 | Geothermal | BT |  | S | X | X |  |  | 11.8 | 1 | 10.1 | 14.3 | 0.1 | N |  |  | OP | X | 3 | 2009 |  |  | N | IPP Non-CHP | 2 | X T: X; WAT BLQ: GEO | [5 empty] | 1H
Vintage2009 | geothermal | TRUE | 50131 | Enel Stillwater LLC | 50765 | Stillwater Facility | NV | Churchill | 2-2 | Geothermal | BT |  | S | X | X |  |  | 11.8 | 1 | 10.1 | 14.3 | 0.1 | N |  |  | OP | X | 3 | 2009 |  |  | N | IPP Non-CHP | 2 | X T: X; WAT BLQ: GEO |  |  | N |  |  | 1H
Vintage2003 | geothermal | TRUE | 34691 | Ormat Nevada Inc | 50766 | Ormesa I | CA | Imperial | ITLU1 | Geothermal | BT |  | S | X | X |  |  | 12 | 0.8 | 8 | 12 | 8 | N |  |  | OP | X | 6 | 2003 |  |  | N | IPP Non-CHP | 2 | X T: X; WAT BLQ: GEO; WAT RFO: GEO |  |  | N |  |  | OVER | [23 empty] | N
Vintage2003 | geothermal | TRUE | 34691 | Ormat Nevada Inc | 50766 | Ormesa I | CA | Imperial | ITLU2 | Geothermal | BT |  | S | X | X |  |  | 12 | 0.8 | 8 | 12 | 8 | N |  |  | OP | X | 7 | 2003 |  |  | N | IPP Non-CHP | 2 | X T: X; WAT BLQ: GEO; WAT RFO: GEO |  |  | N |  |  | OVER | [23 empty] | N
Vintage1986 | geothermal | TRUE | 34691 | Ormat Nevada Inc | 50766 | Ormesa I | CA | Imperial | OE31 | Geothermal | BT |  | S | X | X |  |  | 1.2 | 0.8 | 0.8 | 1.2 | 0.8 | N |  |  | OP | X | 12 | 1986 |  |  | N | IPP Non-CHP | 2 | X T: X; WAT BLQ: GEO; WAT RFO: GEO | [5 empty] | OVER | [23 empty] | N
Vintage1986 | geothermal | TRUE | 34691 | Ormat Nevada Inc | 50766 | Ormesa I | CA | Imperial | OE32 | Geothermal | BT |  | S | X | X |  |  | 1.2 | 0.8 | 0.8 | 1.2 | 0.8 | N |  |  | OP | X | 12 | 1986 |  |  | N | IPP Non-CHP | 2 | X T: X; WAT BLQ: GEO; WAT RFO: GEO | [5 empty] | OVER | [23 empty] | N
Vintage1987 | hydro | TRUE | 63840 | Clear Energy Capital, LLC | 50768 | Forestport | NY | Oneida | 1 | Conventional Hydroelectric | HY |  | S | X | X |  |  | 3.4 | 0.9 | 3.4 | 3.4 | 0.5 | N |  |  | OP | X | 12 | 1987 |  |  | N | IPP Non-CHP | 2 | X T: X; WAT BLQ: WAT |  |  | N | N | 0 | 10M
Vintage1988 | biomass | TRUE | 19781 | Viking Energy Corp | 50770 | Viking Energy of McBain | MI | Missaukee | GEN1 | Wood/Wood Waste Biomass | ST |  | W | X | X |  |  | 18 | 0.9 | 16.3 | 18 | 10 | N |  |  | OP | X | 12 | 1988 |  |  | N | IPP Non-CHP | 2 | X T: X; WAT BLQ: WDS; WAT BIT: TDF; WAT WDS: NG; WAT RFO: NG |  |  | N |  |  | 12H | [23 empty] | Y | Y | N
Vintage1989 | biomass | TRUE | 19781 | Viking Energy Corp | 50772 | Viking Energy of Lincoln | MI | Alcona | GEN1 | Wood/Wood Waste Biomass | ST |  | W | X | X |  |  | 18 | 0.9 | 16.3 | 18 | 10 | N |  |  | OP | X | 1 | 1989 |  |  | N | IPP Non-CHP | 2 | X T: X; WAT BLQ: WDS; WAT BIT: TDF; WAT WDS: NG; WAT RFO: NG |  |  | N | N |  | 12H | [23 empty] | Y | Y | N
Vintage1992 | hard coal | TRUE | 14432 | Panther Creek Power Operating, LLC | 50776 | Panther Creek Energy Facility | PA | Carbon | GEN1 | Conventional Steam Coal | ST |  | S | X | X | Panther 50746 | PJM RFC | 94 | 0.85 | 80 | 80 | 35 | N |  |  | OP | X | 7 | 1992 |  |  | N | IPP Non-CHP | 2 | X T: X; WAT BLQ: WC; WAT RFO: DFO |  |  | N | N |  | 12H | Y |  |  |  | Y | [15 empty] | N |  |  | N | N | N
Vintage1991 | natural gas combined cycle | TRUE | 61536 | Consolidated Edison Energy, Inc. | 50799 | Parlin Power Plant | NJ | Middlesex | GEN1 | Natural Gas Fired Combined Cycle | CT | PEC | W | X | N | Parlin 230 KV Dupont NUG JCPL GEN 61482275 | Parlin 230 KV Dupont NUG JCPL GEN 61482275 | 45.9 | 0.85 | 35.9 | 42.2 | 30 | N |  |  | OP | X | 6 | 1991 |  |  | N | IPP Non-CHP | 2 | X T: X; WAT BLQ: NG; WAT BIT: DFO; WAT RFO: NG; WAT NG: DFO |  |  | N | N |  | 12H | [23 empty] | Y | N | Y
Vintage1991 | natural gas combined cycle | TRUE | 61536 | Consolidated Edison Energy, Inc. | 50799 | Parlin Power Plant | NJ | Middlesex | GEN2 | Natural Gas Fired Combined Cycle | CT | PEC | W | X | N | Parlin 230 KV Dupont NUG JCPL GEN 61482275 | Parlin 230 KV Dupont NUG JCPL GEN 61482275 | 45.9 | 0.85 | 37.5 | 43.7 | 30 | N |  |  | OP | X | 6 | 1991 |  |  | N | IPP Non-CHP | 2 | X T: X; WAT BLQ: NG; WAT BIT: DFO; WAT RFO: NG; WAT NG: DFO |  |  | N | N |  | 12H | [23 empty] | Y | N | Y
Vintage1991 | natural gas combined cycle | TRUE | 61536 | Consolidated Edison Energy, Inc. | 50799 | Parlin Power Plant | NJ | Middlesex | GEN3 | Natural Gas Fired Combined Cycle | CA | PEC | W | Y | X |  |  | 21.6 | 0.85 | 20.6 | 20.6 | 5 | N |  |  | OP | X | 6 | 1991 |  |  | N | IPP Non-CHP | 2 | [11 empty] | N | N |  | 12H | [23 empty] | N | N | N | bar: X T to WAT BLQ
Vintage1991 | natural gas combined cycle | TRUE | 61536 | Consolidated Edison Energy, Inc. | 50799 | Parlin Power Plant | NJ | Middlesex | GEN4 | Natural Gas Fired Combined Cycle | CA | PEC | W | Y | X |  |  | 21.6 | 0.9 | 20.6 | 20.6 | 5 | N |  |  | OP | X | 6 | 1991 |  |  | N | IPP Non-CHP | 2 | [11 empty] | N | N |  | 12H | [23 empty] | N | N | N | bar: X T to WAT BLQ
Vintage1957 | natural gas steam turbine | FALSE | 27718 | WestRock Seminole | 50803 | Seminole Mill | FL | Duval | GEN3 | Natural Gas Steam Turbine | ST |  | S | X | X |  |  | 30 | 0.85 | 20 | 18 | 4 | N |  |  | OP | X | 2 | 1957 |  |  | Y | Industrial CHP | 7 | X T: T; WAT BLQ: NG; WAT BIT: PUR; WAT RFO: NG |  |  | N | N |  | 12H | [23 empty] | N
Vintage1991 | biomass | TRUE | 20505 | International Paper Port Wentworth Mill | 50804 | Port Wentworth Mill | GA | Chatham | GEN4 | Wood/Wood Waste Biomass | ST |  | S | X | X |  |  | 47.3 | 0.85 | 35 | 47.3 | 1 | N |  |  | OP | X | 8 | 1991 |  |  | Y | Industrial CHP | 7 | B | BLQ | WDS | OBG | OBL | SLW | DFO | NG |  |  |  | N | N |  | 12H | [23 empty] | Y | Y | N
Vintage2004 | biomass | TRUE | 20505 | International Paper Port Wentworth Mill | 50804 | Port Wentworth Mill | GA | Chatham | GEN5 | Wood/Wood Waste Biomass | ST |  | S | X | X |  |  | 25 | 0.85 | 23.5 | 25 | 1 | N |  |  | OP | X | 1 | 2004 |  |  | N | Industrial CHP | 7 | X | BLQ | WDS | OBG | OBL | SLW | DFO | NG |  |  |  | N | N | 0 | 12H | [23 empty] | Y | Y | N
Vintage1963 | biomass | TRUE | 18162 | WestRock-Florence | 50806 | Florence Mill | SC | Florence | GEN1 | Wood/Wood Waste Biomass | ST |  | S | X | X |  |  | 12.3 | 0.85 | 12.3 | 12.3 | 5 | N |  |  | OP | X | 11 | 1963 |  |  | Y | Industrial CHP | 7 | T | BLQ | WDS | RFO | NG |  |  | BLQ |  |  |  | N | N |  | OVER |  |  |  | N | N | [18 empty] | N | N | N
Vintage1974 | biomass | TRUE | 18162 | WestRock-Florence | 50806 | Florence Mill | SC | Florence | GEN2 | Wood/Wood Waste Biomass | ST |  | S | X | X |  |  | 15 | 0.85 | 12.5 | 12.5 | 6 | N |  |  | OP | X | 11 | 1974 |  |  | Y | Industrial CHP | 7 | T | BLQ | WDS | RFO | NG |  |  | BLQ |  |  |  | N | N |  | OVER |  |  |  | N | N | [18 empty] | N | N | N
Vintage1987 | biomass | TRUE | 18162 | WestRock-Florence | 50806 | Florence Mill | SC | Florence | GEN3 | Wood/Wood Waste Biomass | ST |  | S | X | X |  |  | 76.5 | 0.87 | 74 | 74 | 5 | N |  |  | OP | X | 3 | 1987 |  |  | Y | Industrial CHP | 7 | T | WDS | BIT | RFO | NG |  |  | NG |  |  |  | N | N |  | OVER |  | Y |  | N | Y | [18 empty] | N | N | N
Vintage1930 | biomass | TRUE | 18157 | WestRock Corp-Panama City | 50807 | WestRock Panama City Mill | FL | Bay | GEN3 | Wood/Wood Waste Biomass | ST |  | S | X | X |  |  | 4 | 0.8 | 4 | 4 | 1 | N |  |  | OP | X | 5 | 1930 |  |  | Y | Industrial CHP | 7 | B | BLQ | NG | RFO |  |  |  | NG |  |  |  | N | N |  | 12H | [23 empty] | Y | Y | N
Vintage1949 | biomass | TRUE | 18157 | WestRock Corp-Panama City | 50807 | WestRock Panama City Mill | FL | Bay | GEN4 | Wood/Wood Waste Biomass | ST |  | S | X | X |  |  | 10 | 0.8 | 10 | 10 | 3 | N |  |  | OP | X | 3 | 1949 |  |  | Y | Industrial CHP | 7 | B | BLQ | NG | RFO |  |  |  | NG |  |  |  | N | N |  | 12H | [23 empty] | Y | Y | N
Vintage1956 | biomass | TRUE | 18157 | WestRock Corp-Panama City | 50807 | WestRock Panama City Mill | FL | Bay | GEN6 | Wood/Wood Waste Biomass | ST |  | S | X | X |  |  | 20 | 0.85 | 21.8 | 21.8 | 3 | N |  |  | OP | X | 3 | 1956 |  |  | Y | Industrial CHP | 7 | B | WDS | NG | RFO | BIT |  |  | NG |  |  |  | N | N |  | 12H |  | Y |  |  | Y | [18 empty] | Y | Y | N
Vintage1957 | biomass | TRUE | 18155 | Westrock (LA) | 50810 | Westrock Hodge (LA) | LA | Jackson | NO 7 | Wood/Wood Waste Biomass | ST |  | S | X | X |  |  | 15.6 | 0.85 | 15.6 | 15.6 | 1 | N |  |  | OP | X | 8 | 1957 |  |  | Y | Industrial CHP | 7 | T | BLQ | NG | WDS |  |  |  | NG |  |  |  | N | N |  | 12H | [23 empty] | N | N | N
Vintage1972 | biomass | TRUE | 18155 | Westrock (LA) | 50810 | Westrock Hodge (LA) | LA | Jackson | NO 8 | Wood/Wood Waste Biomass | ST |  | S | X | X |  |  | 27.5 | 0.9 | 27.5 | 27.5 | 1 | N |  |  | OP | X | 8 | 1972 |  |  | Y | Industrial CHP | 7 | T | BLQ | NG | WDS |  |  |  | NG |  |  |  | N | N |  | 12H | [23 empty] | N | N | N
Vintage1972 | biomass | TRUE | 18155 | Westrock (LA) | 50810 | Westrock Hodge (LA) | LA | Jackson | NO 9 | Wood/Wood Waste Biomass | ST |  | S | X | X |  |  | 23.3 | 0.9 | 23.3 | 23.3 | 1 | N |  |  | OP | X | 10 | 1972 |  |  | Y | Industrial CHP | 7 | T | BLQ | NG | WDS |  |  |  | NG |  |  |  | N | N |  | 12H | [23 empty] | N | N | N
Vintage1980 | biomass | TRUE | 18147 | RockTenn-Hopewell | 50813 | Hopewell Mill | VA | Hopewell City | GEN1 | Wood/Wood Waste Biomass | ST |  | S | X | X |  |  | 47.6 | 0.85 | 40.7 | 40.7 | 8 | N |  |  | OP | X | 12 | 1980 |  |  | Y | Industrial CHP | 7 | B | BLQ | WDS | NG | BIT | RFO |  | NG | RFO |  |  | N | N |  | OVER |  | Y |  |  | Y | [18 empty] | Y | Y | Y
Vintage1985 | natural gas combined cycle | TRUE | 55879 | Odyssey Operating Services | 50815 | Odyssey Energy Altura Cogen, LLC | TX | Harris | GEN1 | Natural Gas Fired Combined Cycle | CT | CC1 | W | X | N | PSA_PSA_G1 | PSA_PSA_G1 | 84.9 | 0.85 | 80 | 68.4 | 40 | N |  |  | OP | X | 11 | 1985 |  |  | Y | IPP CHP | 3 | [11 empty] | N |  |  | 12H | [23 empty] | N | N | N | bar: B X to BLQ BLQ
Vintage1985 | natural gas combined cycle | TRUE | 55879 | Odyssey Operating Services | 50815 | Odyssey Energy Altura Cogen, LLC | TX | Harris | GEN2 | Natural Gas Fired Combined Cycle | CT | CC1 | W | X | N | PSA_PSA_G2 | PSA_PSA_G2 | 84.9 | 0.85 | 80 | 68.4 | 40 | N |  |  | OP | X | 12 | 1985 |  |  | Y | IPP CHP | 3 | [11 empty] | N |  |  | 12H | [23 empty] | N | N | N | bar: B X to BLQ BLQ
Vintage1985 | natural gas combined cycle | TRUE | 55879 | Odyssey Operating Services | 50815 | Odyssey Energy Altura Cogen, LLC | TX | Harris | GEN3 | Natural Gas Fired Combined Cycle | CT | CC1 | W | X | N | PSA_PSA_G3 | PSA_PSA_G3 | 84.9 | 0.85 | 80 | 70.7 | 40 | N |  |  | OP | X | 12 | 1985 |  |  | Y | IPP CHP | 3 | [11 empty] | N |  |  | 12H | [23 empty] | N | N | N | bar: B X to BLQ BLQ
Vintage1986 | natural gas combined cycle | TRUE | 55879 | Odyssey Operating Services | 50815 | Odyssey Energy Altura Cogen, LLC | TX | Harris | GEN4 | Natural Gas Fired Combined Cycle | CT | CC1 | W | X | N | PSA_PSA_G4 | PSA_PSA_G4 | 84.9 | 0.85 | 80 | 69.6 | 40 | N |  |  | OP | X | 3 | 1986 |  |  | Y | IPP CHP | 3 | [11 empty] | N |  |  | 12H | [23 empty] | N | N | N | bar: B X to BLQ BLQ
Vintage1986 | natural gas combined cycle | TRUE | 55879 | Odyssey Operating Services | 50815 | Odyssey Energy Altura Cogen, LLC | TX | Harris | GEN5 | Natural Gas Fired Combined Cycle | CT | CC1 | W | X | N | PSA_PSA_G5 | PSA_PSA_G5 | 84.9 | 0.85 | 80 | 69.5 | 40 | N |  |  | OP | X | 4 | 1986 |  |  | Y | IPP CHP | 3 | [11 empty] | N |  |  | 12H | [23 empty] | N | N | N | bar: B X to BLQ BLQ
Vintage1986 | natural gas combined cycle | TRUE | 55879 | Odyssey Operating Services | 50815 | Odyssey Energy Altura Cogen, LLC | TX | Harris | GEN6 | Natural Gas Fired Combined Cycle | CA | CC1 | W | Y | X | PSA_PSA_G7 | PSA_PSA_G7 | 129.2 | 0.85 | 127 | 127 | 52 | N |  |  | OP | X | 4 | 1986 |  |  | Y | IPP CHP | 3 | [11 empty] | N |  |  | 12H | [23 empty] | N | N | N | bar: B X to BLQ BLQ
Vintage1995 | natural gas combined cycle | TRUE | 55879 | Odyssey Operating Services | 50815 | Odyssey Energy Altura Cogen, LLC | TX | Harris | GEN7 | Natural Gas Fired Combined Cycle | CT | CC1 | W | X | N | PSA_PSA_G6 | PSA_PSA_G6 | 89.9 | 0.85 | 69.3 | 69.3 | 40 | N |  |  | OP | X | 6 | 1995 |  |  | Y | IPP CHP | 3 | [11 empty] | N |  |  | 12H | [23 empty] | N | N | N | bar: B X to BLQ BLQ
Vintage1985 | onshore wind | TRUE | 2770 | Terra-Gen Operating Co-Wind | 50820 | East Winds Project | CA | Riverside | GEN1 | Onshore Wind Turbine | WT |  | S | X | X |  |  | 3 |  | 3 | 3 | 0 | N |  |  | OP | X | 1 | 1985 |  |  | N | IPP Non-CHP | 2 | B X: X; BLQ BLQ: WND |  |  |  | N | N | 5 | [24 empty] | N
Vintage1989 | onshore wind | TRUE | 2770 | Terra-Gen Operating Co-Wind | 50821 | Mojave 16/17/18 | CA | Kern | GEN1 | Onshore Wind Turbine | WT |  | S | X | X |  |  | 88.5 |  | 88.5 | 88.5 | 5.2 | N |  |  | OP | X | 12 | 1989 |  |  | N | IPP Non-CHP | 2 | B X: X; BLQ BLQ: WND |  |  |  | N | N | 238
Vintage1989 | hydro | TRUE | 64078 | Central Rivers Power US, LLC | 50827 | Twin Falls Hydro | WA | King | UNI1 | Conventional Hydroelectric | HY |  | J | X | X |  |  | 12 | 1 | 11.4 | 11 | 0.1 | N |  |  | OP | X | 12 | 1989 |  |  | N | IPP Non-CHP | 2 | B X: X; BLQ BLQ: WAT | [6 empty] | 10M
Vintage1989 | hydro | TRUE | 64078 | Central Rivers Power US, LLC | 50827 | Twin Falls Hydro | WA | King | UNI2 | Conventional Hydroelectric | HY |  | J | X | X |  |  | 12 | 1 | 11.4 | 11 | 0.1 | N |  |  | OP | X | 12 | 1989 |  |  | N | IPP Non-CHP | 2 | B X: X; BLQ BLQ: WAT | [6 empty] | 10M
Vintage1985 | biomass | TRUE | 13876 | Nove Investments I LLC | 50831 | Nove Power Plant | CA | Contra Costa | GEN1 | Landfill Gas | IC |  | S | X | X | RICHMN_7_BAYENV |  | 1 | 1 | 1 | 1 | 0.5 | N |  |  | OP | X | 12 | 1985 |  |  | N | IPP Non-CHP | 2 | B X: X; BLQ BLQ: LFG; NG NG: LFG |  |  |  | N | N |  | 1H | [23 empty] | N | N | N
Vintage1987 | biomass | TRUE | 13876 | Nove Investments I LLC | 50831 | Nove Power Plant | CA | Contra Costa | GEN2 | Landfill Gas | IC |  | S | X | X | RICHMN_7_BAYENV |  | 1 | 1 | 1 | 1 | 0.5 | N |  |  | OP | X | 5 | 1987 |  |  | N | IPP Non-CHP | 2 | B X: X; BLQ BLQ: LFG; NG NG: LFG |  |  |  | N | N |  | 1H | [23 empty] | N | N | N
Vintage1985 | biomass | TRUE | 13876 | Nove Investments I LLC | 50831 | Nove Power Plant | CA | Contra Costa | GEN3 | Landfill Gas | IC |  | S | X | X | RICHMN_7_BAYENV |  | 1 | 1 | 1 | 1 | 0.5 | N |  |  | OP | X | 12 | 1985 |  |  | N | IPP Non-CHP | 2 | B X: X; BLQ BLQ: LFG; NG NG: LFG |  |  |  | N | N |  | 1H | [23 empty] | N | N | N
Vintage1985 | hydro | TRUE | 3477 | City of Chicopee - (MA) | 50832 | Chicopee Hydroelectric Station | MA | Hampden | 1 | Conventional Hydroelectric | HY |  | S | X | X |  |  | 1.2 | 0.9 | 1.2 | 1.2 | 0 | N |  |  | OP | X | 5 | 1985 |  |  | N | Electric Utility | 1 | B X: X; BLQ BLQ: WAT |  |  |  | N | N |  | 10M | [20 empty] | Y | 12 | 2024 | N
Vintage1985 | hydro | TRUE | 3477 | City of Chicopee - (MA) | 50832 | Chicopee Hydroelectric Station | MA | Hampden | 2 | Conventional Hydroelectric | HY |  | S | X | X |  |  | 1.2 | 0.9 | 1.2 | 1.2 | 0 | N |  |  | OP | X | 5 | 1985 |  |  | N | Electric Utility | 1 | B X: X; BLQ BLQ: WAT |  |  |  | N | N |  | 10M | [20 empty] | Y | 12 | 2024 | N
Vintage1990 | hard coal | TRUE | 18414 | TES Filer City Station LP | 50835 | TES Filer City Station | MI | Manistee | GEN1 | Conventional Steam Coal | ST |  | J | X | X | cons.filercity | MISO | 70 | 0.85 | 60 | 60 | 7 | N |  |  | OP | X | 5 | 1990 | 6 | 2025 | Y | IPP CHP | 3 | T | BIT | NG | WDS | TDF |  |  | NG |  |  |  | N | N |  | 12H |  |  | Y |  | Y | [18 empty] | Y | Y | N
Vintage1988 | municipal solid waste | TRUE | 16899 | SERRF Joint Powers Authority | 50837 | Southeast Resource Recovery | CA | Los Angeles | GEN1 | Municipal Solid Waste | ST |  | J | X | X |  |  | 35.6 | 0.9 | 28 | 26 | 2 | N |  |  | OP | X | 7 | 1988 |  |  | Y | IPP CHP | 3 | B X: T; BLQ BLQ: MSW; WDS WDS: NG; NG NG: NG |  |  |  | N | N |  | 12H |  |  | N | [20 empty] | N | N | N
Vintage1969 | natural gas peaker | FALSE | 56097 | Gramercy Holdings I LLC | 50846 | Gramercy Holdings LLC | LA | St James | GT3 | Natural Gas Fired Combustion Turbine | GT |  | S | X | X |  |  | 16 | 0.95 | 15 | 17 | 1 | N |  |  | OP | X | 4 | 1969 |  |  | Y | Industrial CHP | 7 | [11 empty] | N | N |  | 12H | [23 empty] | N | N | bar: B X to BLQ BLQ
Vintage1974 | natural gas peaker | FALSE | 56097 | Gramercy Holdings I LLC | 50846 | Gramercy Holdings LLC | LA | St James | GT4 | Natural Gas Fired Combustion Turbine | GT |  | S | X | X |  |  | 24.7 | 0.95 | 21 | 24 | 1 | N |  |  | OP | X | 4 | 1974 |  |  | Y | Industrial CHP | 7 | [11 empty] | N | N |  | 12H | [23 empty] | N | bar: B X to BLQ BLQ
Vintage1958 | natural gas steam turbine | FALSE | 56097 | Gramercy Holdings I LLC | 50846 | Gramercy Holdings LLC | LA | St James | ST1 | Natural Gas Steam Turbine | ST |  | S | X | X |  |  | 18.7 | 0.95 | 17 | 17 | 2 | N |  |  | OP | X | 2 | 1958 |  |  | Y | Industrial CHP | 7 | [11 empty] | N | N |  | 12H | [23 empty] | N | bar: B X to BLQ BLQ; NG NG
Vintage1958 | natural gas steam turbine | FALSE | 56097 | Gramercy Holdings I LLC | 50846 | Gramercy Holdings LLC | LA | St James | ST2 | Natural Gas Steam Turbine | ST |  | S | X | X |  |  | 18.7 | 0.95 | 17 | 17 | 2 | N |  |  | OP | X | 2 | 1958 |  |  | Y | Industrial CHP | 7 | [11 empty] | N | N |  | 12H | [23 empty] | N | bar: B X to BLQ BLQ; NG NG
Vintage1969 | natural gas steam turbine | FALSE | 56097 | Gramercy Holdings I LLC | 50846 | Gramercy Holdings LLC | LA | St James | ST3 | Natural Gas Steam Turbine | ST |  | S | X | X |  |  | 7.2 | 0.95 | 6 | 6 | 3 | N |  |  | OP | X | 2 | 1969 |  |  | Y | Industrial CHP | 7 | [11 empty] | N | N |  | 12H | [23 empty] | N | bar: B X to BLQ BLQ; NG NG
Vintage1987 | natural gas combined cycle | FALSE | 61261 | Berkeley Cogeneration Facility | 50849 | PE Berkeley | CA | Alameda | GEN1 | Natural Gas Fired Combined Cycle | CT | CC1 | W | X | Y |  |  | 23 | 0.85 | 22 | 23 | 18 | N |  |  | OP | X | 6 | 1987 |  |  | Y | Commercial CHP | 5 | [11 empty] | N | N |  | 1H | [23 empty] | N | N | N | bar: B X to BLQ BLQ
Vintage1987 | natural gas combined cycle | FALSE | 61261 | Berkeley Cogeneration Facility | 50849 | PE Berkeley | CA | Alameda | GEN2 | Natural Gas Fired Combined Cycle | CA | CC1 | W | Y | X |  |  | 5.5 | 0.85 | 2 | 4 | 1 | N |  |  | OP | X | 6 | 1987 |  |  | Y | Commercial CHP | 5 | [11 empty] | N | N |  | 12H | [23 empty] | N | N | N | bar: B X to BLQ BLQ
Vintage1987 | natural gas combined cycle | TRUE | 14265 | OLS Energy-Chino | 50850 | OLS Energy Chino | CA | San Bernardino | GEN1 | Natural Gas Fired Combined Cycle | CT | CC1 | S | X | N | CIMGEN_7_B1 | CIMGEN_7_B1 | 23.5 | 0.8 | 22.5 | 22.5 | 15 | N |  |  | OP | X | 12 | 1987 |  |  | Y | IPP CHP | 3 | [11 empty] | N | N |  | 12H | [23 empty] | N | N | N | bar: B X to BLQ BLQ
Vintage1987 | natural gas combined cycle | TRUE | 14265 | OLS Energy-Chino | 50850 | OLS Energy Chino | CA | San Bernardino | GEN2 | Natural Gas Fired Combined Cycle | CA | CC1 | S | N | X | CIMGEN_7_B1 | CIMGEN_7_B1 | 7.3 | 0.8 | 6.5 | 6 | 2 | N |  |  | OP | X | 12 | 1987 |  |  | Y | IPP CHP | 3 | [11 empty] | N | N |  | 12H | [23 empty] | N | N | N | bar: B X to BLQ BLQ
Vintage1988 | natural gas combined cycle | TRUE | 56835 | CSUCI Site Authority | 50851 | CSUCI Site Authority | CA | Ventura | GEN1 | Natural Gas Fired Combined Cycle | CT | CC1 | S | X | N |  |  | 23.5 | 0.9 | 21.5 | 22.1 | 21.5 | N |  |  | OP | X | 3 | 1988 |  |  | Y | IPP CHP | 3 | [11 empty] | N | N |  | 12H | [23 empty] | N | N | N | bar: B X to BLQ BLQ
Vintage1988 | natural gas combined cycle | TRUE | 56835 | CSUCI Site Authority | 50851 | CSUCI Site Authority | CA | Ventura | GEN2 | Natural Gas Fired Combined Cycle | CA | CC1 | S | N | X |  |  | 7.6 | 0.8 | 6.8 | 6.9 | 6.5 | N |  |  | OP | X | 3 | 1988 |  |  | Y | IPP CHP | 3 | [11 empty] | N | N |  | 12H | [23 empty] | N | N | N | bar: B X to BLQ BLQ
Vintage1987 | municipal solid waste | TRUE | 8633 | Hillsborough County | 50858 | Hillsborough County Resource Recovery | FL | Hillsborough | GEN1 | Municipal Solid Waste | ST |  | S | X | X |  |  | 29 | 1 | 26 | 26 | 5 | N |  |  | OP | X | 4 | 1987 |  |  | N | IPP Non-CHP | 2 | B X: X; BLQ BLQ: MSW; NG NG: NG |  |  |  | N | N |  | 12H |  |  | N |  | N | [18 empty] | N
Vintage2009 | municipal solid waste | TRUE | 8633 | Hillsborough County | 50858 | Hillsborough County Resource Recovery | FL | Hillsborough | GEN2 | Municipal Solid Waste | ST |  | S | X | X |  |  | 18 | 1 | 16 | 16 | 3 | N |  |  | OP | X | 6 | 2009 |  |  | N | IPP Non-CHP | 2 | B X: X; BLQ BLQ: MSW; NG NG: NG |  |  |  | N | N |  | 12H |  |  | N |  | N | [18 empty] | N
Vintage1990 | municipal solid waste | TRUE | 4447 | Covanta Lancaster Inc | 50859 | Lancaster County Resource Recovery | PA | Lancaster | GEN1 | Municipal Solid Waste | ST |  | W | X | X | 50608 | 50608 | 35.7 | 0.9 | 32.4 | 32.4 | 1 | N |  |  | OP | X | 12 | 1990 |  |  | N | IPP Non-CHP | 2 | B X: X; BLQ BLQ: MSW; NG NG: PG |  |  |  | N | N |  | 12H | [23 empty] | N | N | N
Vintage1989 | municipal solid waste | FALSE | 10162 | Kent County | 50860 | Kent County Waste to Energy Facility | MI | Kent | GEN1 | Municipal Solid Waste | ST |  | S | X | X |  |  | 18 | 0.9 | 15.7 | 15.7 | 1 | N |  |  | OP | X | 10 | 1989 |  |  | N | Commercial Non-CHP | 4 | B X: X; BLQ BLQ: MSW; NG NG: NG |  |  |  | N | N |  | 12H | [23 empty] | N | N | N
Vintage1991 | natural gas peaker | TRUE | 16636 | Sargent Canyon Cogeneration Co | 50864 | Sargent Canyon Cogeneration | CA | Monterey | K100 | Natural Gas Fired Combustion Turbine | GT |  | S | X | X |  |  | 38.2 | 1 | 30 | 34 | 30 | N |  |  | OS | X | 11 | 1991 |  |  | Y | IPP CHP | 3 | [11 empty] | N |  |  | 1H | [23 empty] | N | N | bar: B X to BLQ BLQ
Vintage1991 | natural gas peaker | TRUE | 16506 | Salinas River Cogeneration Co | 50865 | Salinas River Cogeneration | CA | Monterey | K100 | Natural Gas Fired Combustion Turbine | GT |  | S | X | X |  |  | 38.9 | 1 | 33 | 35 | 30 | N |  |  | OP | X | 11 | 1991 |  |  | Y | IPP CHP | 3 | [11 empty] | N |  |  | 10M | [23 empty] | N | bar: B X to BLQ BLQ
Vintage1989 | municipal solid waste | TRUE | 20541 | Wheelabrator Environmental Systems | 50873 | Wheelabrator Concord Facility | NH | Merrimack | GEN1 | Municipal Solid Waste | ST |  | S | X | X |  |  | 14 | 0.85 | 12 | 12 | 4 | N |  |  | OP | X | 4 | 1989 |  |  | N | IPP Non-CHP | 2 | B X: X; BLQ BLQ: MSW; NG NG: WO |  |  |  | N | N |  | 12H | [23 empty] | N | N | N
Vintage1985 | municipal solid waste | TRUE | 63619 | City of Tampa | 50875 | McKay Bay Facility | FL | Hillsborough | GEN1 | Municipal Solid Waste | ST |  | W | X | X |  |  | 22.1 | 0.9 | 18 | 18 | 9 | N |  |  | OP | X | 6 | 1985 |  |  | N | IPP Non-CHP | 2 | B X: X; BLQ BLQ: MSW; NG NG: NG |  |  |  | N | N |  | 12H | [23 empty] | N | N
Vintage1985 | municipal solid waste | TRUE | 20541 | Wheelabrator Environmental Systems | 50877 | Wheelabrator North Andover | MA | Essex | GEN1 | Municipal Solid Waste | ST |  | S | X | X |  |  | 40.3 | 0.85 | 30 | 30 | 8 | N |  |  | OP | X | 5 | 1985 |  |  | N | IPP Non-CHP | 2 | B X: X; BLQ BLQ: MSW; NG NG: NG |  |  |  | N | N |  | 12H | [23 empty] | N | N
Vintage1987 | municipal solid waste | TRUE | 20541 | Wheelabrator Environmental Systems | 50878 | Wheelabrator Millbury Facility | MA | Worcester | GEN1 | Municipal Solid Waste | ST |  | S | X | X |  |  | 47.6 | 0.85 | 40 | 40 | 14 | N |  |  | OP | X | 9 | 1987 |  |  | N | IPP Non-CHP | 2 | B X: X; BLQ BLQ: MSW; NG NG: NG |  |  |  | N | N |  | OVER |  |  | N | N | [19 empty] | N | N | N
Vintage1985 | municipal solid waste | TRUE | 20541 | Wheelabrator Environmental Systems | 50880 | Wheelabrator Saugus | MA | Essex | GEN1 | Municipal Solid Waste | ST |  | S | X | X |  |  | 53.7 | 0.8 | 32 | 32 | 7 | N |  |  | OP | X | 8 | 1985 |  |  | N | IPP Non-CHP | 2 | B X: X; BLQ BLQ: MSW; NG NG: DFO |  |  |  | N | N |  | OVER |  |  |  | N | [19 empty] | N | N | N
Vintage1987 | biomass | TRUE | 64579 | Shasta Sustainable Resource Management, Inc. | 50881 | Wheelabrator Shasta | CA | Shasta | GEN1 | Wood/Wood Waste Biomass | ST |  | S | X | X |  |  | 18.3 | 0.95 | 18.8 | 18.8 | 2 | N |  |  | OP | X | 10 | 1987 |  |  | N | IPP Non-CHP | 2 | B X: X; BLQ BLQ: WDS; WDS WDS: AB; NG NG: NG |  |  |  | N | N |  | 12H | [23 empty] | Y | Y | N
Vintage1987 | biomass | TRUE | 64579 | Shasta Sustainable Resource Management, Inc. | 50881 | Wheelabrator Shasta | CA | Shasta | GEN2 | Wood/Wood Waste Biomass | ST |  | S | X | X |  |  | 18.3 | 0.95 | 18.8 | 18.8 | 2 | N |  |  | OP | X | 11 | 1987 |  |  | N | IPP Non-CHP | 2 | B X: X; BLQ BLQ: WDS; WDS WDS: AB; NG NG: NG |  |  |  | N | N |  | 12H | [23 empty] | Y | Y | N
Vintage1987 | biomass | TRUE | 64579 | Shasta Sustainable Resource Management, Inc. | 50881 | Wheelabrator Shasta | CA | Shasta | GEN3 | Wood/Wood Waste Biomass | ST |  | S | X | X |  |  | 18.3 | 0.95 | 18.8 | 18.8 | 2 | N |  |  | OP | X | 11 | 1987 |  |  | N | IPP Non-CHP | 2 | B X: X; BLQ BLQ: WDS; WDS WDS: AB; NG NG: NG |  |  |  | N | N |  | 12H | [23 empty] | Y | Y | N
Vintage1984 | municipal solid waste | TRUE | 20541 | Wheelabrator Environmental Systems | 50882 | Wheelabrator Westchester | NY | Westchester | GEN1 | Municipal Solid Waste | ST |  | S | X | X | NYISO Zone H | NYISO Zone H | 59.7 | 0.8 | 51 | 53 | 7 | N |  |  | OP | X | 10 | 1984 |  |  | Y | IPP CHP | 3 | B X: B; BLQ BLQ: MSW; NG NG: MSW |  |  |  | N | N |  | 12H | [23 empty] | N | N | N
Vintage1988 | municipal solid waste | TRUE | 20541 | Wheelabrator Environmental Systems | 50883 | Wheelabrator Bridgeport | CT | Fairfield | GEN1 | Municipal Solid Waste | ST |  | S | X | X |  |  | 67 | 0.85 | 58 | 59 | 10 | N |  |  | OP | X | 7 | 1988 |  |  | N | IPP Non-CHP | 2 | B X: X; BLQ BLQ: MSW; NG NG: NG |  |  |  | N |  |  | OVER | [23 empty] | N | N | N
Vintage1983 | municipal solid waste | TRUE | 55871 | Covanta Projects, LLC | 50884 | Pinellas County Resource Recovery | FL | Pinellas | GEN1 | Municipal Solid Waste | ST |  | W | X | X |  |  | 50.5 | 0.85 | 41.1 | 41.1 | 7 | N |  |  | OP | X | 1 | 1983 |  |  | N | IPP Non-CHP | 2 | B X: X; BLQ BLQ: MSW; NG NG: NG |  |  |  | N | N |  | 12H | [23 empty] | N | N | N
Vintage1986 | municipal solid waste | TRUE | 55871 | Covanta Projects, LLC | 50884 | Pinellas County Resource Recovery | FL | Pinellas | GEN2 | Municipal Solid Waste | ST |  | W | X | X |  |  | 26 | 0.85 | 17 | 17 | 4 | N |  |  | OP | X | 4 | 1986 |  |  | N | IPP Non-CHP | 2 | B X: X; BLQ BLQ: MSW; NG NG: NG |  |  |  | N | N |  | 12H | [23 empty] | N | N | N
Vintage1990 | municipal solid waste | TRUE | 20541 | Wheelabrator Environmental Systems | 50885 | Wheelabrator Gloucester LP | NJ | Gloucester | GEN1 | Municipal Solid Waste | ST |  | S | X | X |  |  | 14 | 0.85 | 12 | 12 | 4 | N |  |  | OP | X | 1 | 1990 |  |  | N | IPP Non-CHP | 2 | B X: X; BLQ BLQ: MSW; NG NG: NG |  |  |  | N | N |  | 12H | [23 empty] | N | N
Vintage1991 | municipal solid waste | TRUE | 42892 | City of Spokane | 50886 | Spokane Waste to Energy | WA | Spokane | GEN1 | Municipal Solid Waste | ST |  | S | X | X |  |  | 26 | 0.85 | 22.7 | 22.7 | 4 | N |  |  | OP | X | 9 | 1991 |  |  | N | IPP Non-CHP | 2 | B X: X; BLQ BLQ: MSW; NG NG: MSW | NG |  |  | N | N |  | 12H | [23 empty] | N | N | N
Vintage1991 | municipal solid waste | TRUE | 20541 | Wheelabrator Environmental Systems | 50887 | Wheelabrator South Broward | FL | Broward | GEN1 | Municipal Solid Waste | ST |  | S | X | X |  |  | 66 | 0.85 | 54 | 54 | 10 | N |  |  | OP | X | 4 | 1991 |  |  | N | IPP Non-CHP | 2 | B X: X; BLQ BLQ: MSW; NG NG: NG |  |  |  | N | N |  | 12H | [23 empty] | N | N | N
Vintage1995 | hard coal | TRUE | 23013 | EIF Northampton GP, LLC | 50888 | Northampton Generating Company LP | PA | Northampton | GEN1 | Conventional Steam Coal | ST |  | S | X | X | 50630 | 50630 | 134.1 | 0.85 | 112 | 112 | 65 | N |  |  | OP | X | 8 | 1995 |  |  | N | IPP Non-CHP | 2 | X | WC | TDF | WDS | PC | WO |  | WO |  |  |  | N | N |  | OVER | Y |  |  |  | Y | [18 empty] | Y | Y | N
Vintage1985 | hydro | TRUE | 11468 | Madison Hydro Partners | 50890 | Ivy River Hydro | NC | Madison | GEN1 | Conventional Hydroelectric | HY |  | S | X | X |  |  | 0.2 | 1 | 0.2 | 0.2 | 0 | N |  |  | OP | X | 11 | 1985 |  |  | N | IPP Non-CHP | 2 | B X: X; BLQ BLQ: WAT |  |  |  | N |  |  | 10M
Vintage1985 | hydro | TRUE | 11468 | Madison Hydro Partners | 50890 | Ivy River Hydro | NC | Madison | GEN2 | Conventional Hydroelectric | HY |  | S | X | X |  |  | 0.2 | 1 | 0.2 | 0.2 | 0 | N |  |  | OP | X | 11 | 1985 |  |  | N | IPP Non-CHP | 2 | B X: X; BLQ BLQ: WAT |  |  |  | N |  |  | 10M
Vintage1985 | hydro | TRUE | 11468 | Madison Hydro Partners | 50890 | Ivy River Hydro | NC | Madison | GEN3 | Conventional Hydroelectric | HY |  | S | X | X |  |  | 0.2 | 1 | 0.2 | 0.2 | 0 | N |  |  | OP | X | 11 | 1985 |  |  | N | IPP Non-CHP | 2 | B X: X; BLQ BLQ: WAT |  |  |  | N |  |  | 10M
Vintage1985 | hydro | TRUE | 11468 | Madison Hydro Partners | 50890 | Ivy River Hydro | NC | Madison | GEN4 | Conventional Hydroelectric | HY |  | S | X | X |  |  | 0.2 | 1 | 0.2 | 0.2 | 0 | N |  |  | OP | X | 11 | 1985 |  |  | N | IPP Non-CHP | 2 | B X: X; BLQ BLQ: WAT | [6 empty] | 10M
Vintage1985 | hydro | TRUE | 11468 | Madison Hydro Partners | 50890 | Ivy River Hydro | NC | Madison | GEN5 | Conventional Hydroelectric | HY |  | S | X | X |  |  | 0.2 | 1 | 0.2 | 0.2 | 0 | N |  |  | OS | X | 11 | 1985 |  |  | N | IPP Non-CHP | 2 | B X: X; BLQ BLQ: WAT | [6 empty] | 10M
Vintage1985 | hydro | TRUE | 11468 | Madison Hydro Partners | 50890 | Ivy River Hydro | NC | Madison | GEN6 | Conventional Hydroelectric | HY |  | S | X | X |  |  | 0.2 | 1 | 0.2 | 0.2 | 0 | N |  |  | OS | X | 11 | 1985 |  |  | N | IPP Non-CHP | 2 | B X: X; BLQ BLQ: WAT | [6 empty] | 10M
Vintage1986 | hydro | TRUE | 63985 | Hydroland Omega LLC | 50891 | El Dorado Hydro Elk Creek | ID | Idaho | GEN1 | Conventional Hydroelectric | HY |  | S | X | X |  |  | 2.6 | 1 | 2.3 | 2.3 | 0.1 | N |  |  | OP | X | 4 | 1986 |  |  | N | IPP Non-CHP | 2 | B X: X; BLQ BLQ: WAT | [5 empty] | 0 | 10M
Vintage1986 | hydro | TRUE | 63985 | Hydroland Omega LLC | 50892 | Rock Creek LP | CA | El Dorado | GEN1 | Conventional Hydroelectric | HY |  | S | X | X |  |  | 1.5 | 1 | 1.5 | 1.5 | 0.1 | N |  |  | OP | X | 4 | 1986 |  |  | N | IPP Non-CHP | 2 | B X: X; BLQ BLQ: WAT | [5 empty] | 0 | 10M
Vintage1986 | hydro | TRUE | 63985 | Hydroland Omega LLC | 50892 | Rock Creek LP | CA | El Dorado | GEN2 | Conventional Hydroelectric | HY |  | S | X | X |  |  | 1.5 | 1 | 1.5 | 1.5 | 0.1 | N |  |  | OP | X | 4 | 1986 |  |  | N | IPP Non-CHP | 2 | B X: X; BLQ BLQ: WAT | [5 empty] | 0 | 10M
Vintage1988 | hydro | TRUE | 57280 | Eagle Creek Renewable Energy, LLC | 50893 | Allegheny No. 5 Hydro Station | PA | Armstrong | GEN1 | Conventional Hydroelectric | HY |  | W | X | X |  |  | 4.6 | 0.9 | 3 | 5 | 2 | N |  |  | OP | X | 10 | 1988 |  |  | N | IPP Non-CHP | 2 | B X: X; BLQ BLQ: WAT |  |  |  | N | N | 0 | 10M
Vintage1988 | hydro | TRUE | 57280 | Eagle Creek Renewable Energy, LLC | 50893 | Allegheny No. 5 Hydro Station | PA | Armstrong | GEN2 | Conventional Hydroelectric | HY |  | W | X | X |  |  | 4.6 | 0.9 | 3 | 5 | 2 | N |  |  | OP | X | 10 | 1988 |  |  | N | IPP Non-CHP | 2 | B X: X; BLQ BLQ: WAT |  |  |  | N | N |  | 10M
Vintage1988 | hydro | TRUE | 57280 | Eagle Creek Renewable Energy, LLC | 50894 | Allegheny No 6 Hydro Station | PA | Armstrong | GEN1 | Conventional Hydroelectric | HY |  | W | X | X |  |  | 4.6 | 0.9 | 4 | 6 | 2 | N |  |  | OP | X | 11 | 1988 |  |  | N | IPP Non-CHP | 2 | B X: X; BLQ BLQ: WAT |  |  |  | N | N | 0 | 10M
Vintage1988 | hydro | TRUE | 57280 | Eagle Creek Renewable Energy, LLC | 50894 | Allegheny No 6 Hydro Station | PA | Armstrong | GEN2 | Conventional Hydroelectric | HY |  | W | X | X |  |  | 4.6 | 0.9 | 4 | 6 | 2 | N |  |  | OP | X | 11 | 1988 |  |  | N | IPP Non-CHP | 2 | B X: X; BLQ BLQ: WAT |  |  |  | N | N | 0 | 10M
Vintage1987 | hydro | TRUE | 60851 | North Side Energy Company | 50895 | Bypass | ID | Jerome | GEN1 | Conventional Hydroelectric | HY |  | S | X | X |  |  | 3.3 | 1 | 3.3 | 3.3 | 0.1 | N |  |  | SB | Y | 3 | 1987 |  |  | N | IPP Non-CHP | 2 | B X: X; BLQ BLQ: WAT |  |  |  | N | N |  | 10M | [23 empty] | N
Vintage1987 | hydro | TRUE | 60851 | North Side Energy Company | 50895 | Bypass | ID | Jerome | GEN2 | Conventional Hydroelectric | HY |  | S | X | X |  |  | 3.3 | 1 | 3.3 | 3.3 | 0.1 | N |  |  | SB | Y | 3 | 1987 |  |  | N | IPP Non-CHP | 2 | B X: X; BLQ BLQ: WAT |  |  |  | N | N |  | 10M | [23 empty] | N
Vintage1987 | hydro | TRUE | 60851 | North Side Energy Company | 50895 | Bypass | ID | Jerome | GEN3 | Conventional Hydroelectric | HY |  | S | X | X |  |  | 3.3 | 1 | 3.3 | 3.3 | 0.1 | N |  |  | SB | Y | 3 | 1987 |  |  | N | IPP Non-CHP | 2 | B X: X; BLQ BLQ: WAT |  |  |  | N | N |  | 10M | [23 empty] | N
Vintage1990 | hydro | TRUE | 60851 | North Side Energy Company | 50896 | S E Hazelton A | ID | Jerome | GEN1 | Conventional Hydroelectric | HY |  | S | X | X |  |  | 2.8 | 1 | 2.8 | 2.8 | 0.1 | N |  |  | SB | Y | 6 | 1990 |  |  | N | IPP Non-CHP | 2 | B X: X; BLQ BLQ: WAT |  |  |  | N | N | 0 | 10M | [23 empty] | N
Vintage1990 | hydro | TRUE | 60851 | North Side Energy Company | 50896 | S E Hazelton A | ID | Jerome | GEN2 | Conventional Hydroelectric | HY |  | S | X | X |  |  | 2.8 | 1 | 2.8 | 2.8 | 0.1 | N |  |  | SB | Y | 6 | 1990 |  |  | N | IPP Non-CHP | 2 | B X: X; BLQ BLQ: WAT |  |  |  | N | N | 0 | 10M | [23 empty] | N
Vintage1990 | hydro | TRUE | 60851 | North Side Energy Company | 50896 | S E Hazelton A | ID | Jerome | GEN3 | Conventional Hydroelectric | HY |  | S | X | X |  |  | 2.8 | 1 | 2.8 | 2.8 | 0.1 | N |  |  | SB | Y | 6 | 1990 |  |  | N | IPP Non-CHP | 2 | B X: X; BLQ BLQ: WAT |  |  |  | N | N | 0 | 10M | [23 empty] | N
Vintage1990 | hydro | TRUE | 56813 | Allegheny Hydro LP | 50897 | Allegheny Hydro No 8 | PA | Armstrong | GEN1 | Conventional Hydroelectric | HY |  | S | X | X |  |  | 6.8 | 0.9 | 6.8 | 6.8 | 1 | N |  |  | OP | X | 12 | 1990 |  |  | N | IPP Non-CHP | 2 | B X: X; BLQ BLQ: WAT |  |  |  | N |  | 0 | 10M | [23 empty] | N
Vintage1990 | hydro | TRUE | 56813 | Allegheny Hydro LP | 50897 | Allegheny Hydro No 8 | PA | Armstrong | GEN2 | Conventional Hydroelectric | HY |  | S | X | X |  |  | 6.8 | 0.9 | 6.8 | 6.8 | 1 | N |  |  | OP | X | 12 | 1990 |  |  | N | IPP Non-CHP | 2 | B X: X; BLQ BLQ: WAT |  |  |  | N |  | 0 | 10M | [23 empty] | N
Vintage1990 | hydro | TRUE | 56813 | Allegheny Hydro LP | 50898 | Allegheny Hydro No 9 | PA | Armstrong | GEN1 | Conventional Hydroelectric | HY |  | S | X | X |  |  | 8.9 | 0.9 | 8.9 | 8.9 | 1 | N |  |  | OP | X | 12 | 1990 |  |  | N | IPP Non-CHP | 2 | B X: X; BLQ BLQ: WAT |  |  |  | N |  | 0 | 10M | [23 empty] | N
Vintage1990 | hydro | TRUE | 56813 | Allegheny Hydro LP | 50898 | Allegheny Hydro No 9 | PA | Armstrong | GEN2 | Conventional Hydroelectric | HY |  | S | X | X |  |  | 8.9 | 0.9 | 8.9 | 8.9 | 1 | N |  |  | OP | X | 12 | 1990 |  |  | N | IPP Non-CHP | 2 | B X: X; BLQ BLQ: WAT |  |  |  | N |  | 0 | 10M | [23 empty] | N
Vintage1951 | hard coal | FALSE | 20508 | WestRock Corp | 50900 | Covington Facility | VA | Covington City | GEN3 | Conventional Steam Coal | ST |  | S | X | X |  |  | 10.5 | 0.85 | 10.5 | 10.5 | 5 | N |  |  | OP | X | 1 | 1951 |  |  | Y | Industrial CHP | 7 | T | BIT | NG | WDS | RFO | DFO | BLQ | NG | RFO |  |  | N | N |  | 12H |  | Y |  |  | Y | [18 empty] | Y | Y | Y
Vintage1980 | biomass | TRUE | 20508 | WestRock Corp | 50900 | Covington Facility | VA | Covington City | GEN4 | Wood/Wood Waste Biomass | ST |  | S | X | X |  |  | 34 | 0.85 | 32.5 | 32.5 | 3 | N |  |  | OP | X | 9 | 1980 |  |  | Y | Industrial CHP | 7 | T | BLQ | BIT | WDS | RFO | NG | DFO | RFO | NG |  |  | N | N |  | 12H |  | N |  |  | N | [18 empty] | Y | Y | Y
Vintage1989 | hard coal | FALSE | 20508 | WestRock Corp | 50900 | Covington Facility | VA | Covington City | GEN5 | Conventional Steam Coal | ST |  | S | X | X |  |  | 34 | 0.85 | 32.5 | 32.5 | 3 | N |  |  | OP | X | 9 | 1989 |  |  | Y | Industrial CHP | 7 | T | BIT | WDS | RFO | NG | DFO | BLQ | DFO | NG |  |  | N | N |  | 12H |  | Y |  |  | Y | [18 empty] | Y | Y | Y
Vintage2013 | biomass | TRUE | 20508 | WestRock Corp | 50900 | Covington Facility | VA | Covington City | GEN7 | Wood/Wood Waste Biomass | ST |  | S | X | X |  |  | 82.4 | 0.85 | 81 | 82.4 | 7 | N |  |  | OP | X | 11 | 2013 |  |  | Y | Industrial CHP | 7 | T | WDS | BLQ | NG | RFO |  |  | NG |  |  |  | N | N | 0 | 12H | N | [22 empty] | Y | Y | Y
Vintage1984 | natural gas steam turbine | FALSE | 8 | Tate & Lyle Ingredients Americas Inc | 50903 | Sagamore Plant Cogeneration | IN | Tippecanoe | GEN1 | Natural Gas Steam Turbine | ST |  | S | X | X |  |  | 7.4 | 0.85 | 7.4 | 7.4 | 1.5 | N |  |  | OP | X | 10 | 1984 |  |  | Y | Industrial CHP | 7 | [11 empty] | N | N |  | 12H | [23 empty] | N | N | N | bar: X T T T to WAT BIT BLQ BIT; WAT NG RFO DFO
Vintage2005 | natural gas peaker | FALSE | 21964 | University of New Mexico | 50906 | Ford Utilities Center | NM | Bernalillo | 3 | Natural Gas Fired Combustion Turbine | GT |  | S | X | X |  |  | 7 | 0.9 | 6 | 6.3 | 0.1 | N |  |  | OP | X | 3 | 2005 |  |  | Y | Commercial CHP | 5 | [11 empty] | N | N |  | 1H | [23 empty] | N | N | N | bar: X T T T to WAT BIT BLQ BIT
Vintage2011 | other | FALSE | 21964 | University of New Mexico | 50906 | Ford Utilities Center | NM | Bernalillo | 4 | All Other | ST |  | S | X | X |  |  | 1.1 | 0.8 | 0.7 | 0.7 | 0.2 | N |  |  | OP | X | 10 | 2011 |  |  | N | Commercial CHP | 5 | [11 empty] | N | N |  | 1H | [23 empty] | N | N | N | bar: X T T T to WAT BIT BLQ BIT; WAT NG RFO DFO
Vintage2014 | natural gas peaker | FALSE | 21964 | University of New Mexico | 50906 | Ford Utilities Center | NM | Bernalillo | 5 | Natural Gas Fired Combustion Turbine | GT |  | S | X | X |  |  | 6.7 | 0.9 | 6.2 | 7 | 0.1 | N |  |  | OP | X | 1 | 2014 |  |  | Y | Commercial CHP | 5 | [11 empty] | N | N |  | 1H |  |  |  |  | N | [18 empty] | N | N | N | bar: X T T T to WAT BIT BLQ BIT
Vintage1986 | municipal solid waste | FALSE | 14222 | Oswego County | 50907 | Oswego County Energy Recovery | NY | Oswego | UNT1 | Municipal Solid Waste | ST |  | S | X | X |  |  | 1.8 | 0.8 | 1.7 | 1.7 | 0.6 | N |  |  | OP | X | 2 | 1986 |  |  | Y | Commercial CHP | 5 | X T T T: B; WAT BIT BLQ BIT: MSW; WAT NG BIT WDS: NG; WAT NG RFO DFO: NG |  |  | N | N |  | 1H | [23 empty] | N | N | N
Vintage1986 | municipal solid waste | FALSE | 14222 | Oswego County | 50907 | Oswego County Energy Recovery | NY | Oswego | UNT2 | Municipal Solid Waste | ST |  | S | X | X |  |  | 1.8 | 0.8 | 1.7 | 1.7 | 0.6 | N |  |  | OP | X | 2 | 1986 |  |  | Y | Commercial CHP | 5 | X T T T: B; WAT BIT BLQ BIT: MSW; WAT NG BIT WDS: NG; WAT NG RFO DFO: NG |  |  | N | N |  | 1H | [23 empty] | N | N | N
Vintage1986 | hydro | TRUE | 12502 | Middle Fork Irrigation Dist | 50917 | Middle Fork Irrigation District | OR | Hood River | GEN1 | Conventional Hydroelectric | HY |  | S | X | X |  |  | 2 | 0.97 | 2 | 2 | 0.2 | N |  |  | OP | X | 3 | 1986 |  |  | N | IPP Non-CHP | 2 | X T T T: X; WAT BIT BLQ BIT: WAT |  |  | N | N |  | 1H | [23 empty] | N
Vintage1986 | hydro | TRUE | 12502 | Middle Fork Irrigation Dist | 50917 | Middle Fork Irrigation District | OR | Hood River | GEN2 | Conventional Hydroelectric | HY |  | S | X | X |  |  | 0.5 | 0.95 | 0.5 | 0.5 | 0.1 | N |  |  | OP | X | 3 | 1986 |  |  | N | IPP Non-CHP | 2 | X T T T: X; WAT BIT BLQ BIT: WAT |  |  | N | N |  | 1H | [23 empty] | N
Vintage1986 | hydro | TRUE | 12502 | Middle Fork Irrigation Dist | 50917 | Middle Fork Irrigation District | OR | Hood River | GEN3 | Conventional Hydroelectric | HY |  | S | X | X |  |  | 0.8 | 0.95 | 0.8 | 0.8 | 0.1 | N |  |  | OP | X | 3 | 1986 |  |  | N | IPP Non-CHP | 2 | X T T T: X; WAT BIT BLQ BIT: WAT |  |  | N | N |  | 1H | [23 empty] | N
Vintage1986 | biomass | TRUE | 3770 | Co-Generation Co | 50921 | Co-Gen LLC | OR | Grant | GEN1 | Wood/Wood Waste Biomass | ST |  | S | X | X |  |  | 7.5 | 0.9 | 7.5 | 7.5 | 4 | N |  |  | SB | Y | 5 | 1986 |  |  | Y | IPP CHP | 3 | X T T T: T; WAT BIT BLQ BIT: WDS; WAT NG RFO DFO: WDS |  |  | N |  |  | OVER | [23 empty] | N | N | N
Vintage1995 | petroleum | TRUE | 21773 | Yellowstone Energy LP | 50931 | Yellowstone Energy LP | MT | Yellowstone | GEN1 | Petroleum Coke | ST |  | S | X | X |  |  | 68 | 0.9 | 52 | 55 | 22 | N |  |  | OP | X | 6 | 1995 |  |  | Y | IPP CHP | 3 | X T T T: T; WAT BIT BLQ BIT: PC; WAT NG BIT WDS: OG; WAT NG RFO DFO: DFO |  |  | N | N |  | OVER | Y |  |  |  | Y | [18 empty] | Y | N | N
Vintage2015 | biomass | TRUE | 5089 | Des Moines Metro WRF | 50932 | Des Moines Wastewater Reclamation Fac | IA | Polk | 72-04 | Other Waste Biomass | IC |  | S | X | X |  |  | 1.4 | 0.8 | 1.4 | 1.4 | 0.7 | N |  |  | SB | N | 9 | 2015 |  |  | Y | Commercial CHP | 5 | X T T T: T; WAT BIT BLQ BIT: OBG; WAT NG BIT WDS: NG |  |  | N | N |  | 10M | [23 empty] | Y | N | N
Vintage2015 | biomass | TRUE | 5089 | Des Moines Metro WRF | 50932 | Des Moines Wastewater Reclamation Fac | IA | Polk | 72-05 | Other Waste Biomass | IC |  | S | X | X |  |  | 1.4 | 0.8 | 1.4 | 1.4 | 0.7 | N |  |  | SB | N | 9 | 2015 |  |  | Y | Commercial CHP | 5 | X T T T: T; WAT BIT BLQ BIT: OBG; WAT NG BIT WDS: NG |  |  | N | N |  | 10M | [23 empty] | Y | N | N
Vintage1951 | natural gas steam turbine | FALSE | 61707 | Ahlstrom-Munksjo | 50933 | Rhinelander Mill | WI | Oneida | GEN5 | Natural Gas Steam Turbine | ST |  | S | X | X |  |  | 10 | 0.85 | 4 | 7 | 3 | N |  |  | SB | N | 2 | 1951 |  |  | Y | Industrial CHP | 7 | X T T T: B; WAT BIT BLQ BIT: NG; WAT NG BIT WDS: DFO; WAT NG RFO DFO: NG; WAT RFO NG NG: DFO |  |  | N | N |  | 12H | [23 empty] | Y | N | Y
Vintage1958 | hard coal | FALSE | 61707 | Ahlstrom-Munksjo | 50933 | Rhinelander Mill | WI | Oneida | GEN6 | Conventional Steam Coal | ST |  | S | X | X |  |  | 9.3 | 0.8 | 6.3 | 8.5 | 3.8 | N |  |  | OP | X | 7 | 1958 |  |  | Y | Industrial CHP | 7 | X T T T: B; WAT BIT BLQ BIT: BIT; WAT NG RFO DFO: DFO |  |  | N | N |  | 12H |  |  |  | Y | Y | [18 empty] | N | N | N
Vintage1917 | hydro | FALSE | 61707 | Ahlstrom-Munksjo | 50933 | Rhinelander Mill | WI | Oneida | HYD1 | Conventional Hydroelectric | HY |  | S | X | X |  |  | 0.5 | 0.8 | 0.5 | 0.5 | 0.3 | N |  |  | OP | X | 12 | 1917 |  |  | N | Industrial CHP | 7 | X T T T: X; WAT BIT BLQ BIT: WAT |  |  | N | N |  | 10M
Vintage1917 | hydro | FALSE | 61707 | Ahlstrom-Munksjo | 50933 | Rhinelander Mill | WI | Oneida | HYD2 | Conventional Hydroelectric | HY |  | S | X | X |  |  | 0.5 | 0.8 | 0.5 | 0.5 | 0.3 | N |  |  | OP | X | 12 | 1917 |  |  | N | Industrial CHP | 7 | X T T T: X; WAT BIT BLQ BIT: WAT |  |  | N | N |  | 10M
Vintage1926 | hydro | FALSE | 61707 | Ahlstrom-Munksjo | 50933 | Rhinelander Mill | WI | Oneida | HYD3 | Conventional Hydroelectric | HY |  | S | X | X |  |  | 1 | 0.8 | 1 | 1 | 0.6 | N |  |  | OP | X | 12 | 1926 |  |  | N | Industrial CHP | 7 | X T T T: X; WAT BIT BLQ BIT: WAT |  |  | N | N |  | 10M
Vintage1983 | petroleum | FALSE | 3179 | Caterpillar Inc | 50935 | Caterpillar | IN | Tippecanoe | 3512 | Petroleum Liquids | IC |  | S | X | X |  |  | 0.9 | 0.8 | 0.8 | 0.8 | 0.2 | N |  |  | OP | X | 12 | 1983 |  |  | N | Industrial Non-CHP | 6 | X T T T: X; WAT BIT BLQ BIT: DFO |  |  | N | N |  | 10M | [23 empty] | N | N | N
Vintage1987 | petroleum | FALSE | 3179 | Caterpillar Inc | 50935 | Caterpillar | IN | Tippecanoe | 3516 | Petroleum Liquids | IC |  | S | X | X |  |  | 1.2 | 0.8 | 0.8 | 0.8 | 0.3 | N |  |  | SB | N | 7 | 1987 |  |  | N | Industrial Non-CHP | 6 | X T T T: X; WAT BIT BLQ BIT: DFO |  |  | N | N |  | 10M | [23 empty] | N | N | N
Vintage1996 | petroleum | FALSE | 3179 | Caterpillar Inc | 50935 | Caterpillar | IN | Tippecanoe | 516A | Petroleum Liquids | IC |  | S | X | X |  |  | 1.8 | 0.8 | 1.8 | 1.8 | 0.5 | N |  |  | OP | X | 3 | 1996 |  |  | N | Industrial Non-CHP | 6 | X T T T: X; WAT BIT BLQ BIT: DFO |  |  | N | N |  | 10M | [23 empty] | N | N | N
Vintage2011 | natural gas peaker | FALSE | 3179 | Caterpillar Inc | 50935 | Caterpillar | IN | Tippecanoe | ET1 | Natural Gas Internal Combustion Engine | IC |  | S | X | X |  |  | 2 | 0.8 | 2 | 2 | 0.5 | N |  |  | OP | X | 4 | 2011 | 1 | 2022 | N | Industrial Non-CHP | 6 | [11 empty] | N | N |  | 10M | [20 empty] | N |  |  | N | N | bar: X T T T to WAT BIT BLQ BIT
Vintage2011 | natural gas peaker | FALSE | 3179 | Caterpillar Inc | 50935 | Caterpillar | IN | Tippecanoe | ET2 | Natural Gas Internal Combustion Engine | IC |  | S | X | X |  |  | 2 | 0.8 | 2 | 2 | 0.5 | N |  |  | OP | X | 4 | 2011 |  |  | N | Industrial Non-CHP | 6 | [11 empty] | N | N |  | 10M | [20 empty] | N |  |  | N | N | N | bar: X T T T to WAT BIT BLQ BIT
Vintage2013 | natural gas peaker | FALSE | 3179 | Caterpillar Inc | 50935 | Caterpillar | IN | Tippecanoe | ET4 | Natural Gas Internal Combustion Engine | IC |  | S | X | X |  |  | 2.5 | 0.8 | 2.5 | 2.5 | 0.6 | N |  |  | OP | X | 4 | 2013 |  |  | N | Industrial Non-CHP | 6 | [11 empty] | N | N |  | 10M | [23 empty] | N | N | N | bar: X T T T to WAT BIT BLQ BIT
Vintage2001 | petroleum | FALSE | 3179 | Caterpillar Inc | 50935 | Caterpillar | IN | Tippecanoe | R12 | Petroleum Liquids | IC |  | S | X | X |  |  | 0.4 | 0.8 | 0.3 | 0.3 | 0.1 | N |  |  | SB | N | 6 | 2001 |  |  | N | Industrial Non-CHP | 6 | X T T T: X; WAT BIT BLQ BIT: DFO |  |  | N | N | 0 | 10M | [23 empty] | N | N | N
Vintage2020 | biomass | TRUE | 20854 | Winnebago County | 50936 | Winnebago County Landfill Gas | WI | Winnebago | EG2R | Landfill Gas | IC |  | S | X | X |  |  | 0.6 | 1 | 0.6 | 0.6 | 0.4 | N |  |  | OP | X | 1 | 2020 |  |  | N | IPP CHP | 3 | X T T T: X; WAT BIT BLQ BIT: LFG |  |  | N | N |  | 1H | [23 empty] | N | N | N
Vintage2000 | biomass | TRUE | 20854 | Winnebago County | 50936 | Winnebago County Landfill Gas | WI | Winnebago | EG3 | Landfill Gas | IC |  | S | X | X |  |  | 0.9 | 1 | 0.9 | 0.9 | 0.7 | N |  |  | OP | X | 2 | 2000 |  |  | N | IPP CHP | 3 | X T T T: X; WAT BIT BLQ BIT: LFG; WAT NG BIT WDS: NG |  |  | N | N |  | 1H | [23 empty] | Y | N | N
Vintage2007 | biomass | TRUE | 20854 | Winnebago County | 50936 | Winnebago County Landfill Gas | WI | Winnebago | EG4 | Landfill Gas | IC |  | S | X | X |  |  | 1 | 1 | 1 | 1 | 0.7 | N |  |  | OP | X | 4 | 2007 |  |  | Y | IPP CHP | 3 | X T T T: T; WAT BIT BLQ BIT: LFG |  |  | N | N |  | 1H | [23 empty] | N | N | N
Vintage2010 | biomass | TRUE | 20854 | Winnebago County | 50936 | Winnebago County Landfill Gas | WI | Winnebago | EG5 | Landfill Gas | IC |  | S | X | X |  |  | 1.4 | 1 | 1.4 | 1.4 | 1 | N |  |  | OP | X | 5 | 2010 |  |  | Y | IPP CHP | 3 | X T T T: T; WAT BIT BLQ BIT: LFG |  |  | N | N |  | 1H | [23 empty] | N | N | N
Vintage1992 | petroleum | FALSE | 20680 | William Beaumont Hospital | 50937 | William Beaumont Hospital | MI | Oakland | GENA | Petroleum Liquids | IC |  | S | X | X |  |  | 1.9 | 0.8 | 1.9 | 1.9 | 0.5 | N |  |  | SB | Y | 10 | 1992 | 9 | 2022 | N | Commercial Non-CHP | 4 | X T T T: X; WAT BIT BLQ BIT: DFO; WAT NG BIT WDS: NG |  |  | N |  |  | 10M | [20 empty] | N |  |  | Y | Y | Y
Vintage1992 | petroleum | FALSE | 20680 | William Beaumont Hospital | 50937 | William Beaumont Hospital | MI | Oakland | GENB | Petroleum Liquids | IC |  | S | X | X |  |  | 1.9 | 0.8 | 1.9 | 1.9 | 0.5 | N |  |  | SB | Y | 10 | 1992 | 9 | 2022 | N | Commercial Non-CHP | 4 | X T T T: X; WAT BIT BLQ BIT: DFO; WAT NG BIT WDS: NG |  |  | N |  |  | 10M | [20 empty] | N |  |  | Y | Y | Y
Vintage1987 | hydro | TRUE | 5187 | Douglas County | 50938 | Galesville Project | OR | Douglas | GV1 | Conventional Hydroelectric | HY |  | S | X | X |  |  | 0.8 | 0.9 | 0.8 | 1 | 0.1 | N |  |  | OP | X | 2 | 1987 |  |  | N | IPP Non-CHP | 2 | X T T T: X; WAT BIT BLQ BIT: WAT |  |  | N | N |  | 10M | [23 empty] | N
Vintage1987 | hydro | TRUE | 5187 | Douglas County | 50938 | Galesville Project | OR | Douglas | GV2 | Conventional Hydroelectric | HY |  | S | X | X |  |  | 0.8 | 0.9 | 0.8 | 1 | 0.1 | N |  |  | OP | X | 2 | 1987 |  |  | N | IPP Non-CHP | 2 | X T T T: X; WAT BIT BLQ BIT: WAT |  |  | N | N |  | 10M | [23 empty] | N
Vintage1996 | natural gas peaker | FALSE | 10657 | Lagoon Corp | 50942 | Lagoon Cogeneration Facility | UT | Davis | 1 | Natural Gas Internal Combustion Engine | IC |  | S | X | X |  |  | 1 | 0.8 | 0.5 | 0.1 | 0.1 | N |  |  | SB | N | 5 | 1996 |  |  | Y | Commercial CHP | 5 | X T T T: T; WAT BIT BLQ BIT: NG; WAT NG BIT WDS: DFO |  |  | N | N |  | OVER | [23 empty] | Y | N | N
Vintage1989 | natural gas peaker | FALSE | 10657 | Lagoon Corp | 50942 | Lagoon Cogeneration Facility | UT | Davis | 2 | Natural Gas Internal Combustion Engine | IC |  | S | X | X |  |  | 1 | 0.8 | 0.5 | 0.1 | 0.1 | N |  |  | SB | N | 7 | 1989 |  |  | Y | Commercial CHP | 5 | X T T T: T; WAT BIT BLQ BIT: NG; WAT NG BIT WDS: DFO |  |  | N | N |  | OVER | [23 empty] | Y | N | N
Vintage1989 | natural gas peaker | FALSE | 10657 | Lagoon Corp | 50942 | Lagoon Cogeneration Facility | UT | Davis | 3 | Natural Gas Internal Combustion Engine | IC |  | S | X | X |  |  | 1 | 0.8 | 0.5 | 0.1 | 0.1 | N |  |  | SB | N | 7 | 1989 |  |  | Y | Commercial CHP | 5 | X T T T: T; WAT BIT BLQ BIT: NG; WAT NG BIT WDS: DFO |  |  | N | N |  | OVER | [23 empty] | Y | N | N
Vintage1993 | natural gas combined cycle | TRUE | 49893 | Invenergy Services LLC | 50949 | Hardee Power Station | FL | Hardee | GEN1 | Natural Gas Fired Combined Cycle | CT | CC01 | W | X | Y |  |  | 95.9 | 0.85 | 70 | 85 | 20 | N |  |  | OP | X | 1 | 1993 |  |  | N | IPP Non-CHP | 2 | X T T T: X; WAT BIT BLQ BIT: NG; WAT NG BIT WDS: DFO |  |  | N | N |  | 1H | [23 empty] | Y | N | Y
Vintage1993 | natural gas combined cycle | TRUE | 49893 | Invenergy Services LLC | 50949 | Hardee Power Station | FL | Hardee | GEN2 | Natural Gas Fired Combined Cycle | CT | CC01 | W | X | Y |  |  | 95.9 | 0.85 | 70 | 85 | 20 | N |  |  | OP | X | 1 | 1993 |  |  | N | IPP Non-CHP | 2 | X T T T: X; WAT BIT BLQ BIT: NG; WAT NG BIT WDS: DFO |  |  | N | N |  | 1H | [23 empty] | Y | N | Y
Vintage1993 | natural gas combined cycle | TRUE | 49893 | Invenergy Services LLC | 50949 | Hardee Power Station | FL | Hardee | GEN3 | Natural Gas Fired Combined Cycle | CA | CC01 | W | N | X |  |  | 95.9 | 0.85 | 78 | 85 | 25 | N |  |  | OP | X | 1 | 1993 |  |  | N | IPP Non-CHP | 2 | X T T T: X; WAT BIT BLQ BIT: NG; WAT NG BIT WDS: DFO; WAT NG RFO DFO: NG; WAT RFO NG NG: DFO |  |  | N | N |  | 12H | [23 empty] | N | N | N
Vintage1993 | natural gas peaker | TRUE | 49893 | Invenergy Services LLC | 50949 | Hardee Power Station | FL | Hardee | GEN4 | Natural Gas Fired Combustion Turbine | GT |  | W | X | X |  |  | 86.5 | 0.85 | 70 | 84 | 20 | N |  |  | OP | X | 1 | 1993 |  |  | N | IPP Non-CHP | 2 | X T T T: X; WAT BIT BLQ BIT: NG; WAT NG BIT WDS: DFO |  |  | N | N |  | 1H | [23 empty] | Y | N | Y
Vintage2000 | natural gas peaker | TRUE | 49893 | Invenergy Services LLC | 50949 | Hardee Power Station | FL | Hardee | GEN5 | Natural Gas Fired Combustion Turbine | GT |  | W | X | X |  |  | 95.9 | 0.85 | 85 | 85 | 55 | N |  |  | OP | X | 5 | 2000 |  |  | N | IPP Non-CHP | 2 | X T T T: X; WAT BIT BLQ BIT: NG; WAT NG BIT WDS: DFO |  |  | N | N |  | 1H | [23 empty] | Y | N | Y
Vintage1993 | hard coal | TRUE | 21734 | Sunnyside Cogeneration Assoc | 50951 | Sunnyside Cogen Associates | UT | Carbon | GEN1 | Conventional Steam Coal | ST |  | J | X | X |  |  | 58.1 | 0.95 | 51 | 51 | 35 | N |  |  | OP | X | 2 | 1993 |  |  | N | IPP Non-CHP | 2 | X T T T: X; WAT BIT BLQ BIT: WC; WAT NG RFO DFO: DFO |  |  | N | N |  | 12H | Y |  |  |  | Y | [18 empty] | N | N | N
Vintage1990 | natural gas peaker | FALSE | 16548 | St Francis Hospital | 50952 | Saint Francis Hospital | IL | Cook | GEN1 | Natural Gas Internal Combustion Engine | IC |  | S | X | X |  |  | 0.8 | 0.8 | 0.8 | 0.8 | 0.1 | N |  |  | OS | X | 2 | 1990 |  |  | Y | Commercial CHP | 5 | [11 empty] | N |  |  | 10M | [23 empty] | N | N | bar: X T T T to WAT BIT BLQ BIT
Vintage1990 | natural gas peaker | FALSE | 16548 | St Francis Hospital | 50952 | Saint Francis Hospital | IL | Cook | GEN2 | Natural Gas Internal Combustion Engine | IC |  | S | X | X |  |  | 0.8 | 0.8 | 0.8 | 0.8 | 0.1 | N |  |  | OS | X | 2 | 1990 |  |  | Y | Commercial CHP | 5 | [11 empty] | N |  |  | 10M | [23 empty] | N | N | bar: X T T T to WAT BIT BLQ BIT
Vintage1947 | natural gas steam turbine | FALSE | 5623 | Rousselot Inc | 50955 | Rousselot Inc | MA | Essex | GEN1 | Natural Gas Steam Turbine | ST |  | S | X | X | LD.BARTH_ST115 | LD.BARTH_ST115 | 1.5 | 1 | 1.5 | 1.5 | 0.4 | N |  |  | SB | Y | 5 | 1947 |  |  | Y | Industrial CHP | 7 | X T T T: B; WAT BIT BLQ BIT: NG; WAT NG BIT WDS: RFO; WAT NG RFO DFO: PG |  |  | N | N |  | 12H |  |  |  |  | N | [18 empty] | Y | N | Y
Vintage1947 | natural gas steam turbine | FALSE | 5623 | Rousselot Inc | 50955 | Rousselot Inc | MA | Essex | GEN2 | Natural Gas Steam Turbine | ST |  | S | X | X |  |  | 1.5 | 0.8 | 1.5 | 1.5 | 0.4 | N |  |  | SB | Y | 5 | 1947 |  |  | Y | Industrial CHP | 7 | X T T T: B; WAT BIT BLQ BIT: NG; WAT NG BIT WDS: RFO; WAT NG RFO DFO: PG |  |  | N | N |  | 12H |  |  |  |  | N | [18 empty] | Y | N | Y
Vintage1969 | natural gas steam turbine | FALSE | 5623 | Rousselot Inc | 50955 | Rousselot Inc | MA | Essex | GEN3 | Natural Gas Steam Turbine | ST |  | S | X | X |  |  | 3.7 | 0.8 | 3.3 | 3.3 | 0.5 | N |  |  | OP | X | 4 | 1969 |  |  | Y | Industrial CHP | 7 | X T T T: B; WAT BIT BLQ BIT: NG; WAT NG BIT WDS: RFO; WAT NG RFO DFO: PG |  |  | N | N |  | 12H |  |  |  |  | N | [18 empty] | Y | N | Y
Vintage1954 | biomass | TRUE | 23931 | Resolute Forest Products | 50956 | Bowater Newsprint Calhoun Operation | TN | McMinn | GEN1 | Wood/Wood Waste Biomass | ST |  | S | X | X |  |  | 19 | 0.95 | 17 | 17 | 2 | N |  |  | OP | X | 5 | 1954 |  |  | Y | Industrial CHP | 7 | B | BLQ | NG | WDS | TDF | SLW |  | BLQ |  |  |  | N | N |  | 12H | N | N |  |  | N | N | N | [16 empty] | Y | Y | N
Vintage1954 | biomass | TRUE | 23931 | Resolute Forest Products | 50956 | Bowater Newsprint Calhoun Operation | TN | McMinn | GEN2 | Wood/Wood Waste Biomass | ST |  | S | X | X |  |  | 19.2 | 0.95 | 19 | 19 | 2 | N |  |  | OP | X | 7 | 1954 |  |  | Y | Industrial CHP | 7 | B | BLQ | NG | WDS | TDF | SLW |  | BLQ |  |  |  | N | N |  | 12H | N | N |  |  | N | N | N | [16 empty] | Y | Y | N
Vintage1957 | biomass | TRUE | 23931 | Resolute Forest Products | 50956 | Bowater Newsprint Calhoun Operation | TN | McMinn | GEN3 | Wood/Wood Waste Biomass | ST |  | S | X | X |  |  | 25 | 0.95 | 27 | 27 | 2 | N |  |  | OP | X | 7 | 1957 |  |  | Y | Industrial CHP | 7 | B | BLQ | NG | WDS | TDF | SLW |  | BLQ |  |  |  | N | N |  | 12H | N | N |  |  | N | N | N | [16 empty] | Y | Y | N
Vintage1994 | municipal solid waste | FALSE | 4440 | Covanta Union Operations LLC | 50960 | Union County Resource Recovery | NJ | Union | GEN1 | Municipal Solid Waste | ST |  | W | X | X |  |  | 45 | 0.9 | 37.5 | 38.5 | 18 | N |  |  | OP | X | 2 | 1994 |  |  | N | Commercial Non-CHP | 4 | X T T T: X; WAT BIT BLQ BIT: MSW; WAT NG RFO DFO: NG |  |  | N | N |  | 12H | [23 empty] | N
Vintage1990 | hydro | TRUE | 64078 | Central Rivers Power US, LLC | 50961 | Slate Creek | CA | Shasta | GEN1 | Conventional Hydroelectric | HY |  | S | X | X |  |  | 4.2 | 1 | 4 | 3.9 | 0.1 | N |  |  | OP | X | 5 | 1990 |  |  | N | IPP Non-CHP | 2 | X T T T: X; WAT BIT BLQ BIT: WAT |  |  |  |  | 0 | 10M
Vintage2003 | natural gas peaker | FALSE | 2844 | Department of the Navy | 50963 | Naval Hospital Medical Center | CA | San Diego | 4TG | Natural Gas Fired Combustion Turbine | GT |  | S | X | X |  |  | 5.3 | 0.97 | 4.4 | 4.4 | 2.7 | N |  |  | OP | X | 12 | 2003 |  |  | Y | Commercial CHP | 5 | [11 empty] | N | N |  | 1H | [23 empty] | N | N | N | bar: X T T T to WAT BIT BLQ BIT
Vintage1988 | geothermal | TRUE | 472 | Amedee Gethrm Venture I LP | 50964 | Amedee Geothermal Venture I | CA | Lassen | IND | Geothermal | ST |  | S | X | X |  |  | 1.5 | 1 | 1.1 | 0.7 | 0.1 | N |  |  | OP | X | 8 | 1988 |  |  | N | IPP Non-CHP | 2 | X T T T: X; WAT BIT BLQ BIT: GEO; WAT NG RFO DFO: GEO | [5 empty] | 1H | [23 empty] | N
Vintage1988 | geothermal | TRUE | 472 | Amedee Gethrm Venture I LP | 50964 | Amedee Geothermal Venture I | CA | Lassen | SYN | Geothermal | ST |  | S | X | X |  |  | 1.5 | 1 | 1.1 | 0.7 | 0.1 | N |  |  | OP | X | 8 | 1988 |  |  | N | IPP Non-CHP | 2 | X T T T: X; WAT BIT BLQ BIT: GEO; WAT NG RFO DFO: GEO | [5 empty] | 1H | [23 empty] | N
Vintage1986 | petroleum | FALSE | 18323 | Toledo Refining Company | 50965 | Toledo Ref Power Recovery Train | OH | Lucas | GEN1 | Petroleum Coke | OT |  | S | X | X |  |  | 6 | 0.922 | 6 | 6 | 0 | N |  |  | OP | X | 6 | 1986 |  |  | Y | Industrial CHP | 7 | X T T T: B; WAT BIT BLQ BIT: PC; WAT NG BIT WDS: OG; WAT WDS WDS RFO: NG |  |  | N | N | [5 empty] | Y | Y | [18 empty] | Y | Y | N
Vintage2017 | natural gas steam turbine | FALSE | 34359 | Curators of the University of Missouri | 50969 | MU Combined Heat and Power Plant | MO | Boone | 6025 | Natural Gas Steam Turbine | ST |  | S | X | X | CWLD.UMC |  | 0.3 | 0.8 | 0.3 | 0.3 | 0.1 | N |  |  | OP | X | 12 | 2017 |  |  | Y | Commercial CHP | 5 | B | NG | WDS | DFO | BIT |  |  | NG |  |  |  | N | N |  | 1H |  |  | Y |  | Y | [18 empty] | Y | Y | Y
Vintage2002 | petroleum | FALSE | 34359 | Curators of the University of Missouri | 50969 | MU Combined Heat and Power Plant | MO | Boone | DGT1 | Petroleum Liquids | IC |  | S | X | X | CWLD.UMC |  | 2 | 0.8 | 2 | 2 | 1 | N |  |  | SB | Y | 9 | 2002 |  |  | N | Commercial CHP | 5 | X T T T: X; WAT BIT BLQ BIT: DFO |  |  | N | N |  | 10M | [23 empty] | N
Vintage1961 | natural gas steam turbine | FALSE | 34359 | Curators of the University of Missouri | 50969 | MU Combined Heat and Power Plant | MO | Boone | GEN1 | Natural Gas Steam Turbine | ST |  | S | X | X | CWLD.UMC |  | 6.2 | 0.8 | 6 | 6.1 | 2 | N |  |  | OP | X | 7 | 1961 |  |  | Y | Commercial CHP | 5 | T | NG | WDS | DFO | BIT |  |  | NG |  |  |  | N | N |  | 12H | N |  | Y |  | Y | [18 empty] | Y | Y | Y
Vintage1974 | natural gas steam turbine | FALSE | 34359 | Curators of the University of Missouri | 50969 | MU Combined Heat and Power Plant | MO | Boone | GEN2 | Natural Gas Steam Turbine | ST |  | S | X | X | CWLD.UMC |  | 12.5 | 0.8 | 12.2 | 12.3 | 3 | N |  |  | OP | X | 7 | 1974 |  |  | Y | Commercial CHP | 5 | X T T T: T; WAT BIT BLQ BIT: NG; WAT NG BIT WDS: DFO; WAT WDS WDS RFO: BIT; WAT NG RFO DFO: NG |  |  | N | N |  | 12H | N |  | Y |  | Y | [18 empty] | Y | Y | Y
Vintage1986 | natural gas steam turbine | FALSE | 34359 | Curators of the University of Missouri | 50969 | MU Combined Heat and Power Plant | MO | Boone | GEN3 | Natural Gas Steam Turbine | ST |  | S | X | X | CWLD.UMC |  | 19.8 | 0.85 | 19.2 | 19.4 | 3 | N |  |  | OP | X | 8 | 1986 |  |  | Y | Commercial CHP | 5 | X T T T: T; WAT BIT BLQ BIT: NG; WAT NG BIT WDS: DFO; WAT WDS WDS RFO: BIT; WAT NG RFO DFO: NG |  |  | N | N |  | 12H | N |  | Y |  | Y | [18 empty] | Y | Y | Y
Vintage1988 | natural gas steam turbine | FALSE | 34359 | Curators of the University of Missouri | 50969 | MU Combined Heat and Power Plant | MO | Boone | GEN4 | Natural Gas Steam Turbine | ST |  | S | X | X | CWLD.UMC |  | 14.5 | 0.85 | 13.3 | 13.4 | 3 | N |  |  | OP | X | 7 | 1988 |  |  | Y | Commercial CHP | 5 | X T T T: T; WAT BIT BLQ BIT: NG; WAT NG BIT WDS: DFO; WAT WDS WDS RFO: BIT; WAT NG RFO DFO: NG |  |  | N | N |  | 12H | N |  | Y |  | Y | [18 empty] | Y | Y | Y
Vintage1994 | petroleum | FALSE | 34359 | Curators of the University of Missouri | 50969 | MU Combined Heat and Power Plant | MO | Boone | GEN6 | Petroleum Liquids | IC |  | S | X | X | CWLD.UMC |  | 0.5 | 0.8 | 0.5 | 0.5 | 0.3 | N |  |  | SB | Y | 5 | 1994 |  |  | N | Commercial CHP | 5 | X T T T: X; WAT BIT BLQ BIT: DFO |  |  | N | N |  | 10M | [23 empty] | N
Vintage1997 | petroleum | FALSE | 34359 | Curators of the University of Missouri | 50969 | MU Combined Heat and Power Plant | MO | Boone | GEN7 | Petroleum Liquids | IC |  | S | X | X | CWLD.UMC |  | 1 | 0.8 | 1 | 1 | 0.5 | N |  |  | SB | Y | 6 | 1997 |  |  | N | Commercial CHP | 5 | X T T T: X; WAT BIT BLQ BIT: DFO |  |  | N | N |  | 10M | [23 empty] | N
Vintage2002 | natural gas peaker | FALSE | 34359 | Curators of the University of Missouri | 50969 | MU Combined Heat and Power Plant | MO | Boone | NTG1 | Natural Gas Fired Combustion Turbine | GT |  | S | X | X | CWLD.UMC |  | 17.3 | 0.8 | 11.4 | 14.5 | 2 | N |  |  | OP | X | 9 | 2002 |  |  | Y | Commercial CHP | 5 | X T T T: T; WAT BIT BLQ BIT: NG; WAT NG BIT WDS: DFO |  |  | N | N |  | 1H | [23 empty] | Y | N | Y
Vintage2002 | natural gas peaker | FALSE | 34359 | Curators of the University of Missouri | 50969 | MU Combined Heat and Power Plant | MO | Boone | NTG2 | Natural Gas Fired Combustion Turbine | GT |  | S | X | X | CWLD.UMC |  | 17.3 | 0.8 | 11.4 | 14.5 | 2 | N |  |  | OP | X | 9 | 2002 |  |  | Y | Commercial CHP | 5 | X T T T: T; WAT BIT BLQ BIT: NG; WAT NG BIT WDS: DFO |  |  | N | N |  | 1H | [23 empty] | Y | N | Y
Vintage1990 | natural gas peaker | FALSE | 19216 | Tropicana Products Inc | 50971 | Tropicana Products Bradent | FL | Manatee | GEN1 | Natural Gas Fired Combustion Turbine | GT |  | S | X | X |  |  | 46.8 | 0.85 | 31 | 35 | 10 | N |  |  | OP | X | 2 | 1990 |  |  | Y | Industrial CHP | 7 | [11 empty] | N | N |  | 12H | [23 empty] | N | N | N | bar: X T T T to WAT BIT BLQ BIT
Vintage1993 | hydro | TRUE | 11716 | Marsh Valley Development Inc | 50972 | Marsh Valley Development | ID | Bannock | 1 | Conventional Hydroelectric | HY |  | S | X | X |  |  | 1.6 | 1 | 1.5 | 1.5 | 0.1 | N |  |  | OP | X | 4 | 1993 |  |  | N | IPP Non-CHP | 2 | X T T T: X; WAT BIT BLQ BIT: WAT |  |  |  |  | 0 | 10M
Vintage1962 | natural gas combined cycle | FALSE | 12981 | Motiva Enterprises LLC | 50973 | Motiva Enterprises Port Arthur Refinery | TX | Jefferson | GN31 | Natural Gas Fired Combined Cycle | CA | BLK1 | S | Y | X |  |  | 10 | 0.8 | 8.4 | 8.6 | 3 | N |  |  | OP | X | 6 | 1962 |  |  | Y | Industrial CHP | 7 | X T T T: T; WAT BIT BLQ BIT: NG; WAT NG BIT WDS: OG |  |  | N | N |  | 12H | [23 empty] | N
Vintage1957 | natural gas combined cycle | FALSE | 12981 | Motiva Enterprises LLC | 50973 | Motiva Enterprises Port Arthur Refinery | TX | Jefferson | GN32 | Natural Gas Fired Combined Cycle | CA | BLK1 | S | Y | X |  |  | 15.6 | 0.8 | 10.5 | 10.7 | 3 | N |  |  | OP | X | 6 | 1957 |  |  | Y | Industrial CHP | 7 | X T T T: T; WAT BIT BLQ BIT: NG; WAT NG BIT WDS: OG |  |  | N | N |  | 12H | [23 empty] | N
Vintage1978 | natural gas combined cycle | FALSE | 12981 | Motiva Enterprises LLC | 50973 | Motiva Enterprises Port Arthur Refinery | TX | Jefferson | GN33 | Natural Gas Fired Combined Cycle | CA | BLK1 | S | Y | X |  |  | 25.5 | 0.8 | 21.5 | 22 | 3 | N |  |  | OP | X | 6 | 1978 |  |  | Y | Industrial CHP | 7 | X T T T: T; WAT BIT BLQ BIT: NG; WAT NG BIT WDS: OG |  |  | N | N |  | 12H | [23 empty] | N
Vintage1970 | natural gas peaker | FALSE | 12981 | Motiva Enterprises LLC | 50973 | Motiva Enterprises Port Arthur Refinery | TX | Jefferson | GN34 | Natural Gas Fired Combustion Turbine | GT |  | S | X | X |  |  | 18.8 | 0.8 | 15.6 | 16 | 3 | N |  |  | OP | X | 6 | 1970 |  |  | Y | Industrial CHP | 7 | [11 empty] | N | N |  | 12H | [23 empty] | N | bar: X T T T to WAT BIT BLQ BIT
Vintage1983 | natural gas combined cycle | FALSE | 12981 | Motiva Enterprises LLC | 50973 | Motiva Enterprises Port Arthur Refinery | TX | Jefferson | GN35 | Natural Gas Fired Combined Cycle | CT | BLK1 | S | X | N |  |  | 40.5 | 0.85 | 39 | 38 | 3 | N |  |  | OP | X | 12 | 1983 |  |  | Y | Industrial CHP | 7 | [11 empty] | N | N |  | 12H | [23 empty] | N | bar: X T T T to WAT BIT BLQ BIT
Vintage2011 | natural gas combined cycle | FALSE | 12981 | Motiva Enterprises LLC | 50973 | Motiva Enterprises Port Arthur Refinery | TX | Jefferson | GN41 | Natural Gas Fired Combined Cycle | CT | BLK1 | S | X | N |  |  | 41.6 | 0.85 | 36.1 | 46.4 | 3 | N |  |  | OP | X | 12 | 2011 |  |  | Y | Industrial CHP | 7 | [11 empty] | N | N |  | 12H | [23 empty] | N | bar: X T T T to WAT BIT BLQ BIT
Vintage2011 | natural gas combined cycle | FALSE | 12981 | Motiva Enterprises LLC | 50973 | Motiva Enterprises Port Arthur Refinery | TX | Jefferson | GN42 | Natural Gas Fired Combined Cycle | CT | BLK1 | S | X | N |  |  | 41.6 | 0.85 | 36.1 | 46.4 | 3 | N |  |  | OP | X | 11 | 2011 |  |  | Y | Industrial CHP | 7 | [11 empty] | N | N |  | 12H | [23 empty] | N | bar: X T T T to WAT BIT BLQ BIT
Vintage2011 | natural gas combined cycle | FALSE | 12981 | Motiva Enterprises LLC | 50973 | Motiva Enterprises Port Arthur Refinery | TX | Jefferson | GN43 | Natural Gas Fired Combined Cycle | CT | BLK1 | S | X | N |  |  | 41.6 | 0.85 | 36.1 | 46.4 | 3 | N |  |  | OP | X | 11 | 2011 |  |  | Y | Industrial CHP | 7 | [11 empty] | N | N |  | 12H | [23 empty] | N | bar: X T T T to WAT BIT BLQ BIT
Vintage2011 | natural gas combined cycle | FALSE | 12981 | Motiva Enterprises LLC | 50973 | Motiva Enterprises Port Arthur Refinery | TX | Jefferson | GN44 | Natural Gas Fired Combined Cycle | CT | BLK1 | S | X | N |  |  | 41.6 | 0.85 | 36.1 | 46.4 | 3 | N |  |  | OP | X | 10 | 2011 |  |  | Y | Industrial CHP | 7 | [11 empty] | N | N |  | 12H | [23 empty] | N | bar: X T T T to WAT BIT BLQ BIT
Vintage1993 | hard coal | TRUE | 16814 | Scrubgrass Reclamation CO. LP. | 50974 | Scrubgrass Reclamation CO. LP. | PA | Venango | GEN1 | Conventional Steam Coal | ST |  | S | X | X | 50789 Scrubgrs-13kv-gen | 50789 scrubgrs-13kv-gen | 94.7 | 0.85 | 83.2 | 85.9 | 0 | N |  |  | OP | X | 6 | 1993 |  |  | N | IPP Non-CHP | 2 | X | WC | BIT | SUB | WDS |  |  | DFO | BIT |  |  | N | N | 0 | OVER | Y |  |  |  | Y | [18 empty] | N | N | N
Vintage1993 | natural gas combined cycle | TRUE | 24202 | Carr Street Generating Sta LP | 50978 | Carr Street Generating Station | NY | Onondaga | GEN1 | Natural Gas Fired Combined Cycle | CT | CC1 | W | X | N | PTID 24060 | PTID 24060 | 48.8 | 0.85 | 35 | 40 | 16 | N |  |  | OP | X | 7 | 1993 |  |  | N | IPP Non-CHP | 2 | X T T T: X; WAT BIT BLQ BIT: NG; WAT NG BIT WDS: DFO |  |  | N | N |  | 12H | [23 empty] | Y | N | Y
Vintage1993 | natural gas combined cycle | TRUE | 24202 | Carr Street Generating Sta LP | 50978 | Carr Street Generating Station | NY | Onondaga | GEN2 | Natural Gas Fired Combined Cycle | CT | CC1 | W | X | N | PTID 24060 | PTID 24060 | 48.8 | 0.85 | 35 | 40 | 16 | N |  |  | OP | X | 7 | 1993 |  |  | N | IPP Non-CHP | 2 | X T T T: X; WAT BIT BLQ BIT: NG; WAT NG BIT WDS: DFO |  |  | N | N |  | 12H | [23 empty] | Y | N | Y
Vintage1993 | natural gas combined cycle | TRUE | 24202 | Carr Street Generating Sta LP | 50978 | Carr Street Generating Station | NY | Onondaga | GEN3 | Natural Gas Fired Combined Cycle | CA | CC1 | W | N | X | PTID 24060 | PTID 24060 | 25 | 0.9 | 23 | 25 | 10 | N |  |  | OP | X | 7 | 1993 |  |  | N | IPP Non-CHP | 2 | X T T T: X; WAT BIT BLQ BIT: NG; WAT NG BIT WDS: DFO |  |  | N | N |  | 12H | [23 empty] | N | N | N
Vintage1989 | hydro | TRUE | 3220 | Central Oregon Irrigation Dist | 50980 | Siphon Power Project | OR | Deschutes | GEN1 | Conventional Hydroelectric | HY |  | S | X | X |  |  | 2.7 | 0.9 | 2.7 | 2.7 | 0.8 | N |  |  | OP | X | 8 | 1989 |  |  | N | IPP Non-CHP | 2 | X T T T: X; WAT BIT BLQ BIT: WAT |  |  | N | N |  | 10M
Vintage1989 | hydro | TRUE | 3220 | Central Oregon Irrigation Dist | 50980 | Siphon Power Project | OR | Deschutes | GEN2 | Conventional Hydroelectric | HY |  | S | X | X |  |  | 2.7 | 0.9 | 2.7 | 2.7 | 0.8 | N |  |  | OP | X | 8 | 1989 |  |  | N | IPP Non-CHP | 2 | X T T T: X; WAT BIT BLQ BIT: WAT |  |  | N | N |  | 10M
Vintage1989 | natural gas peaker | FALSE | 17711 | Solano County | 50985 | Solano County Cogen Plant | CA | Solano | 3163 | Natural Gas Internal Combustion Engine | IC |  | S | X | X |  |  | 1 | 1 | 1 | 1 | 0.5 | N |  |  | OP | X | 6 | 1989 |  |  | Y | Commercial CHP | 5 | [11 empty] | N | N |  | 1H | [23 empty] | N | N | N | bar: X T T T to WAT BIT BLQ BIT
Vintage1989 | natural gas peaker | FALSE | 17711 | Solano County | 50985 | Solano County Cogen Plant | CA | Solano | 3164 | Natural Gas Internal Combustion Engine | IC |  | S | X | X |  |  | 0.4 | 1 | 0.4 | 0.4 | 0.2 | N |  |  | OP | X | 6 | 1989 |  |  | Y | Commercial CHP | 5 | [11 empty] | N | N |  | 1H | [23 empty] | N | N | N | bar: X T T T to WAT BIT BLQ BIT
Vintage2004 | natural gas peaker | FALSE | 17711 | Solano County | 50985 | Solano County Cogen Plant | CA | Solano | 3165 | Natural Gas Internal Combustion Engine | IC |  | S | X | X |  |  | 1.4 | 1 | 1.4 | 1 | 0.7 | N |  |  | OP | X | 12 | 2004 |  |  | Y | Commercial CHP | 5 | [11 empty] | N | N |  | 1H | [23 empty] | N | N | N | bar: X T T T to WAT BIT BLQ BIT
Vintage1983 | hydro | TRUE | 17150 | Shorock Hydro Inc | 50987 | Rock Creek I | ID | Twin Falls | GEN1 | Conventional Hydroelectric | HY |  | S | X | X |  |  | 2.1 | 0.8 | 2 | 1 | 0.2 | N |  |  | OP | X | 9 | 1983 |  |  | N | IPP Non-CHP | 2 | X T T T: X; WAT BIT BLQ BIT: WAT |  |  |  |  | 0 | 10M
Vintage1987 | biomass | TRUE | 3930 | Co-Gen II | 50993 | Co-Gen II LLC | OR | Douglas | GEN1 | Wood/Wood Waste Biomass | ST |  | S | X | X |  |  | 7.5 | 0.9 | 7.8 | 7.3 | 4 | N |  |  | SB | Y | 10 | 1987 |  |  | Y | IPP CHP | 3 | X T T T: T; WAT BIT BLQ BIT: WDS; WAT NG BIT WDS: NG; WAT NG RFO DFO: WDS |  |  | N | N |  | OVER | [23 empty] | N |  | N
Vintage1988 | hydro | TRUE | 39006 | Brookfield White Pine Hydro LLC | 50999 | Aziscohos Hydroelectric Project | ME | Oxford | GEN1 | Conventional Hydroelectric | HY |  | W | X | X |  |  | 6.7 | 0.9 | 6.8 | 6.8 | 0.1 | N |  |  | OP | X | 6 | 1988 |  |  | N | IPP Non-CHP | 2 | X T T T: X; WAT BIT BLQ BIT: WAT | [5 empty] | 10M
Vintage1981 | biomass | TRUE | 11415 | M.A. Patout & Son Limited, LLC | 51008 | Enterprise Sugar Factory | LA | Iberia | 1000 | Other Waste Biomass | ST |  | S | X | X |  |  | 1 | 0.8 | 1 | 1 | 0 | N |  |  | OP | X | 10 | 1981 |  |  | Y | Industrial CHP | 7 | X T T T: T; WAT BIT BLQ BIT: AB; WAT NG BIT WDS: NG; WAT NG RFO DFO: AB; WAT RFO NG NG: NG |  |  | N | N |  | 12H | [23 empty] | Y | Y | N
Vintage1981 | biomass | TRUE | 11415 | M.A. Patout & Son Limited, LLC | 51008 | Enterprise Sugar Factory | LA | Iberia | 2000 | Other Waste Biomass | ST |  | S | X | X |  |  | 2 | 0.8 | 2 | 2 | 0 | N |  |  | SB | N | 10 | 1981 |  |  | Y | Industrial CHP | 7 | X T T T: T; WAT BIT BLQ BIT: AB; WAT NG BIT WDS: NG; WAT NG RFO DFO: AB; WAT RFO NG NG: NG |  |  | N | N |  | 12H | [23 empty] | Y | Y | N
Vintage1992 | biomass | TRUE | 64003 | Stored Solar Services, LLC | 51026 | Ryegate Associates, LLC | VT | CALEDONIA | GEN1 | Wood/Wood Waste Biomass | ST |  | W | X | X |  |  | 21.5 | 1 | 20 | 20 | 13.2 | N |  |  | OP | X | 9 | 1992 |  |  | N | IPP Non-CHP | 2 | X T T T: X; WAT BIT BLQ BIT: WDS; WAT NG RFO DFO: WDS |  |  | N | N |  | 12H | [23 empty] | N | N | N
Vintage1990 | natural gas combined cycle | TRUE | 27769 | Ocean State Power Co | 51030 | Ocean State Power | RI | Providence | GEN1 | Natural Gas Fired Combined Cycle | CT | OSP1 | S | X | N | UN.OCEAN_ST13.8OSP1 | UN.OCEAN_ST13.8OSP1 | 82.8 | 0.85 | 71.2 | 77.8 | 45 | N |  |  | OP | X | 12 | 1990 |  |  | N | IPP Non-CHP | 2 | X T T T: X; WAT BIT BLQ BIT: NG; WAT NG BIT WDS: DFO |  |  | N | N |  | 12H | [23 empty] | Y | Y | Y
Vintage1990 | natural gas combined cycle | TRUE | 27769 | Ocean State Power Co | 51030 | Ocean State Power | RI | Providence | GEN2 | Natural Gas Fired Combined Cycle | CT | OSP1 | S | X | N | UN.OCEAN_ST13.8OSP1 | UN.OCEAN_ST13.8OSP1 | 82.8 | 0.85 | 71.2 | 77.8 | 45 | N |  |  | OP | X | 12 | 1990 |  |  | N | IPP Non-CHP | 2 | X T T T: X; WAT BIT BLQ BIT: NG; WAT NG BIT WDS: DFO |  |  | N | N |  | 12H | [23 empty] | Y | Y | Y
Vintage1990 | natural gas combined cycle | TRUE | 27769 | Ocean State Power Co | 51030 | Ocean State Power | RI | Providence | GEN3 | Natural Gas Fired Combined Cycle | CA | OSP1 | S | Y | X | UN.OCEAN_ST13.8OSP1 | UN.OCEAN_ST13.8OSP1 | 88.6 | 0.85 | 76.2 | 83.3 | 38 | N |  |  | OP | X | 12 | 1990 |  |  | N | IPP Non-CHP | 2 | X T T T: X; WAT BIT BLQ BIT: NG; WAT NG BIT WDS: DFO |  |  | N | N |  | 12H | [23 empty] | N |  | N
Vintage1988 | hydro | TRUE | 5914 | Erie Boulevard Hydropower LP | 51033 | West Delaware Tunnel Plant | NY | Sullivan | GEN1 | Conventional Hydroelectric | HY |  | S | X | X | 323627 | 323627 | 7.5 | 0.8 | 7 | 7.6 | 5 | N |  |  | OP | X | 12 | 1988 |  |  | N | IPP Non-CHP | 2 | X T T T: X; WAT BIT BLQ BIT: WAT |  |  | N |  | 0 | 10M
Vintage1987 | hydro | TRUE | 57280 | Eagle Creek Renewable Energy, LLC | 51034 | Little Falls Hydro | NY | Herkimer | GEN1 | Conventional Hydroelectric | HY |  | W | X | X |  |  | 6.5 | 0.9 | 6.5 | 6.5 | 0.8 | N |  |  | OP | X | 1 | 1987 |  |  | N | IPP Non-CHP | 2 | X T T T: X; WAT BIT BLQ BIT: WAT |  |  | N |  | 0 | 1H
Vintage1987 | hydro | TRUE | 57280 | Eagle Creek Renewable Energy, LLC | 51034 | Little Falls Hydro | NY | Herkimer | GEN2 | Conventional Hydroelectric | HY |  | W | X | X |  |  | 6.5 | 0.9 | 6.5 | 6.5 | 0.8 | N |  |  | OP | X | 1 | 1987 |  |  | N | IPP Non-CHP | 2 | X T T T: X; WAT BIT BLQ BIT: WAT |  |  | N |  | 0 | 1H
Vintage1990 | municipal solid waste | FALSE | 56601 | Covanta MacArthur Renewable Energy | 51038 | MacArthur Waste to Energy Facility | NY | Suffolk | GEN1 | Municipal Solid Waste | ST |  | W | X | X | 323679 | NYISO | 12.5 | 1 | 11 | 11 | 1 | N |  |  | OP | X | 3 | 1990 |  |  | N | Commercial Non-CHP | 4 | X T T T: X; WAT BIT BLQ BIT: MSW; WAT NG RFO DFO: NG |  |  | N | N |  | 12H | [23 empty] | N
Vintage1958 | natural gas combined cycle | FALSE | 5347 | Dow Chemical Co | 52006 | LaO Energy Systems | LA | Iberville | GEN1 | Natural Gas Fired Combined Cycle | CA | CC1 | S | Y | X | EES,DOWCHEM | EES,DOWCHEM | 57 | 0.85 | 57 | 57 | 8 | N |  |  | OP | X | 6 | 1958 |  |  | Y | Industrial CHP | 7 | X T T T: T; WAT BIT BLQ BIT: NG; WAT NG BIT WDS: OG; WAT WDS WDS RFO: OTH |  |  | N | N |  | 12H | [23 empty] | N | N | N
Vintage1962 | natural gas combined cycle | FALSE | 5347 | Dow Chemical Co | 52006 | LaO Energy Systems | LA | Iberville | GEN2 | Natural Gas Fired Combined Cycle | CA | CC1 | S | Y | X | EES,DOWCHEM | EES,DOWCHEM | 88 | 0.85 | 80 | 80 | 22 | N |  |  | OP | X | 6 | 1962 |  |  | Y | Industrial CHP | 7 | X T T T: T; WAT BIT BLQ BIT: NG; WAT NG BIT WDS: OG; WAT WDS WDS RFO: OTH |  |  | N | N |  | 12H | [23 empty] | N | N | N
Vintage1966 | natural gas combined cycle | FALSE | 5347 | Dow Chemical Co | 52006 | LaO Energy Systems | LA | Iberville | GEN3 | Natural Gas Fired Combined Cycle | CA | CC1 | S | Y | X | EES,DOWCHEM | EES,DOWCHEM | 90 | 0.85 | 94 | 94 | 13 | N |  |  | OP | X | 6 | 1966 |  |  | Y | Industrial CHP | 7 | X T T T: T; WAT BIT BLQ BIT: NG; WAT NG BIT WDS: OG; WAT WDS WDS RFO: OTH |  |  | N | N |  | 12H | [23 empty] | N | N | N
Vintage1969 | natural gas combined cycle | FALSE | 5347 | Dow Chemical Co | 52006 | LaO Energy Systems | LA | Iberville | GEN4 | Natural Gas Fired Combined Cycle | CA | CC1 | S | Y | X | EES,DOWCHEM | EES,DOWCHEM | 76.5 | 0.9 | 49 | 49 | 3 | N |  |  | OP | X | 6 | 1969 |  |  | Y | Industrial CHP | 7 | X T T T: T; WAT BIT BLQ BIT: NG; WAT NG BIT WDS: OG; WAT WDS WDS RFO: OTH |  |  | N | N |  | 12H | [23 empty] | N
Vintage1978 | natural gas combined cycle | FALSE | 5347 | Dow Chemical Co | 52006 | LaO Energy Systems | LA | Iberville | GEN5 | Natural Gas Fired Combined Cycle | CT | CC1 | S | X | N | EES,DOWCHEM | EES,DOWCHEM | 76.5 | 0.9 | 52 | 65 | 45 | N |  |  | OP | X | 11 | 1978 |  |  | Y | Industrial CHP | 7 | [11 empty] | N |  |  | 12H | [23 empty] | N | bar: X T T T to WAT BIT BLQ BIT
Vintage1979 | natural gas combined cycle | FALSE | 5347 | Dow Chemical Co | 52006 | LaO Energy Systems | LA | Iberville | GEN6 | Natural Gas Fired Combined Cycle | CT | CC1 | S | X | N | EES,DOWCHEM | EES,DOWCHEM | 76.5 | 0.9 | 52 | 65 | 45 | N |  |  | OP | X | 2 | 1979 |  |  | Y | Industrial CHP | 7 | [11 empty] | N |  |  | 12H | [23 empty] | N | bar: X T T T to WAT BIT BLQ BIT
Vintage1994 | municipal solid waste | TRUE | 10875 | Lee County Board-Commissioners | 52010 | Lee County Solid Waste Energy | FL | Lee | GEN1 | Municipal Solid Waste | ST |  | S | X | X |  |  | 39 | 0.85 | 39 | 39 | 19 | N |  |  | OP | X | 9 | 1994 |  |  | N | IPP Non-CHP | 2 | X T T T: X; WAT BIT BLQ BIT: MSW; WAT NG RFO DFO: PG |  |  | N | N |  | 12H | [20 empty] | N |  |  | N | N | N
Vintage2007 | municipal solid waste | TRUE | 10875 | Lee County Board-Commissioners | 52010 | Lee County Solid Waste Energy | FL | Lee | GEN2 | Municipal Solid Waste | ST |  | S | X | X |  |  | 20 | 0.85 | 16 | 16 | 10 | N |  |  | OP | X | 8 | 2007 |  |  | N | IPP Non-CHP | 2 | X T T T: X; WAT BIT BLQ BIT: MSW; WAT NG RFO DFO: PG |  |  | N | N |  | 12H | [20 empty] | N |  |  | N | N | N
Vintage1988 | geothermal | TRUE | 34691 | Ormat Nevada Inc | 52015 | Dixie Valley | NV | Churchill | GEN1 | Geothermal | ST |  | S | X | X | CONTRL_1_OXBOW | CONTRL_1_OXBOW | 64.7 | 0.963 | 56 | 57 | 5 | N |  |  | OP | X | 6 | 1988 |  |  | N | IPP Non-CHP | 2 | X T T T: X; WAT BIT BLQ BIT: GEO; WAT NG RFO DFO: GEO |  |  | N | N |  | 12H | [23 empty] | N | N | N
Vintage2012 | geothermal | TRUE | 34691 | Ormat Nevada Inc | 52015 | Dixie Valley | NV | Churchill | GEN2 | Geothermal | BT |  | S | X | X | CONTRL_1_OXBOW | CONTRL_1_OXBOW | 6.2 | 0.8 | 2.5 | 5.1 | 1 | N |  |  | OP | X | 4 | 2012 |  |  | N | IPP Non-CHP | 2 | X T T T: X; WAT BIT BLQ BIT: GEO; WAT NG RFO DFO: GEO |  |  | N | N |  | 12H | [23 empty] | N
Vintage1991 | natural gas combined cycle | TRUE | 5310 | Doswell Ltd Partnership | 52019 | Doswell Energy Center | VA | Hanover | GEN1 | Natural Gas Fired Combined Cycle | CT | UNT5 | S | X | N | 71856749 | 71856749 | 122 | 0.85 | 104.7 | 122 | 73.3 | N |  |  | OP | X | 11 | 1991 |  |  | N | IPP Non-CHP | 2 | X T T T: X; WAT BIT BLQ BIT: NG; WAT NG BIT WDS: DFO |  |  | N | N |  | 12H | [23 empty] | Y | N | Y
Vintage1991 | natural gas combined cycle | TRUE | 5310 | Doswell Ltd Partnership | 52019 | Doswell Energy Center | VA | Hanover | GEN2 | Natural Gas Fired Combined Cycle | CT | UNT5 | S | X | N | 71856749 | 71856749 | 122 | 0.85 | 104.7 | 122 | 73.3 | N |  |  | OP | X | 12 | 1991 |  |  | N | IPP Non-CHP | 2 | X T T T: X; WAT BIT BLQ BIT: NG; WAT NG BIT WDS: DFO |  |  | N | N |  | 12H | [23 empty] | Y | N | Y
Vintage1991 | natural gas combined cycle | TRUE | 5310 | Doswell Ltd Partnership | 52019 | Doswell Energy Center | VA | Hanover | GEN3 | Natural Gas Fired Combined Cycle | CA | UNT5 | S | Y | X | 71856749 | 71856749 | 132 | 0.9 | 123 | 132 | 28.7 | N |  |  | OP | X | 12 | 1991 |  |  | N | IPP Non-CHP | 2 | [11 empty] | N | N |  | 12H | [23 empty] | N | N | N | bar: X T T T to WAT BIT BLQ BIT
Vintage1992 | natural gas combined cycle | TRUE | 5310 | Doswell Ltd Partnership | 52019 | Doswell Energy Center | VA | Hanover | GEN4 | Natural Gas Fired Combined Cycle | CT | UNT6 | S | X | N | 71856755 | 71856755 | 122 | 0.85 | 104.7 | 122 | 73.3 | N |  |  | OP | X | 1 | 1992 |  |  | N | IPP Non-CHP | 2 | X T T T: X; WAT BIT BLQ BIT: NG; WAT NG BIT WDS: DFO |  |  | N | N |  | 12H | [23 empty] | Y | N | Y
Vintage1992 | natural gas combined cycle | TRUE | 5310 | Doswell Ltd Partnership | 52019 | Doswell Energy Center | VA | Hanover | GEN5 | Natural Gas Fired Combined Cycle | CT | UNT6 | S | X | N | 71856755 | 71856755 | 122 | 0.85 | 104.7 | 122 | 73.3 | N |  |  | OP | X | 1 | 1992 |  |  | N | IPP Non-CHP | 2 | X T T T: X; WAT BIT BLQ BIT: NG; WAT NG BIT WDS: DFO |  |  | N | N |  | 12H | [23 empty] | Y | N | Y
Vintage1992 | natural gas combined cycle | TRUE | 5310 | Doswell Ltd Partnership | 52019 | Doswell Energy Center | VA | Hanover | GEN6 | Natural Gas Fired Combined Cycle | CA | UNT6 | S | Y | X | 71856755 | 71856755 | 132 | 0.9 | 123 | 132 | 28.7 | N |  |  | OP | X | 1 | 1992 |  |  | N | IPP Non-CHP | 2 | [11 empty] | N | N |  | 12H | [23 empty] | N | N | N | bar: X T T T to WAT BIT BLQ BIT
Vintage2001 | natural gas peaker | TRUE | 5310 | Doswell Ltd Partnership | 52019 | Doswell Energy Center | VA | Hanover | GEN7 | Natural Gas Fired Combustion Turbine | GT |  | S | X | X | 71856761 | 71856761 | 187 | 0.9 | 170 | 188 | 74.5 | N |  |  | OP | X | 3 | 2001 |  |  | N | IPP Non-CHP | 2 | X T T T: X; WAT BIT BLQ BIT: NG; WAT NG BIT WDS: DFO |  |  | N | N |  | 1H | [23 empty] | Y | N | Y
Vintage2018 | natural gas peaker | TRUE | 5310 | Doswell Ltd Partnership | 52019 | Doswell Energy Center | VA | Hanover | GEN8 | Natural Gas Fired Combustion Turbine | GT |  | S | X | X | 1379268472 | 1379268472 | 187 | 0.9 | 165 | 188 | 90 | N |  |  | OP | X | 3 | 2018 |  |  | N | IPP Non-CHP | 2 | [11 empty] | N | N |  | 1H | [23 empty] | N | N | N | bar: X T T T to WAT BIT BLQ BIT
Vintage2018 | natural gas peaker | TRUE | 5310 | Doswell Ltd Partnership | 52019 | Doswell Energy Center | VA | Hanover | GEN9 | Natural Gas Fired Combustion Turbine | GT |  | S | X | X | 1379268471 | 1379268471 | 187 | 0.9 | 165 | 188 | 90 | N |  |  | OP | X | 4 | 2018 |  |  | N | IPP Non-CHP | 2 | [11 empty] | N | N |  | 1H | [23 empty] | N | N | N | bar: X T T T to WAT BIT BLQ BIT
Vintage1991 | natural gas peaker | FALSE | 29767 | Illinois Institute-Technology | 52021 | ITT Cogen Facility | IL | Cook | GEN1 | Natural Gas Fired Combustion Turbine | GT |  | S | X | X | 33092313 | 33092313 | 3.7 | 0.8 | 3.5 | 3.7 | 0.1 | N |  |  | SB | Y | 5 | 1991 |  |  | Y | Commercial CHP | 5 | X T T T: T; WAT BIT BLQ BIT: NG; WAT NG BIT WDS: DFO; WAT NG RFO DFO: NG |  |  | N | N | 0 | 1H | [23 empty] | Y | N | Y
Vintage1991 | natural gas peaker | FALSE | 29767 | Illinois Institute-Technology | 52021 | ITT Cogen Facility | IL | Cook | GEN2 | Natural Gas Fired Combustion Turbine | GT |  | S | X | X | 33092313 | 33092313 | 3.7 | 0.8 | 3.5 | 3.7 | 0.1 | N |  |  | SB | Y | 5 | 1991 |  |  | Y | Commercial CHP | 5 | X T T T: T; WAT BIT BLQ BIT: NG; WAT NG BIT WDS: DFO; WAT NG RFO DFO: NG |  |  | N | N |  | 1H | [23 empty] | Y | N | Y
Vintage1974 | natural gas steam turbine | FALSE | 16001 | Rhode Island Hospital | 52024 | Rhode Island Hospital | RI | Providence | GEN2 | Natural Gas Steam Turbine | ST |  | S | X | X |  |  | 1.7 | 0.8 | 1.7 | 1.7 | 0.3 | N |  |  | OP | X | 10 | 1974 |  |  | Y | Commercial CHP | 5 | X T T T: T; WAT BIT BLQ BIT: NG; WAT NG BIT WDS: RFO; WAT NG RFO DFO: NG |  |  | N | N |  | 1H | [20 empty] | N |  |  | Y | N | Y
Vintage1974 | natural gas steam turbine | FALSE | 16001 | Rhode Island Hospital | 52024 | Rhode Island Hospital | RI | Providence | GEN4 | Natural Gas Steam Turbine | ST |  | S | X | X |  |  | 1.7 | 0.8 | 1.7 | 1.7 | 0.3 | N |  |  | OP | X | 10 | 1974 |  |  | Y | Commercial CHP | 5 | X T T T: T; WAT BIT BLQ BIT: NG; WAT NG BIT WDS: RFO; WAT NG RFO DFO: NG |  |  | N | N |  | 1H | [20 empty] | N |  |  | Y | N | Y
Vintage1993 | natural gas steam turbine | FALSE | 16001 | Rhode Island Hospital | 52024 | Rhode Island Hospital | RI | Providence | NEW1 | Natural Gas Steam Turbine | ST |  | S | X | X |  |  | 3.5 | 0.8 | 3.5 | 3.5 | 0.3 | N |  |  | OP | X | 12 | 1993 |  |  | Y | Commercial CHP | 5 | X T T T: T; WAT BIT BLQ BIT: NG; WAT NG BIT WDS: RFO; WAT NG RFO DFO: NG |  |  | N | N |  | 12H | [20 empty] | N |  |  | Y | N | Y
Vintage1993 | natural gas steam turbine | FALSE | 16001 | Rhode Island Hospital | 52024 | Rhode Island Hospital | RI | Providence | NEW3 | Natural Gas Steam Turbine | ST |  | S | X | X |  |  | 3.5 | 0.8 | 3.5 | 3.5 | 0.3 | N |  |  | OP | X | 9 | 1993 |  |  | Y | Commercial CHP | 5 | X T T T: T; WAT BIT BLQ BIT: NG; WAT NG BIT WDS: RFO; WAT NG RFO DFO: NG |  |  | N | N |  | 12H | [23 empty] | Y | N | Y
Vintage1992 | natural gas combined cycle | TRUE | 56516 | Morris Energy Operations Company, LLC | 52026 | Dartmouth Power Associates LP | MA | Bristol | GEN1 | Natural Gas Fired Combined Cycle | CT | CC1 | W | X | N | 388 | 388 | 41.9 | 0.9 | 62.1 | 67.7 | 24 | N |  |  | OP | X | 3 | 1992 |  |  | N | IPP Non-CHP | 2 | X T T T: X; WAT BIT BLQ BIT: NG; WAT NG BIT WDS: DFO |  |  | N | N |  | 12H | [23 empty] | Y | N | Y
Vintage1992 | natural gas combined cycle | TRUE | 56516 | Morris Energy Operations Company, LLC | 52026 | Dartmouth Power Associates LP | MA | Bristol | GEN2 | Natural Gas Fired Combined Cycle | CA | CC1 | W | Y | X | 388 | 388 | 32.2 | 0.9 |  |  | 12 | N |  |  | OP | X | 3 | 1992 |  |  | N | IPP Non-CHP | 2 | X T T T: X; WAT BIT BLQ BIT: NG; WAT NG BIT WDS: DFO |  |  | N | N |  | 12H | [23 empty] | Y | N | Y
Vintage2009 | natural gas peaker | TRUE | 56516 | Morris Energy Operations Company, LLC | 52026 | Dartmouth Power Associates LP | MA | Bristol | GEN3 | Natural Gas Fired Combustion Turbine | GT |  | W | X | X | 15940 | 15940 | 23.3 | 0.85 | 19.6 | 21.8 | 19 | N |  |  | OP | X | 9 | 2009 |  |  | N | IPP Non-CHP | 2 | X T T T: X; WAT BIT BLQ BIT: NG; WAT NG BIT WDS: DFO |  |  | N | N |  | 1H | [23 empty] | Y | N | Y
Vintage1992 | geothermal | TRUE | 3608 | Puna Geothermal Venture | 52028 | Puna Geothermal Venture I | HI | Hawaii | OEC11 | Geothermal | ST |  | S | X | X |  |  | 3.5 | 0.8 | 3.1 | 3.1 | 0.5 | N |  |  | OP | X | 8 | 1992 |  |  | N | IPP Non-CHP | 2 | X T T T: X; WAT BIT BLQ BIT: GEO; WAT NG RFO DFO: GEO |  |  | N |  |  | OVER | [23 empty] | N
Vintage1992 | geothermal | TRUE | 3608 | Puna Geothermal Venture | 52028 | Puna Geothermal Venture I | HI | Hawaii | OEC12 | Geothermal | ST |  | S | X | X |  |  | 3.5 | 0.8 | 3.1 | 3.1 | 0.5 | N |  |  | OP | X | 8 | 1992 |  |  | N | IPP Non-CHP | 2 | X T T T: X; WAT BIT BLQ BIT: GEO; WAT NG RFO DFO: GEO |  |  | N |  |  | OVER | [23 empty] | N